## Light sources
Light sources
Product Code | Description | Image URL (440px) | Datasheet | Deeplink | Ballast Required | Nominal/ Rated Beam Angle [°] | Nominal center beam candlepower (CBCP) [cd] | Nominal chromaticity coordinate X | Coil type | Dimming Capability | Energy efficiency class (EEC) | Ignition Voltage | Lamp Current [A] | Lumen at 25°C [lm] | Starting ambient temperature range | Color consistency (SDCM) | Nominal/ Rated Beam Angle (°) | Rated peak intensity in [Cd] | Rated power [W] | Rated useful lumens [lm] | Starting time (sec) | Weighted energy consumption [kWh/1000h] | Nominal lamp voltage range [V] | Shipment | Life (Tc) [Hours] | Nominal lamp power [W] | Nominal lamp candlepower [cp] | Nominal lamp lumens [lm] | Pack Quantity ( MOQ ) | EAN Code | DUN Code | Operating Temperature [°C] | Operating Temperature (MIN) [°C] | Operating Temperature (MAX) [°C] | Design Ambient Temperature [°C] | Design Lamp ambient temperature [°C] | Pack Quantity | Rated Life [h] | Rated Lumens [lm] | Rated efficacy [lm/W] | Nominal lamp power factor… | Colour (product colour) | Colour Code | Nominal chromaticity coordinate Y | Light Center Length [mm] | Maximum Overall Length [mm] | Net weight per piece [g] | Nominal lumens (Hor) [lm] | Startup time [sec] | Number of switching cycles | Design Amps - Minor Filament | Run-up time (sec) | Burn Position | Correlated Colour temperature (CCT) [K] | Product gross weight per piece [g] | Product description | Direct Shipment pair | Bulb Shape | Bulb Finish | Bulb Diameter [mm] | Bulb maximum overall diameter [mm] | Inner pack type | Rated life L70/B50 [h] | Gross weight per piece [g] | Layer quantity | Nominal Length [mm] | Rated lumen maintenance factor (2000 hours) | Lamp Lumen Maintenance factor (2000 hours) | Rated survival factor (2000 hours) | Warm up time up to 60% of full light output | Nominal Lifetime [h] | Useful lumens (at 90° cone) [lm] | Rated efficacy [LpW] | Nominal efficacy [LpW] | Hot restart time (sec) | Regulatory comment | Outer pack type | Rated median life on electronic (HF / ECG) ballast on IEC 12-hour cycle | Nominal Initial Lumens per Watt [lm/W] | Layer quantity EUR | Layer quantity UK | Rated efficacy 25°C EM preheat | Rated lumen maintenance factor (4000 hours) | Rated survival factor (4000 hours) | Power Factor | Type# | Pallet quantity EUR (PC) | Rated median life on electronic (HF / ECG) ballast on IEC 3-hour cycle | Outer case size | RoHS compliant | Operating position | Cap to Cap Length (Max) [mm] | Rated average life [h] | Rated efficacy 25°C HF preheat | Rated lumen maintenance factor (6000 hours) | Rated survival factor (6000 hours) | Avarage rated life | Input Frequency [Hz] | Dimmability | Category | Input voltage range | Pallet quantity UK (PC) | Arc Gap | Mercury Content [mg] | Rated efficacy 35°C HF preheat | Rated lumen maintenance factor (8000 hours) | Lamp Lumen Maintenance factor (6000 hours) | Rated survival factor (12000 hours) | Product weight [g] | Line frequency (Hz) | Nominal useful lumens [lm] | UV radiance | Rated lumen maintenance factor (12000 hours) | Dimmable | Rated median life on electromagnetic (EM / CCG) ballast on IEC 12-hour cycle | Nominal life [h] | Rated life (Hor) [h] | Rated lumen maintenance factor (16000 hours) | Warm colour temperatures (CCT) [K] | Rated life (Vert) [h] | Rated lumen maintenance factor (20000 hours) | Total Harmonic Distortion (THD) | Flicker and Stroboscopic Visibility Measure (SVM) | Standard Warranty Period | Replacement Product Code | Replacement Watt [W] | Operating mode for LSF and LLMF data | Dimension [mm] | Rated survival factor (16000 hours) | Rated survival factor (20000 hours) | Rated survival factor (8000 hours) | Cap/Base | Brand | Colour Rendering Index (CRI) [Ra] | Nominal correlated colour temperature (CCT) [K] | Nominal correlated colour temperature (CCT) [K]] | Nominal lumens [lm] | Nominal power [W] | Nominal lamp voltage [V] | Product status
93104703 | MVR1000/U TU | image | datasheet | deeplink | Yes |  |  | 0.38 |  | No |  |  | 4.2 | [5 empty] | 1000 | 105900 | <30 |  | 255 | Standard | [5 empty] | 5994100019695 | 15994100019692 | [5 empty] | 6 |  |  | 105.9 |  |  | 640 | 0.377 | 241 | 383 | 385 |  |  |  |  | <300 |  |  |  | MVR1000/U TU |  | Elliptical | Clear |  | 172 | SLEEVE |  | 603 | 2 | [10 empty] | Not CE complaint | OUTER BOX |  |  | 3 | 2 | [5 empty] | 72 |  | 559 x 375 x 413 (mm) | Yes | U - Universal | [10 empty] | 360 | 90 | 150 | [7 empty] | Exempt | [19 empty] | E39 | Tungsram | 64 | 4000 | 4000 | 105900 | 1000 | 255 | Available
93104646 | MVR1000/U/BT37 TU | image | datasheet | deeplink | Yes |  |  | 0.395 |  | No |  |  | 4.1 | [5 empty] | 1000 | 115000 | <30 |  | 263 | Standard | [5 empty] | 5994100019121 | 15994100019128 | [5 empty] | 6 |  |  | 115 |  |  |  | 0.385 | 178 | 289 | 289 |  |  |  |  | <300 |  |  |  | MVR1000/U/BT37 TU |  | Elliptical | Clear |  | 121 | SLEEVE |  | 386 | 3 | [10 empty] | Not CE complaint | OUTER BOX |  |  | 3 | 3 | [5 empty] | 162 |  | 375 x 257 x 300 (mm) | Yes | U - Universal | [10 empty] | 360 | 90 | 150 | [7 empty] | Exempt | [19 empty] | E39 | Tungsram | 65 | 3700 | 3700 | 115000 | 1000 | 263 | Available
93122645 | LED SMART A60 Dim 8.8W 830 E27 TU | image | datasheet | deeplink | [6 empty] | F |  |  |  |  | 6 |  |  |  |  | 0.1 |  | 220-240 | Standard | [5 empty] | 5994100110330 | 15994100110337 |  | -10 | 40 |  |  | 1/12 |  |  | 92 | 0.7 | [5 empty] | 64 |  |  | 12 500 | [5 empty] | LED SMART A60 Dim 8.8W 830 E27 TU | [6 empty] | 25 000 |  |  | 120 | [31 empty] | 50/60 | Yes | [32 empty] | E27 | Tungsram | 80 | 3000 | 3000 | 806 | 8.8 |  | Available
93122644 | LED SMART A60 RGB 8.8W 830-865 E27 TU | image | datasheet | deeplink | [6 empty] | F |  |  |  |  | 6 |  |  |  |  | 0.1 |  | 220-240 | Standard | [5 empty] | 5994100110347 | 15994100110344 |  | -10 | 40 |  |  | 1/12 |  |  | 92 | 0.7 | [5 empty] | 66 |  |  | 12 500 |  |  |  | 3000-6500 |  | LED SMART A60 RGB 8.8W 830-865 E27 TU | [6 empty] | 25 000 |  |  | 120 | [31 empty] | 50/60 | Yes | [32 empty] | E27 | Tungsram | 80 |  |  | 806 | 8.8 |  | Available
93120636 | LEDT8 VG 1.8m 24W 865 220-240V 1/10 TUDS | image | datasheet | deeplink | [5 empty] | No | E |  |  |  |  | 6 | [6 empty] | 220-240V | Direct Shipment | [5 empty] | 5994100091493 | 15994100091490 |  | -20 | 40 |  |  | 10 |  |  | 129.1667 | [6 empty] | 260 | [8 empty] | LEDT8 VG 1.8m 24W 865 220-240V 1/10 TUDS | [5 empty] | Sleeve | 50000 | [12 empty] | Yes | Outer box | [20 empty] | 50-60 Hz | [33 empty] | G13 | Tungsram | 80 | 6500 | 6500 | 3100 | 24 |  | Available
93120635 | LEDT8 VG 1.8m 24W 840 220-240V 1/10 TUDS | image | datasheet | deeplink | [5 empty] | No | E |  |  |  |  | 6 | [6 empty] | 220-240V | Direct Shipment | [5 empty] | 5994100091486 | 15994100091483 |  | -20 | 40 |  |  | 10 |  |  | 129.1667 | [6 empty] | 260 | [8 empty] | LEDT8 VG 1.8m 24W 840 220-240V 1/10 TUDS | [5 empty] | Sleeve | 50000 | [12 empty] | Yes | Outer box | [20 empty] | 50-60 Hz | [33 empty] | G13 | Tungsram | 80 | 4000 | 4000 | 3100 | 24 |  | Available
93120634 | LEDT8 VG 1.8m 24W 830 220-240V 1/10 TUDS | image | datasheet | deeplink | [5 empty] | No | E |  |  |  |  | 6 | [6 empty] | 220-240V | Direct Shipment | [5 empty] | 5994100091479 | 15994100091476 |  | -20 | 40 |  |  | 10 |  |  | 125 | [6 empty] | 260 | [8 empty] | LEDT8 VG 1.8m 24W 830 220-240V 1/10 TUDS | [5 empty] | Sleeve | 50000 | [12 empty] | Yes | Outer box | [20 empty] | 50-60 Hz | [33 empty] | G13 | Tungsram | 80 | 3000 | 3000 | 3000 | 24 |  | Available
93120633 | LEDT8 VG 1.5m 24W 865 220-240V 1/10 TUDS | image | datasheet | deeplink | [5 empty] | No | E |  |  |  |  | 6 | [6 empty] | 220-240V | Direct Shipment | [5 empty] | 5994100091431 | 15994100091438 |  | -20 | 40 |  |  | 10 |  |  | 129.1667 | [6 empty] | 226 | [8 empty] | LEDT8 VG 1.5m 24W 865 220-240V 1/10 TUDS | [5 empty] | Sleeve | 50000 | [12 empty] | Yes | Outer box | [20 empty] | 50-60 Hz | [33 empty] | G13 | Tungsram | 80 | 6500 | 6500 | 3100 | 24 |  | Available
93120632 | LEDT8 VG 1.5m 24W 840 220-240V 1/10 TUDS | image | datasheet | deeplink | [5 empty] | No | E |  |  |  |  | 6 | [6 empty] | 220-240V | Direct Shipment | [5 empty] | 5994100091424 | 15994100091421 |  | -20 | 40 |  |  | 10 |  |  | 129.1667 | [6 empty] | 226 | [8 empty] | LEDT8 VG 1.5m 24W 840 220-240V 1/10 TUDS | [5 empty] | Sleeve | 50000 | [12 empty] | Yes | Outer box | [20 empty] | 50-60 Hz | [33 empty] | G13 | Tungsram | 80 | 4000 | 4000 | 3100 | 24 |  | Available
93120631 | LEDT8 VG 1.5m 24W 830 220-240V 1/10 TUDS | image | datasheet | deeplink | [5 empty] | No | E |  |  |  |  | 6 | [6 empty] | 220-240V | Direct Shipment | [5 empty] | 5994100091417 | 15994100091414 |  | -20 | 40 |  |  | 10 |  |  | 125 | [6 empty] | 226 | [8 empty] | LEDT8 VG 1.5m 24W 830 220-240V 1/10 TUDS | [5 empty] | Sleeve | 50000 | [12 empty] | Yes | Outer box | [20 empty] | 50-60 Hz | [33 empty] | G13 | Tungsram | 80 | 3000 | 3000 | 3000 | 24 |  | Available
93120630 | LEDT8 VG 1.2m 17W 865 220-240V 1/15 TUDS | image | datasheet | deeplink | [5 empty] | No | E |  |  |  |  | 6 | [6 empty] | 220-240V | Direct Shipment | [5 empty] | 5994100091370 | 15994100091377 |  | -20 | 40 |  |  | 15 |  |  | 123.5294 | [6 empty] | 190 | [8 empty] | LEDT8 VG 1.2m 17W 865 220-240V 1/15 TUDS | [5 empty] | Sleeve | 50000 | [12 empty] | Yes | Outer box | [20 empty] | 50-60 Hz | [33 empty] | G13 | Tungsram | 80 | 6500 | 6500 | 2100 | 17 |  | Available
93120629 | LEDT8 VG 1.2m 17W 840 220-240V 1/15 TUDS | image | datasheet | deeplink | [5 empty] | No | E |  |  |  |  | 6 | [6 empty] | 220-240V | Direct Shipment | [5 empty] | 5994100091363 | 15994100091360 |  | -20 | 40 |  |  | 15 |  |  | 123.5294 | [6 empty] | 190 | [8 empty] | LEDT8 VG 1.2m 17W 840 220-240V 1/15 TUDS | [5 empty] | Sleeve | 50000 | [12 empty] | Yes | Outer box | [20 empty] | 50-60 Hz | [33 empty] | G13 | Tungsram | 80 | 4000 | 4000 | 2100 | 17 |  | Available
93120628 | LEDT8 VG 1.2m 17W 830 220-240V 1/15 TUDS | image | datasheet | deeplink | [5 empty] | No | E |  |  |  |  | 6 | [6 empty] | 220-240V | Direct Shipment | [5 empty] | 5994100091356 | 15994100091353 |  | -20 | 40 |  |  | 15 |  |  | 117.6471 | [6 empty] | 190 | [8 empty] | LEDT8 VG 1.2m 17W 830 220-240V 1/15 TUDS | [5 empty] | Sleeve | 50000 | [12 empty] | Yes | Outer box | [20 empty] | 50-60 Hz | [33 empty] | G13 | Tungsram | 80 | 3000 | 3000 | 2000 | 17 |  | Available
93120627 | LEDT8 VG 1.2m 14W 865 220-240V 1/15 TUDS | image | datasheet | deeplink | [5 empty] | No | E |  |  |  |  | 6 | [6 empty] | 220-240V | Direct Shipment | [5 empty] | 5994100091349 | 15994100091346 |  | -20 | 40 |  |  | 15 |  |  | 125 | [6 empty] | 184 | [8 empty] | LEDT8 VG 1.2m 14W 865 220-240V 1/15 TUDS | [5 empty] | Sleeve | 50000 | [12 empty] | Yes | Outer box | [20 empty] | 50-60 Hz | [33 empty] | G13 | Tungsram | 80 | 6500 | 6500 | 1750 | 14 |  | Available
93120626 | LEDT8 VG 1.2m 14W 840 220-240V 1/15 TUDS | image | datasheet | deeplink | [5 empty] | No | E |  |  |  |  | 6 | [6 empty] | 220-240V | Direct Shipment | [5 empty] | 5994100091172 | 15994100091179 |  | -20 | 40 |  |  | 15 |  |  | 125 | [6 empty] | 184 | [8 empty] | LEDT8 VG 1.2m 14W 840 220-240V 1/15 TUDS | [5 empty] | Sleeve | 50000 | [12 empty] | Yes | Outer box | [20 empty] | 50-60 Hz | [33 empty] | G13 | Tungsram | 80 | 4000 | 4000 | 1750 | 14 |  | Available
93120625 | LEDT8 VG 1.2m 14W 830 220-240V 1/15 TUDS | image | datasheet | deeplink | [5 empty] | No | E |  |  |  |  | 6 | [6 empty] | 220-240V | Direct Shipment | [5 empty] | 5994100091189 | 15994100091186 |  | -20 | 40 |  |  | 15 |  |  | 117.8571 | [6 empty] | 184 | [8 empty] | LEDT8 VG 1.2m 14W 830 220-240V 1/15 TUDS | [5 empty] | Sleeve | 50000 | [12 empty] | Yes | Outer box | [20 empty] | 50-60 Hz | [33 empty] | G13 | Tungsram | 80 | 3000 | 3000 | 1650 | 14 |  | Available
93120624 | LEDT8 VG 0.6m 8W 865 220-240V 1/15 TUDS | image | datasheet | deeplink | [5 empty] | No | E |  |  |  |  | 6 | [6 empty] | 220-240V | Direct Shipment | [5 empty] | 5994100091288 | 15994100091285 |  | -20 | 40 |  |  | 15 |  |  | 125 | [6 empty] | 96 | [8 empty] | LEDT8 VG 0.6m 8W 865 220-240V 1/15 TUDS | [5 empty] | Sleeve | 50000 | [12 empty] | Yes | Outer box | [20 empty] | 50-60 Hz | [33 empty] | G13 | Tungsram | 80 | 6500 | 6500 | 1000 | 8 |  | Available
93120623 | LEDT8 VG 0.6m 8W 840 220-240V 1/15 TUDS | image | datasheet | deeplink | [5 empty] | No | E |  |  |  |  | 6 | [6 empty] | 220-240V | Direct Shipment | [5 empty] | 5994100091202 | 15994100091209 |  | -20 | 40 |  |  | 15 |  |  | 125 | [6 empty] | 96 | [8 empty] | LEDT8 VG 0.6m 8W 840 220-240V 1/15 TUDS | [5 empty] | Sleeve | 50000 | [12 empty] | Yes | Outer box | [20 empty] | 50-60 Hz | [33 empty] | G13 | Tungsram | 80 | 4000 | 4000 | 1000 | 8 |  | Available
93120622 | LEDT8 VG 0.6m 8W 830 220-240V 1/15 TUDS | image | datasheet | deeplink | [5 empty] | No | E |  |  |  |  | 6 | [6 empty] | 220-240V | Direct Shipment | [5 empty] | 5994100091196 | 15994100091193 |  | -20 | 40 |  |  | 15 |  |  | 118.75 | [6 empty] | 96 | [8 empty] | LEDT8 VG 0.6m 8W 830 220-240V 1/15 TUDS | [5 empty] | Sleeve | 50000 | [12 empty] | Yes | Outer box | [20 empty] | 50-60 Hz | [33 empty] | G13 | Tungsram | 80 | 3000 | 3000 | 950 | 8 |  | Available
93120621 | LEDT8 VG 1.8m 24W 865 220-240V 1/10 TU | image | datasheet | deeplink | [5 empty] | No | E |  |  |  |  | 6 | [6 empty] | 220-240V | Standard | [5 empty] | 5994100091462 | 15994100091469 |  | -20 | 40 |  |  | 10 |  |  | 129.1667 | [6 empty] | 260 | [8 empty] | LEDT8 VG 1.8m 24W 865 220-240V 1/10 TU | [5 empty] | Sleeve | 50000 | [12 empty] | Yes | Outer box | [20 empty] | 50-60 Hz | [33 empty] | G13 | Tungsram | 80 | 6500 | 6500 | 3100 | 24 |  | Available
93120620 | LEDT8 VG 1.8m 24W 840 220-240V 1/10 TU | image | datasheet | deeplink | [5 empty] | No | E |  |  |  |  | 6 | [6 empty] | 220-240V | Standard | [5 empty] | 5994100091455 | 15994100091452 |  | -20 | 40 |  |  | 10 |  |  | 129.1667 | [6 empty] | 260 | [8 empty] | LEDT8 VG 1.8m 24W 840 220-240V 1/10 TU | [5 empty] | Sleeve | 50000 | [12 empty] | Yes | Outer box | [20 empty] | 50-60 Hz | [33 empty] | G13 | Tungsram | 80 | 4000 | 4000 | 3100 | 24 |  | Available
93120619 | LEDT8 VG 1.8m 24W 830 220-240V 1/10 TU | image | datasheet | deeplink | [5 empty] | No | E |  |  |  |  | 6 | [6 empty] | 220-240V | Standard | [5 empty] | 5994100091448 | 15994100091445 |  | -20 | 40 |  |  | 10 |  |  | 125 | [6 empty] | 260 | [8 empty] | LEDT8 VG 1.8m 24W 830 220-240V 1/10 TU | [5 empty] | Sleeve | 50000 | [12 empty] | Yes | Outer box | [20 empty] | 50-60 Hz | [33 empty] | G13 | Tungsram | 80 | 3000 | 3000 | 3000 | 24 |  | Available
93120618 | LEDT8 VG 1.5m 24W 865 220-240V 1/10 TU | image | datasheet | deeplink | [5 empty] | No | E |  |  |  |  | 6 | [6 empty] | 220-240V | Standard | [5 empty] | 5994100091400 | 15994100091407 |  | -20 | 40 |  |  | 10 |  |  | 129.1667 | [6 empty] | 226 | [8 empty] | LEDT8 VG 1.5m 24W 865 220-240V 1/10 TU | [5 empty] | Sleeve | 50000 | [12 empty] | Yes | Outer box | [20 empty] | 50-60 Hz | [33 empty] | G13 | Tungsram | 80 | 6500 | 6500 | 3100 | 24 |  | Available
93120617 | LEDT8 VG 1.5m 24W 840 220-240V 1/10 TU | image | datasheet | deeplink | [5 empty] | No | E |  |  |  |  | 6 | [6 empty] | 220-240V | Standard | [5 empty] | 5994100091394 | 15994100091391 |  | -20 | 40 |  |  | 10 |  |  | 129.1667 | [6 empty] | 226 | [8 empty] | LEDT8 VG 1.5m 24W 840 220-240V 1/10 TU | [5 empty] | Sleeve | 50000 | [12 empty] | Yes | Outer box | [20 empty] | 50-60 Hz | [33 empty] | G13 | Tungsram | 80 | 4000 | 4000 | 3100 | 24 |  | Available
93120616 | LEDT8 VG 1.5m 24W 830 220-240V 1/10 TU | image | datasheet | deeplink | [5 empty] | No | E |  |  |  |  | 6 | [6 empty] | 220-240V | Standard | [5 empty] | 5994100091387 | 15994100091384 |  | -20 | 40 |  |  | 10 |  |  | 125 | [6 empty] | 226 | [8 empty] | LEDT8 VG 1.5m 24W 830 220-240V 1/10 TU | [5 empty] | Sleeve | 50000 | [12 empty] | Yes | Outer box | [20 empty] | 50-60 Hz | [33 empty] | G13 | Tungsram | 80 | 3000 | 3000 | 3000 | 24 |  | Available
93120615 | LEDT8 VG 1.2m 17W 865 220-240V 1/15 TU | image | datasheet | deeplink | [5 empty] | No | E |  |  |  |  | 6 | [6 empty] | 220-240V | Standard | [5 empty] | 5994100091165 | 15994100091162 |  | -20 | 40 |  |  | 15 |  |  | 123.5294 | [6 empty] | 190 | [8 empty] | LEDT8 VG 1.2m 17W 865 220-240V 1/15 TU | [5 empty] | Sleeve | 50000 | [12 empty] | Yes | Outer box | [20 empty] | 50-60 Hz | [33 empty] | G13 | Tungsram | 80 | 6500 | 6500 | 2100 | 17 |  | Available
93120614 | LEDT8 VG 1.2m 17W 840 220-240V 1/15 TU | image | datasheet | deeplink | [5 empty] | No | E |  |  |  |  | 6 | [6 empty] | 220-240V | Standard | [5 empty] | 5994100091158 | 15994100091155 |  | -20 | 40 |  |  | 15 |  |  | 123.5294 | [6 empty] | 190 | [8 empty] | LEDT8 VG 1.2m 17W 840 220-240V 1/15 TU | [5 empty] | Sleeve | 50000 | [12 empty] | Yes | Outer box | [20 empty] | 50-60 Hz | [33 empty] | G13 | Tungsram | 80 | 4000 | 4000 | 2100 | 17 |  | Available
93120613 | LEDT8 VG 1.2m 17W 830 220-240V 1/15 TU | image | datasheet | deeplink | [5 empty] | No | E |  |  |  |  | 6 | [6 empty] | 220-240V | Standard | [5 empty] | 5994100091141 | 15994100091148 |  | -20 | 40 |  |  | 15 |  |  | 117.6471 | [6 empty] | 190 | [8 empty] | LEDT8 VG 1.2m 17W 830 220-240V 1/15 TU | [5 empty] | Sleeve | 50000 | [12 empty] | Yes | Outer box | [20 empty] | 50-60 Hz | [33 empty] | G13 | Tungsram | 80 | 3000 | 3000 | 2000 | 17 |  | Available
93120612 | LEDT8 VG 1.2m 14W 865 220-240V 1/15 TU | image | datasheet | deeplink | [5 empty] | No | E |  |  |  |  | 6 | [6 empty] | 220-240V | Standard | [5 empty] | 5994100091134 | 15994100091131 |  | -20 | 40 |  |  | 15 |  |  | 125 | [6 empty] | 184 | [8 empty] | LEDT8 VG 1.2m 14W 865 220-240V 1/15 TU | [5 empty] | Sleeve | 50000 | [12 empty] | Yes | Outer box | [20 empty] | 50-60 Hz | [33 empty] | G13 | Tungsram | 80 | 6500 | 6500 | 1750 | 14 |  | Available
93120611 | LEDT8 VG 1.2m 14W 840 220-240V 1/15 TU | image | datasheet | deeplink | [5 empty] | No | E |  |  |  |  | 6 | [6 empty] | 220-240V | Standard | [5 empty] | 5994100091325 | 15994100091322 |  | -20 | 40 |  |  | 15 |  |  | 125 | [6 empty] | 184 | [8 empty] | LEDT8 VG 1.2m 14W 840 220-240V 1/15 TU | [5 empty] | Sleeve | 50000 | [12 empty] | Yes | Outer box | [20 empty] | 50-60 Hz | [33 empty] | G13 | Tungsram | 80 | 4000 | 4000 | 1750 | 14 |  | Available
93120610 | LEDT8 VG 1.2m 14W 830 220-240V 1/15 TU | image | datasheet | deeplink | [5 empty] | No | E |  |  |  |  | 6 | [6 empty] | 220-240V | Standard | [5 empty] | 5994100091332 | 15994100091339 |  | -20 | 40 |  |  | 15 |  |  | 117.8571 | [6 empty] | 184 | [8 empty] | LEDT8 VG 1.2m 14W 830 220-240V 1/15 TU | [5 empty] | Sleeve | 50000 | [12 empty] | Yes | Outer box | [20 empty] | 50-60 Hz | [33 empty] | G13 | Tungsram | 80 | 3000 | 3000 | 1650 | 14 |  | Available
93120609 | LEDT8 VG 0.6m 8W 865 220-240V 1/15 TU | image | datasheet | deeplink | [5 empty] | No | E |  |  |  |  | 6 | [6 empty] | 220-240V | Standard | [5 empty] | 5994100091127 | 15994100091124 |  | -20 | 40 |  |  | 15 |  |  | 125 | [6 empty] | 96 | [8 empty] | LEDT8 VG 0.6m 8W 865 220-240V 1/15 TU | [5 empty] | Sleeve | 50000 | [12 empty] | Yes | Outer box | [20 empty] | 50-60 Hz | [33 empty] | G13 | Tungsram | 80 | 6500 | 6500 | 1000 | 8 |  | Available
93120608 | LEDT8 VG 0.6m 8W 840 220-240V 1/15 TU | image | datasheet | deeplink | [5 empty] | No | E |  |  |  |  | 6 | [6 empty] | 220-240V | Standard | [5 empty] | 5994100091110 | 15994100091117 |  | -20 | 40 |  |  | 15 |  |  | 125 | [6 empty] | 96 | [8 empty] | LEDT8 VG 0.6m 8W 840 220-240V 1/15 TU | [5 empty] | Sleeve | 50000 | [12 empty] | Yes | Outer box | [20 empty] | 50-60 Hz | [33 empty] | G13 | Tungsram | 80 | 4000 | 4000 | 1000 | 8 |  | Available
93120607 | LEDT8 VG 0.6m 8W 830 220-240V 1/15 TU | image | datasheet | deeplink | [5 empty] | No | E |  |  |  |  | 6 | [6 empty] | 220-240V | Standard | [5 empty] | 5994100090908 | 15994100090905 |  | -20 | 40 |  |  | 15 |  |  | 118.75 | [6 empty] | 96 | [8 empty] | LEDT8 VG 0.6m 8W 830 220-240V 1/15 TU | [5 empty] | Sleeve | 50000 | [12 empty] | Yes | Outer box | [20 empty] | 50-60 Hz | [33 empty] | G13 | Tungsram | 80 | 3000 | 3000 | 950 | 8 |  | Available
93117126 | @LED T8 SG 1.5m 20W 865 220-240V TU SA | image | datasheet | deeplink | [51 empty] | LED T8 SG 1.5m 20W 865 220-240V TU SA | [75 empty] | G13 | Tungsram | 80 | 6500 | 6500 | 2050 | 20 |  | Marked for phase-out
93117125 | @LED T8 SG 1.5m 20W 840 220-240V TU SA | image | datasheet | deeplink | [51 empty] | LED T8 SG 1.5m 20W 840 220-240V TU SA | [75 empty] | G13 | Tungsram | 80 | 4000 | 4000 | 2050 | 20 |  | Marked for phase-out
93117124 | @LED T8 SG 1.5m 20W 830 220-240V TU SA | image | datasheet | deeplink | [51 empty] | LED T8 SG 1.5m 20W 830 220-240V TU SA | [75 empty] | G13 | Tungsram | 80 | 3000 | 3000 | 2000 | 20 |  | Marked for phase-out
93117123 | @LED T8 SG 1.2m 16W 865 220-240V TU SA | image | datasheet | deeplink | [51 empty] | LED T8 SG 1.2m 16W 865 220-240V TU SA | [75 empty] | G13 | Tungsram | 80 | 6500 | 6500 | 1600 | 16 |  | Marked for phase-out
93117122 | @LED T8 SG 1.2m 16W 840 220-240V TU SA | image | datasheet | deeplink | [51 empty] | LED T8 SG 1.2m 16W 840 220-240V TU SA | [75 empty] | G13 | Tungsram | 80 | 4000 | 4000 | 1600 | 16 |  | Marked for phase-out
93117121 | @LED T8 SG 1.2m 16W 830 220-240V TU SA | image | datasheet | deeplink | [51 empty] | LED T8 SG 1.2m 16W 830 220-240V TU SA | [75 empty] | G13 | Tungsram | 80 | 3000 | 3000 | 1550 | 16 |  | Marked for phase-out
93117120 | @LED T8 SG 0.6m 8W 865 220-240V TU SA | image | datasheet | deeplink | [51 empty] | LED T8 SG 0.6m 8W 865 220-240V TU SA | [75 empty] | G13 | Tungsram | 80 | 6500 | 6500 | 800 | 8 |  | Marked for phase-out
93117119 | @LED T8 SG 0.6m 8W 840 220-240V TU SA | image | datasheet | deeplink | [51 empty] | LED T8 SG 0.6m 8W 840 220-240V TU SA | [75 empty] | G13 | Tungsram | 80 | 4000 | 4000 | 800 | 8 |  | Marked for phase-out
93117118 | @LED T8 SG 0.6m 8W 830 220-240V TU SA | image | datasheet | deeplink | [51 empty] | LED T8 SG 0.6m 8W 830 220-240V TU SA | [75 empty] | G13 | Tungsram | 80 | 3000 | 3000 | 750 | 8 |  | Marked for phase-out
93117541 | LED T8 VG 1.5m 24W 865 100-240V TU SA | image | datasheet | deeplink | [51 empty] | LED T8 VG 1.5m 24W 865 100-240V TU SA | [75 empty] | G13 | Tungsram | 80 | 6500 | 6500 | 3100 | 24 |  | Available
93117540 | LED T8 VG 1.5m 24W 840 100-240V TU SA | image | datasheet | deeplink | [51 empty] | LED T8 VG 1.5m 24W 840 100-240V TU SA | [75 empty] | G13 | Tungsram | 80 | 4000 | 4000 | 3100 | 24 |  | Available
93117539 | LED T8 VG 1.5m 24W 830 100-240V TU SA | image | datasheet | deeplink | [51 empty] | LED T8 VG 1.5m 24W 830 100-240V TU SA | [75 empty] | G13 | Tungsram | 80 | 3000 | 3000 | 3100 | 24 |  | Available
93117400 | LED T8 VG 1.2m 17W 840 100-240V TU SA | image | datasheet | deeplink | [51 empty] | LED T8 VG 1.2m 17W 840 100-240V TU SA | [75 empty] | G13 | Tungsram | 80 | 4000 | 4000 | 2100 | 17 |  | Available
93117399 | LED T8 VG 1.2m 14W 840 100-240V TU SA | image | datasheet | deeplink | [51 empty] | LED T8 VG 1.2m 14W 840 100-240V TU SA | [75 empty] | G13 | Tungsram | 80 | 4000 | 4000 | 1750 | 14 |  | Available
93117398 | LED T8 VG 0.6m 8W 840 100-240V TU SA | image | datasheet | deeplink | [51 empty] | LED T8 VG 0.6m 8W 840 100-240V TU SA | [75 empty] | G13 | Tungsram | 80 | 4000 | 4000 | 1000 | 8 |  | Available
93117117 | LED T8 VG 1.2m 17W 830 100-240V TU SA | image | datasheet | deeplink | [51 empty] | LED T8 VG 1.2m 17W 830 100-240V TU SA | [75 empty] | G13 | Tungsram | 80 | 3000 | 3000 | 2100 | 17 |  | Available
93117115 | LED T8 VG 0.6m 8W 830 100-240V TU SA | image | datasheet | deeplink | [51 empty] | LED T8 VG 0.6m 8W 830 100-240V TU SA | [75 empty] | G13 | Tungsram | 80 | 3000 | 3000 | 1000 | 8 |  | Available
93116785 | LED T8 VG 1.2m 17W 865 100-240V TU SA | image | datasheet | deeplink | [51 empty] | LED T8 VG 1.2m 17W 865 100-240V TU SA | [75 empty] | G13 | Tungsram | 80 | 6500 | 6500 | 2100 | 17 |  | Available
93116783 | LED T8 VG 1.2m 14W 865 100-240V TU SA | image | datasheet | deeplink | [51 empty] | LED T8 VG 1.2m 14W 865 100-240V TU SA | [75 empty] | G13 | Tungsram | 80 | 6500 | 6500 | 1750 | 14 |  | Available
93116782 | LED T8 VG 0.6m 8W 865 100-240V TU SA | image | datasheet | deeplink | [51 empty] | LED T8 VG 0.6m 8W 865 100-240V TU SA | [75 empty] | G13 | Tungsram | 80 | 6500 | 6500 | 1000 | 8 |  | Available
93118604 | @LED T8 SG 1.2m 20W 865 220-240V 1/25TUDS | image | datasheet | deeplink | [51 empty] | LED T8 SG 1.2m 20W 865 220-240V 1/25TUDS | [75 empty] | G13 | Tungsram | 80 | 6500 | 6500 | 1800 | 20 |  | Marked for phase-out
93118603 | @LED T8 SG 1.2m 20W 840 220-240V 1/25TUDS | image | datasheet | deeplink | [51 empty] | LED T8 SG 1.2m 20W 840 220-240V 1/25TUDS | [75 empty] | G13 | Tungsram | 80 | 4000 | 4000 | 1800 | 20 |  | Marked for phase-out
93118602 | @LED T8 SG 1.2m 20W 830 220-240V 1/25TUDS | image | datasheet | deeplink | [51 empty] | LED T8 SG 1.2m 20W 830 220-240V 1/25TUDS | [75 empty] | G13 | Tungsram | 80 | 3000 | 3000 | 1700 | 20 |  | Marked for phase-out
93118601 | @LED T8 SG 0.6m 10W 865 220-240V 1/25 TUDS | image | datasheet | deeplink | [51 empty] | LED T8 SG 0.6m 10W 865 220-240V 1/25 TUDS | [75 empty] | G13 | Tungsram | 80 | 6500 | 6500 | 900 | 10 |  | Marked for phase-out
93118600 | @LED T8 SG 0.6m 10W 840 220-240V 1/25 TUDS | image | datasheet | deeplink | [51 empty] | LED T8 SG 0.6m 10W 840 220-240V 1/25 TUDS | [75 empty] | G13 | Tungsram | 80 | 4000 | 4000 | 900 | 10 |  | Marked for phase-out
93118599 | @LED T8 SG 0.6m 10W 830 220-240V 1/25 TUDS | image | datasheet | deeplink | [51 empty] | LED T8 SG 0.6m 10W 830 220-240V 1/25 TUDS | [75 empty] | G13 | Tungsram | 80 | 3000 | 3000 | 850 | 10 |  | Marked for phase-out
93117368 | @LED T8 SG 1.5m 20W 865 220-240V 1/15TUDS | image | datasheet | deeplink | [51 empty] | LED T8 SG 1.5m 20W 865 220-240V 1/15TUDS | [75 empty] | G13 | Tungsram | 80 | 6500 | 6500 | 2050 | 20 |  | Marked for phase-out
93117365 | @LED T8 SG 1.2m 16W 865 220-240V 1/15TUDS | image | datasheet | deeplink | [51 empty] | LED T8 SG 1.2m 16W 865 220-240V 1/15TUDS | [75 empty] | G13 | Tungsram | 80 | 6500 | 6500 | 1600 | 16 |  | Marked for phase-out
93117364 | @LED T8 SG 1.2m 16W 840 220-240V 1/15TUDS | image | datasheet | deeplink | [51 empty] | LED T8 SG 1.2m 16W 840 220-240V 1/15TUDS | [75 empty] | G13 | Tungsram | 80 | 4000 | 4000 | 1600 | 16 |  | Marked for phase-out
93117362 | @LED T8 SG 0.6m 8W 865 220-240V 1/15 TUDS | image | datasheet | deeplink | [51 empty] | LED T8 SG 0.6m 8W 865 220-240V 1/15 TUDS | [75 empty] | G13 | Tungsram | 80 | 6500 | 6500 | 800 | 8 |  | Marked for phase-out
93114785 | LEDT8 VG 1.5m 24W 865 100-240V 1/10 TUDS | image | datasheet | deeplink | [51 empty] | LEDT8 VG 1.5m 24W 865 100-240V 1/10 TUDS | [75 empty] | G13 | Tungsram | 80 | 6500 | 6500 | 3100 | 24 |  | Available
93114784 | LEDT8 VG 1.5m 24W 840 100-240V 1/10 TUDS | image | datasheet | deeplink | [51 empty] | LEDT8 VG 1.5m 24W 840 100-240V 1/10 TUDS | [75 empty] | G13 | Tungsram | 80 | 4000 | 4000 | 3100 | 24 |  | Available
93114783 | LEDT8 VG 1.5m 24W 830 100-240V 1/10 TUDS | image | datasheet | deeplink | [127 empty] | G13 | Tungsram | 80 | 3000 | 3000 | 3000 | 24 |  | Available
93121292 | FT5 HO 80W 840 TU BULK40 | image | datasheet | deeplink | [5 empty] | only with specific dimmers | G |  |  |  |  | 5 | [7 empty] | Standard | [5 empty] | 5994100099154 | 15994100099151 |  | 10 | 50 |  |  | 40 |  |  | 87.5 | [6 empty] | 125 | [8 empty] | FT5 HO 80W 840 TU BULK40 |  | Tubular |  |  | 16 | BULK PACKED | 24000 | 151 | SL 240. SP 2400 | [11 empty] | OUTER BOX | [11 empty] | 1.503 x 124 x 102 | [42 empty] | G5 | Tungsram | 82 | 4000 | 4000 | 7000 | 80 |  | Available
93121290 | FT5 HO 54W 840 TU BULK40 | image | datasheet | deeplink | [5 empty] | only with specific dimmers | F |  |  |  |  | 5 | [7 empty] | Standard | [5 empty] | 5994100099130 | 15994100099137 |  | 10 | 50 |  |  | 40 |  |  | 92.5926 | [6 empty] | 125 | [8 empty] | FT5 HO 54W 840 TU BULK40 |  | Tubular |  |  | 16 | BULK PACKED | 24000 | 126 | SL 240. SP 2400 | [11 empty] | OUTER BOX | [11 empty] | 1.503 x 124 x 102 | [42 empty] | G5 | Tungsram | 82 | 4000 | 4000 | 5000 | 54 |  | Available
93121291 | FT5 HO 49W 840 TU BULK40 | image | datasheet | deeplink | [5 empty] | only with specific dimmers | F |  |  |  |  | 5 | [7 empty] | Standard | [5 empty] | 5994100099147 | 15994100099144 |  | 10 | 50 |  |  | 40 |  |  | 97.9592 | [6 empty] | 101 | [8 empty] | FT5 HO 49W 840 TU BULK40 |  | Tubular |  |  | 16 | BULK PACKED | 24000 | 117 | SL 240. SP 2400 | [11 empty] | OUTER BOX | [11 empty] | 1.203 x 124 x 102 | [42 empty] | G5 | Tungsram | 82 | 4000 | 4000 | 4800 | 49 |  | Available
93121289 | FT5 HO 39W 840 TU BULK40 | image | datasheet | deeplink | [5 empty] | only with specific dimmers | G |  |  |  |  | 5 | [7 empty] | Standard | [5 empty] | 5994100099123 | 15994100099120 |  | 10 | 50 |  |  | 40 |  |  | 87.1795 | [6 empty] | 77 | [8 empty] | FT5 HO 39W 840 TU BULK40 |  | Tubular |  |  | 16 | BULK PACKED | 24000 | 88 | SL 240. SP 2400 | [11 empty] | OUTER BOX | [11 empty] | 891 x 124 x 106 | [42 empty] | G5 | Tungsram | 82 | 4000 | 4000 | 3400 | 39 |  | Available
93121288 | FT5 HO 24W 840 TU BULK40 | image | datasheet | deeplink | [5 empty] | only with specific dimmers | G |  |  |  |  | 5 | [7 empty] | Standard | [5 empty] | 5994100098959 | 15994100098956 |  | 10 | 50 |  |  | 40 |  |  | 83.3333 | [6 empty] | 52 | [8 empty] | FT5 HO 24W 840 TU BULK40 |  | Tubular |  |  | 16 | BULK PACKED | 24000 | 54 | SL 360. SP 4680 | [11 empty] | OUTER BOX | [11 empty] | 591 x 124 x 106 | [42 empty] | G5 | Tungsram | 82 | 4000 | 4000 | 2000 | 24 |  | Available
93121287 | FT5 HO 80W 840 TU SL1/30 | image | datasheet | deeplink | [5 empty] | only with specific dimmers | G |  |  |  |  | 5 | [7 empty] | Standard | [5 empty] | 5994100098942 | 15994100098949 |  | 10 | 50 |  |  | 40 |  |  | 87.5 | [6 empty] | 125 | [8 empty] | FT5 HO 80W 840 TU SL1/30 |  | Tubular |  |  | 16 | BULK PACKED | 24000 | 151 | SL 180. SP 2340 | [11 empty] | OUTER BOX | [11 empty] | 1.203 x 124 x 102 | [42 empty] | G5 | Tungsram | 82 | 4000 | 4000 | 7000 | 80 |  | Available
93121286 | FT5 HO 80W 830 TU SL1/30 | image | datasheet | deeplink | [5 empty] | only with specific dimmers | G |  |  |  |  | 5 | [7 empty] | Standard | [5 empty] | 5994100098935 | 15994100098932 |  | 10 | 50 |  |  | 30 |  |  | 87.5 | [6 empty] | 125 | [8 empty] | FT5 HO 80W 830 TU SL1/30 |  | Tubular |  |  | 16 | SLEEVE | 24000 | 151 | SL 180. SP 2340 | [11 empty] | OUTER BOX | [11 empty] | 1.203 x 124 x 102 | [42 empty] | G5 | Tungsram | 82 | 3000 | 3000 | 7000 | 80 |  | Available
93121282 | FT5 HO 54W 865 TU SL1/30 | image | datasheet | deeplink | [5 empty] | only with specific dimmers | G |  |  |  |  | 5 | [7 empty] | Standard | [5 empty] | 5994100098898 | 15994100098895 |  | 10 | 50 |  |  | 30 |  |  | 87.963 | [6 empty] | 125 | [8 empty] | FT5 HO 54W 865 TU SL1/30 |  | Tubular |  |  | 16 | SLEEVE | 24000 | 154 | SL 360. SP 4680 | [11 empty] | OUTER BOX | [11 empty] | 591 x 124 x 106 | [42 empty] | G5 | Tungsram | 82 | 6500 | 6500 | 4750 | 54 |  | Available
93121281 | FT5 HO 54W 840 TU SL1/30 | image | datasheet | deeplink | [5 empty] | only with specific dimmers | F |  |  |  |  | 5 | [7 empty] | Standard | [5 empty] | 5994100098881 | 15994100098888 |  | 10 | 50 |  |  | 30 |  |  | 92.5926 | [6 empty] | 125 | [8 empty] | FT5 HO 54W 840 TU SL1/30 |  | Tubular |  |  | 16 | SLEEVE | 24000 | 1554 | SL 180. SP 2340 | [11 empty] | OUTER BOX | [11 empty] | 1.203 x 124 x 102 | [42 empty] | G5 | Tungsram | 82 | 4000 | 4000 | 5000 | 54 |  | Available
93121280 | FT5 HO 54W 830 TU SL1/30 | image | datasheet | deeplink | [5 empty] | only with specific dimmers | F |  |  |  |  | 5 | [7 empty] | Standard | [5 empty] | 5994100098874 | 15994100098871 |  | 10 | 50 |  |  | 30 |  |  | 92.5926 | [6 empty] | 125 | [8 empty] | FT5 HO 54W 830 TU SL1/30 |  | Tubular |  |  | 16 | SLEEVE | 24000 | 154 | SL 180. SP 2340 | [11 empty] | OUTER BOX | [11 empty] | 1.503 x 124 x 103 | [42 empty] | G5 | Tungsram | 82 | 3000 | 3000 | 5000 | 54 |  | Available
93121285 | FT5 HO 49W 865 TU SL1/30 | image | datasheet | deeplink | [5 empty] | only with specific dimmers | G |  |  |  |  | 5 | [7 empty] | Standard | [5 empty] | 5994100098928 | 15994100098925 |  | 10 | 50 |  |  | 30 |  |  | 91.8367 | [6 empty] | 101 | [8 empty] | FT5 HO 49W 865 TU SL1/30 |  | Tubular |  |  | 16 | SLEEVE | 24000 | 126 | SL 180. SP 2340 | [11 empty] | OUTER BOX | [11 empty] | 1.203 x 124 x 102 | [42 empty] | G5 | Tungsram | 82 | 6500 | 6500 | 4500 | 49 |  | Available
93121284 | FT5 HO 49W 840 TU SL1/30 | image | datasheet | deeplink | [5 empty] | only with specific dimmers | F |  |  |  |  | 5 | [7 empty] | Standard | [5 empty] | 5994100098911 | 15994100098918 |  | 10 | 50 |  |  | 30 |  |  | 97.9592 | [6 empty] | 101 | [8 empty] | FT5 HO 49W 840 TU SL1/30 |  | Tubular |  |  | 16 | SLEEVE | 24000 | 126 | SL 180. SP 2340 | [11 empty] | OUTER BOX | [11 empty] | 891 x 124 x 106 | [42 empty] | G5 | Tungsram | 82 | 4000 | 4000 | 4800 | 49 |  | Available
93121283 | FT5 HO 49W 830 TU SL1/30 | image | datasheet | deeplink | [5 empty] | only with specific dimmers | F |  |  |  |  | 5 | [7 empty] | Standard | [5 empty] | 5994100098904 | 15994100098901 |  | 10 | 50 |  |  | 30 |  |  | 97.9592 | [6 empty] | 101 | [8 empty] | FT5 HO 49W 830 TU SL1/30 |  | Tubular |  |  | 16 | SLEEVE | 24000 | 126 | SL 360. SP 4680 | [11 empty] | OUTER BOX | [11 empty] | 591 x 124 x 106 | [42 empty] | G5 | Tungsram | 82 | 3000 | 3000 | 4800 | 49 |  | Available
93121279 | FT5 HO 39W 840 TU SL1/30 | image | datasheet | deeplink | [5 empty] | only with specific dimmers | G |  |  |  |  | 5 | [7 empty] | Standard | [5 empty] | 5994100098867 | 15994100098864 |  | 10 | 50 |  |  | 30 |  |  | 87.1795 | [6 empty] | 77 | [8 empty] | FT5 HO 39W 840 TU SL1/30 |  | Tubular |  |  | 16 | SLEEVE | 24000 | 86 | SL 180. SP 2340 | [11 empty] | OUTER BOX | [11 empty] | 1.503 x 124 x 102 | [42 empty] | G5 | Tungsram | 82 | 4000 | 4000 | 3400 | 39 |  | Available
93121278 | FT5 HO 39W 830 TU SL1/30 | image | datasheet | deeplink | [5 empty] | only with specific dimmers | G |  |  |  |  | 5 | [7 empty] | Standard | [5 empty] | 5994100098850 | 15994100098857 |  | 10 | 50 |  |  | 30 |  |  | 87.1795 | [6 empty] | 77 | [8 empty] | FT5 HO 39W 830 TU SL1/30 |  | Tubular |  |  | 16 | SLEEVE | 24000 | 86 | SL 180. SP 2340 | [11 empty] | OUTER BOX | [11 empty] | 1.503 x 124 x 102 | [42 empty] | G5 | Tungsram | 82 | 3000 | 3000 | 3400 | 39 |  | Available
93121277 | FT5 HO 24W 865 TU SL1/30 | image | datasheet | deeplink | [5 empty] | only with specific dimmers | G |  |  |  |  | 5 | [7 empty] | Standard | [5 empty] | 5994100098843 | 15994100098840 |  | 10 | 50 |  |  | 30 |  |  | 79.1667 | [6 empty] | 52 | [8 empty] | FT5 HO 24W 865 TU SL1/30 |  | Tubular |  |  | 16 | SLEEVE | 24000 | 54 | SL 180. SP 2340 | [11 empty] | OUTER BOX | [11 empty] | 1.503 x 124 x 101 | [42 empty] | G5 | Tungsram | 82 | 6500 | 6500 | 1900 | 24 |  | Available
93121276 | FT5 HO 24W 840 TU SL1/30 | image | datasheet | deeplink | [5 empty] | only with specific dimmers | G |  |  |  |  | 5 | [7 empty] | Standard | [5 empty] | 5994100098836 | 15994100098833 |  | 10 | 50 |  |  | 30 |  |  | 83.3333 | [6 empty] | 52 | [8 empty] | FT5 HO 24W 840 TU SL1/30 |  | Tubular |  |  | 16 | SLEEVE | 24000 | 174 | SL 180. SP 2340 | [11 empty] | OUTER BOX | [11 empty] | 1.203 x 124 x 102 | [42 empty] | G5 | Tungsram | 82 | 4000 | 4000 | 2000 | 24 |  | Available
93121275 | FT5 HO 24W 830 TU SL1/30 | image | datasheet | deeplink | [5 empty] | only with specific dimmers | G |  |  |  |  | 5 | [7 empty] | Standard | [5 empty] | 5994100098829 | 15994100098826 |  | 10 | 50 |  |  | 30 |  |  | 83.3333 | [6 empty] | 52 | [8 empty] | FT5 HO 24W 830 TU SL1/30 |  | Tubular |  |  | 16 | SLEEVE | 24000 | 174 | SL 180. SP 2340 | [11 empty] | OUTER BOX | [11 empty] | 1.203 x 124 x 102 | [42 empty] | G5 | Tungsram | 82 | 3000 | 3000 | 2000 | 24 |  | Available
93121274 | FT5 HE 35W 840 TU BULK40 | image | datasheet | deeplink | [5 empty] | only with specific dimmers | F |  |  |  |  | 5 | [7 empty] | Standard | [5 empty] | 5994100099116 | 15994100099113 |  | 10 | 50 |  |  | 40 |  |  | 101.4286 | [6 empty] | 125 | [8 empty] | FT5 HE 35W 840 TU BULK40 |  | Tubular |  |  | 16 | BULK PACKED | 24000 | 16 | SL 240. SP 2400 | [11 empty] | OUTER BOX | [11 empty] | 1.503 x 124 x 102 | [42 empty] | G5 | Tungsram | 82 | 4000 | 4000 | 3550 | 35 |  | Available
93121273 | FT5 HE 28W 840 TU BULK40 | image | datasheet | deeplink | [5 empty] | only with specific dimmers | F |  |  |  |  | 5 | [7 empty] | Standard | [5 empty] | 5994100098706 | 15994100098703 |  | 10 | 50 |  |  | 40 |  |  | 100 | [6 empty] | 101 | [8 empty] | FT5 HE 28W 840 TU BULK40 |  | Tubular |  |  | 16 | BULK PACKED | 24000 | 112 | SL 240. SP 2400 | [11 empty] | OUTER BOX | [11 empty] | 1.203 x 124 x 102 | [42 empty] | G5 | Tungsram | 82 | 4000 | 4000 | 2800 | 28 |  | Available
93121272 | FT5 HE 28W 830 TU BULK40 | image | datasheet | deeplink | [5 empty] | only with specific dimmers | F |  |  |  |  | 5 | [7 empty] | Standard | [5 empty] | 5994100098690 | 15994100098697 |  | 10 | 50 |  |  | 40 |  |  | 100 | [6 empty] | 101 | [8 empty] | FT5 HE 28W 830 TU BULK40 |  | Tubular |  |  | 16 | BULK PACKED | 24000 | 112 | SL 240. SP 2400 | [11 empty] | OUTER BOX | [11 empty] | 1.203 x 124 x 102 | [42 empty] | G5 | Tungsram | 82 | 3000 | 3000 | 2800 | 28 |  | Available
93121271 | FT5 HE 21W 840 TU BULK40 | image | datasheet | deeplink | [5 empty] | only with specific dimmers | F |  |  |  |  | 5 | [7 empty] | Standard | [5 empty] | 5994100098683 | 15994100098680 |  | 10 | 50 |  |  | 40 |  |  | 95.2381 | [6 empty] | 77 | [8 empty] | FT5 HE 21W 840 TU BULK40 |  | Tubular |  |  | 16 | BULK PACKED | 24000 | 86 | SL 240. SP 2400 | [11 empty] | OUTER BOX | [11 empty] | 891 x 124 x 106 | [42 empty] | G5 | Tungsram | 82 | 4000 | 4000 | 2000 | 21 |  | Available
93121270 | FT5 HE 14W 840 TU BULK40 | image | datasheet | deeplink | [5 empty] | only with specific dimmers | F |  |  |  |  | 5 | [7 empty] | Standard | [5 empty] | 5994100098812 | 15994100098819 |  | 10 | 50 |  |  | 40 |  |  | 96.4286 | [6 empty] | 52 | [8 empty] | FT5 HE 14W 840 TU BULK40 |  | Tubular |  |  | 16 | BULK PACKED | 24000 | 63 | SL 360. SP 4680 | [11 empty] | OUTER BOX | [11 empty] | 591 x 124 x 106 | [42 empty] | G5 | Tungsram | 82 | 4000 | 4000 | 1350 | 14 |  | Available
93121269 | FT5 HE 14W 830 TU BULK40 | image | datasheet | deeplink | [5 empty] | only with specific dimmers | F |  |  |  |  | 5 | [7 empty] | Standard | [5 empty] | 5994100098805 | 15994100098802 |  | 10 | 50 |  |  | 40 |  |  | 96.4286 | [6 empty] | 52 | [8 empty] | FT5 HE 14W 830 TU BULK40 |  | Tubular |  |  | 16 | BULK PACKED | 24000 | 63 | SL 360. SP 4680 | [11 empty] | OUTER BOX | [11 empty] | 591 x 124 x 106 | [42 empty] | G5 | Tungsram | 82 | 3000 | 3000 | 1350 | 14 |  | Available
93121268 | FT5 HE 35W 865 TU SL1/30 | image | datasheet | deeplink | [5 empty] | only with specific dimmers | F |  |  |  |  | 5 | [7 empty] | Standard | [5 empty] | 5994100098799 | 15994100098796 |  | 10 | 50 |  |  | 30 |  |  | 97.1429 | [6 empty] | 125 | [8 empty] | FT5 HE 35W 865 TU SL1/30 |  | Tubular |  |  | 16 | SLEEVE | 24000 | 13 | SL 180. SP 2340 | [11 empty] | OUTER BOX | [11 empty] | 1.503 x 124 x 103 | [42 empty] | G5 | Tungsram | 82 | 6500 | 6500 | 3400 | 35 |  | Available
93121267 | FT5 HE 35W 840 TU SL1/30 | image | datasheet | deeplink | [5 empty] | only with specific dimmers | F |  |  |  |  | 5 | [7 empty] | Standard | [5 empty] | 5994100098782 | 15994100098789 |  | 10 | 50 |  |  | 30 |  |  | 101.4286 | [6 empty] | 125 | [8 empty] | FT5 HE 35W 840 TU SL1/30 |  | Tubular |  |  | 16 | SLEEVE | 24000 | 13 | SL 180. SP 2340 | [11 empty] | OUTER BOX | [11 empty] | 1.503 x 124 x 102 | [42 empty] | G5 | Tungsram | 82 | 4000 | 4000 | 3550 | 35 |  | Available
93121266 | FT5 HE 35W 830 TU SL1/30 | image | datasheet | deeplink | [5 empty] | only with specific dimmers | F |  |  |  |  | 5 | [7 empty] | Standard | [5 empty] | 5994100098775 | 15994100098772 |  | 10 | 50 |  |  | 30 |  |  | 101.4286 | [6 empty] | 125 | [8 empty] | FT5 HE 35W 830 TU SL1/30 |  | Tubular |  |  | 16 | SLEEVE | 24000 | 13 | SL 180. SP 2340 | [11 empty] | OUTER BOX | [11 empty] | 1.503 x 124 x 101 | [42 empty] | G5 | Tungsram | 82 | 3000 | 3000 | 3550 | 35 |  | Available
93121265 | FT5 HE 28W 865 TU SL1/30 | image | datasheet | deeplink | [5 empty] | only with specific dimmers | F |  |  |  |  | 5 | [7 empty] | Standard | [5 empty] | 5994100098768 | 15994100098765 |  | 10 | 50 |  |  | 30 |  |  | 96.4286 | [6 empty] | 101 | [8 empty] | FT5 HE 28W 865 TU SL1/30 |  | Tubular |  |  | 16 | SLEEVE | 24000 | 112 | SL 180. SP 2340 | [11 empty] | OUTER BOX | [11 empty] | 1.203 x 124 x 103 | [42 empty] | G5 | Tungsram | 82 | 6500 | 6500 | 2700 | 28 |  | Available
93121264 | FT5 HE 28W 840 TU SL1/30 | image | datasheet | deeplink | [5 empty] | only with specific dimmers | F |  |  |  |  | 5 | [7 empty] | Standard | [5 empty] | 5994100098751 | 15994100098758 |  | 10 | 50 |  |  | 30 |  |  | 100 | [6 empty] | 101 | [8 empty] | FT5 HE 28W 840 TU SL1/30 |  | Tubular |  |  | 16 | SLEEVE | 24000 | 112 | SL 180. SP 2340 | [11 empty] | OUTER BOX | [11 empty] | 1.203 x 124 x 102 | [42 empty] | G5 | Tungsram | 82 | 4000 | 4000 | 2800 | 28 |  | Available
93121263 | FT5 HE 28W 830 TU SL1/30 | image | datasheet | deeplink | [5 empty] | only with specific dimmers | F |  |  |  |  | 5 | [7 empty] | Standard | [5 empty] | 5994100098744 | 15994100098741 |  | 10 | 50 |  |  | 30 |  |  | 100 | [6 empty] | 101 | [8 empty] | FT5 HE 28W 830 TU SL1/30 |  | Tubular |  |  | 16 | SLEEVE | 24000 | 112 | SL 180. SP 2340 | [11 empty] | OUTER BOX | [11 empty] | 1.203 x 124 x 101 | [42 empty] | G5 | Tungsram | 82 | 3000 | 3000 | 2800 | 28 |  | Available
93121262 | FT5 HE 21W 865 TU SL1/30 | image | datasheet | deeplink | [5 empty] | only with specific dimmers | F |  |  |  |  | 5 | [7 empty] | Standard | [5 empty] | 5994100098737 | 15994100098734 |  | 10 | 50 |  |  | 30 |  |  | 91.6667 | [6 empty] | 77 | [8 empty] | FT5 HE 21W 865 TU SL1/30 |  | Tubular |  |  | 16 | SLEEVE | 24000 | 86 | SL 180. SP 2340 | [11 empty] | OUTER BOX | [11 empty] | 893 x 124 x 106 | [42 empty] | G5 | Tungsram | 82 | 6500 | 6500 | 1925 | 21 |  | Available
93121261 | FT5 HE 21W 840 TU SL1/30 | image | datasheet | deeplink | [5 empty] | only with specific dimmers | F |  |  |  |  | 5 | [7 empty] | Standard | [5 empty] | 5994100098720 | 15994100098727 |  | 10 | 50 |  |  | 30 |  |  | 95.2381 | [6 empty] | 77 | [8 empty] | FT5 HE 21W 840 TU SL1/30 |  | Tubular |  |  | 16 | SLEEVE | 24000 | 86 | SL 180. SP 2340 | [11 empty] | OUTER BOX | [11 empty] | 892 x 124 x 106 | [42 empty] | G5 | Tungsram | 82 | 4000 | 4000 | 2000 | 21 |  | Available
93121260 | FT5 HE 21W 830 TU SL1/30 | image | datasheet | deeplink | [5 empty] | only with specific dimmers | F |  |  |  |  | 5 | [7 empty] | Standard | [5 empty] | 5994100098713 | 15994100098710 |  | 10 | 50 |  |  | 30 |  |  | 95.2381 | [6 empty] | 77 | [8 empty] | FT5 HE 21W 830 TU SL1/30 |  | Tubular |  |  | 16 | SLEEVE | 24000 | 86 | SL 180. SP 2340 | [11 empty] | OUTER BOX | [11 empty] | 891 x 124 x 106 | [42 empty] | G5 | Tungsram | 82 | 3000 | 3000 | 2000 | 21 |  | Available
93121259 | FT5 HE 14W 865 TU SL1/30 | image | datasheet | deeplink | [5 empty] | only with specific dimmers | F |  |  |  |  | 5 | [7 empty] | Standard | [5 empty] | 5994100098201 | 15994100098208 |  | 10 | 50 |  |  | 30 |  |  | 92.8571 | [6 empty] | 52 | [8 empty] | FT5 HE 14W 865 TU SL1/30 |  | Tubular |  |  | 16 | SLEEVE | 24000 | 63 | SL 360. SP 4680 | [11 empty] | OUTER BOX | [11 empty] | 593 x 124 x 106 | [42 empty] | G5 | Tungsram | 82 | 6500 | 6500 | 1300 | 14 |  | Available
93121258 | FT5 HE 14W 840 TU SL1/30 | image | datasheet | deeplink | [5 empty] | only with specific dimmers | F |  |  |  |  | 5 | [7 empty] | Standard | [5 empty] | 5994100098195 | 15994100098192 |  | 10 | 50 |  |  | 30 |  |  | 96.4286 | [6 empty] | 52 | [8 empty] | FT5 HE 14W 840 TU SL1/30 |  | Tubular |  |  | 16 | SLEEVE | 24000 | 63 | SL 360. SP 4680 | [11 empty] | OUTER BOX | [11 empty] | 592 x 124 x 106 | [42 empty] | G5 | Tungsram | 82 | 4000 | 4000 | 1350 | 14 |  | Available
93121257 | FT5 HE 14W 830 TU SL1/30 | image | datasheet | deeplink | [5 empty] | only with specific dimmers | F |  |  |  |  | 5 | [7 empty] | Standard | [5 empty] | 5994100098188 | 15994100098185 |  | 10 | 50 |  |  | 30 |  |  | 96.4286 | [6 empty] | 52 | [8 empty] | FT5 HE 14W 830 TU SL1/30 |  | Tubular |  |  | 16 | SLEEVE | 24000 | 63 | SL 360. SP 4680 | [11 empty] | OUTER BOX | [11 empty] | 591 x 124 x 106 | [42 empty] | G5 | Tungsram | 82 | 3000 | 3000 | 1350 | 14 |  | Available
93104670 | MVR1500/U/SPORTS TU | image | datasheet | deeplink | [5 empty] | No |  |  | 6.2 | [7 empty] | <30 |  | 268 | Standard | [5 empty] | 5994100019367 | 15994100019364 | [5 empty] | 6 |  |  | 113.3 |  |  | 640 |  | 241 | 383 | 404 |  |  |  |  | <300 | [5 empty] | Elliptical | Clear |  | 180 | SLEEVE | [17 empty] | 72 | 1 | [5 empty] | 72 |  | 559 x 375 x 413 (mm) | [9 empty] | No | [32 empty] | E39 | Tungsram | 65 | 4000 | 4000 | 170000 | 1500 | 255 | Available
93104348 | LED DimSTIK 14(100)865 E27 TU | image | datasheet | deeplink | [6 empty] | F |  |  |  |  | 6 |  |  |  |  | 0.5 |  | 220-240 | Standard | [5 empty] | 5994100023531 | 15994100023538 |  | -20 | 40 |  |  | 15 |  |  | 108.64 | 0.7 | [5 empty] | 80 |  |  | 50000 | [5 empty] | LED DimSTIK 14(100)865 E27 TU | 93104349 - LED DimSTIK 14(100)865 E27 TU DS | [5 empty] | 15000 |  |  | 137 | [31 empty] | 50 | Yes | [32 empty] | E27 | Tungsram | 80 | 6500 | 6500 | 1521 | 14 |  | Available
93104214 | LED DimSTIK 14(100)840 E27 TU | image | datasheet | deeplink | [6 empty] | F |  |  |  |  | 6 |  |  |  |  | 0.5 |  | 220-240 | Standard | [5 empty] | 5994100019992 | 15994100019999 |  | -20 | 40 |  |  | 15 |  |  | 108.64 | 0.7 | [5 empty] | 80 |  |  | 50000 | [5 empty] | LED DimSTIK 14(100)840 E27 TU | 93104215 - LED DimSTIK 14(100)840 E27 TU DS | [5 empty] | 15000 |  |  | 137 | [31 empty] | 50 | Yes | [32 empty] | E27 | Tungsram | 80 | 4000 | 4000 | 1521 | 14 |  | Available
93104210 | LED DimSTIK 14(100)830 E27 TU | image | datasheet | deeplink | [6 empty] | F |  |  |  |  | 6 |  |  |  |  | 0.5 |  | 220-240 | Standard | [5 empty] | 5994100019954 | 15994100019951 |  | -20 | 40 |  |  | 15 |  |  | 108.64 | 0.7 | [5 empty] | 80 |  |  | 50000 | [5 empty] | LED DimSTIK 14(100)830 E27 TU | 93104211 - LED DimSTIK 14(100)830 E27 TU DS | [5 empty] | 15000 |  |  | 137 | [31 empty] | 50 | Yes | [32 empty] | E27 | Tungsram | 80 | 3000 | 3000 | 1521 | 14 |  | Available
93104346 | LED DimSTIK 14(100)865 B22 TU | image | datasheet | deeplink | [6 empty] | F |  |  |  |  | 6 |  |  |  |  | 0.5 |  | 220-240 | Standard | [5 empty] | 5994100023517 | 15994100023514 |  | -20 | 40 |  |  | 15 |  |  | 108.64 | 0.7 | [5 empty] | 80 |  |  | 50000 | [5 empty] | LED DimSTIK 14(100)865 B22 TU | 93104347 - LED DimSTIK 14(100)865 B22 TU DS | [5 empty] | 15000 |  |  | 137 | [31 empty] | 50 | Yes | [32 empty] | B22 | Tungsram | 80 | 6500 | 6500 | 1521 | 14 |  | Available
93104212 | LED DimSTIK 14(100)840 B22 TU | image | datasheet | deeplink | [6 empty] | F |  |  |  |  | 6 |  |  |  |  | 0.5 |  | 220-240 | Standard | [5 empty] | 5994100019978 | 15994100019975 |  | -20 | 40 |  |  | 15 |  |  | 108.64 | 0.7 | [5 empty] | 80 |  |  | 50000 | [5 empty] | LED DimSTIK 14(100)840 B22 TU | 93104213 - LED DimSTIK 14(100)840 B22 TU DS | [5 empty] | 15000 |  |  | 137 | [31 empty] | 50 | Yes | [32 empty] | B22 | Tungsram | 80 | 4000 | 4000 | 1521 | 14 |  | Available
93104208 | LED DimSTIK 14(100)830 B22 TU | image | datasheet | deeplink | [6 empty] | F |  |  |  |  | 6 |  |  |  |  | 0.5 |  | 220-240 | Standard | [5 empty] | 5994100019930 | 15994100019937 |  | -20 | 40 |  |  | 15 |  |  | 108.64 | 0.7 | [5 empty] | 80 |  |  | 50000 | [5 empty] | LED DimSTIK 14(100)830 B22 TU | 93104209 - LED DimSTIK 14(100)830 B22 TU DS | [5 empty] | 15000 |  |  | 137 | [31 empty] | 50 | Yes | [32 empty] | B22 | Tungsram | 80 | 3000 | 3000 | 1521 | 14 |  | Available
93119949 | LED DimSTIK 9(60)865 B22 | image | datasheet | deeplink | [6 empty] | F |  |  |  |  | 6 |  |  |  |  | 0.5 |  | 220-240 | Standard | [5 empty] | 5994100084587 | 15994100084584 |  | -20 | 40 |  |  | 15 |  |  | 91.66 | 0.7 | [5 empty] | 46 |  |  | 50000 | [5 empty] | LED DimSTIK 9(60)865 B22 | 93120078 - LED DimSTIK 9(60)865 B22 DS | [5 empty] | 15000 |  |  | 115 | [31 empty] | 50/60 | Yes | [32 empty] | B22 | Tungsram | 80 | 6500 | 6500 | 825 | 9 |  | Available
93119947 | LED DimSTIK 9(60)840 B22 | image | datasheet | deeplink | [6 empty] | F |  |  |  |  | 6 |  |  |  |  | 0.5 |  | 220-240 | Standard | [5 empty] | 5994100084563 | 15994100084560 |  | -20 | 40 |  |  | 15 |  |  | 91.66 | 0.7 | [5 empty] | 46 |  |  | 50000 | [5 empty] | LED DimSTIK 9(60)840 B22 | 93120076 - LED DimSTIK 9(60)840 B22 DS | [5 empty] | 15000 |  |  | 115 | [31 empty] | 50/60 | Yes | [32 empty] | B22 | Tungsram | 80 | 4000 | 4000 | 825 | 9 |  | Available
93119950 | LED DimSTIK 9(60)865 E27 | image | datasheet | deeplink | [6 empty] | F |  |  |  |  | 6 |  |  |  |  | 0.5 |  | 220-240 | Standard | [5 empty] | 5994100084594 | 15994100084591 |  | -20 | 40 |  |  | 15 |  |  | 91.66 | 0.7 | [5 empty] | 46 |  |  | 50000 | [5 empty] | LED DimSTIK 9(60)865 E27 | 93120079 - LED DimSTIK 9(60)865 E27 DS | [5 empty] | 15000 |  |  | 115 | [31 empty] | 50/60 | Yes | [32 empty] | E27 | Tungsram | 80 | 6500 | 6500 | 825 | 9 |  | Available
93119948 | LED DimSTIK 9(60)840 E27 | image | datasheet | deeplink | [6 empty] | F |  |  |  |  | 6 |  |  |  |  | 0.5 |  | 220-240 | Standard | [5 empty] | 5994100084570 | 15994100084577 |  | -20 | 40 |  |  | 15 |  |  | 91.66 | 0.7 | [5 empty] | 46 |  |  | 50000 | [5 empty] | LED DimSTIK 9(60)840 E27 | 93120077 - LED DimSTIK 9(60)840 E27 DS | [5 empty] | 15000 |  |  | 115 | [31 empty] | 50/60 | Yes | [32 empty] | E27 | Tungsram | 80 | 4000 | 4000 | 825 | 9 |  | Available
93119946 | LED DimSTIK 9(60) 830 E27 | image | datasheet | deeplink | [6 empty] | F |  |  |  |  | 6 |  |  |  |  | 0.5 |  | 220-240 | Standard | [5 empty] | 5994100084556 | 15994100084553 |  | -20 | 40 |  |  | 15 |  |  | 91.66 | 0.7 | [5 empty] | 46 |  |  | 50000 | [5 empty] | LED DimSTIK 9(60) 830 E27 | 93120075 - LED DimSTIK 9(60) 830 E27 DS | [5 empty] | 15000 |  |  | 115 | [31 empty] | 50/60 | Yes | [32 empty] | E27 | Tungsram | 80 | 3000 | 3000 | 825 | 9 |  | Available
93119915 | LED DimSTIK 9(60) 830 B22 | image | datasheet | deeplink | [6 empty] | F |  |  |  |  | 6 |  |  |  |  | 0.5 |  | 220-240 | Standard | [5 empty] | 5994100084549 | 15994100084546 |  | -20 | 40 |  |  | 15 |  |  | 91.66 | 0.7 | [5 empty] | 46 |  |  | 50000 | [5 empty] | LED DimSTIK 9(60) 830 B22 | 93120074 - LED DimSTIK 9(60) 830 B22 DS | [5 empty] | 15000 |  |  | 115 | [31 empty] | 50/60 | Yes | [32 empty] | B22 | Tungsram | 80 | 3000 | 3000 | 825 | 9 |  | Available
93121648 | LED HighLumen T120 34W 865 E27 TU | image | datasheet | deeplink | [5 empty] | No | E |  |  |  |  | 6 |  |  |  |  | 0.5 |  | 220-240 | Standard | [5 empty] | 5994100100683 | 15994100100680 |  | -20 | 40 |  |  | 4 |  |  | 116.1 | 0.9 | [5 empty] | 227 |  |  | 50000 | [5 empty] | LED HighLumen T120 34W 865 E27 TU | 93121654 - LED HighLumen T120 34W 865 E27 TU DS | [5 empty] | 15000 |  |  | 221 | [31 empty] | 50/60 | [33 empty] | E27 | Tungsram | 80 | 6500 | 6500 | 3950 | 34 |  | Available
93121647 | LED HighLumen T120 34W 830 E27 TU | image | datasheet | deeplink | [5 empty] | No | F |  |  |  |  | 6 |  |  |  |  | 0.5 |  | 220-240 | Standard | [5 empty] | 5994100100676 | 15994100100673 |  | -20 | 40 |  |  | 4 |  |  | 107.4 | 0.9 | [5 empty] | 227 |  |  | 50000 | [5 empty] | LED HighLumen T120 34W 830 E27 TU | 93121653 - LED HighLumen T120 34W 830 E27 TU DS | [5 empty] | 15000 |  |  | 221 | [31 empty] | 50/60 | [33 empty] | E27 | Tungsram | 80 | 3000 | 3000 | 3650 | 34 |  | Available
93121646 | LED HighLumen T100 26W 865 E27 TU | image | datasheet | deeplink | [5 empty] | No | E |  |  |  |  | 6 |  |  |  |  | 0.5 |  | 220-240 | Standard | [5 empty] | 5994100100645 | 15994100100642 |  | -20 | 40 |  |  | 4 |  |  | 111.6 | 0.9 | [5 empty] | 162 |  |  | 50000 | [5 empty] | LED HighLumen T100 26W 865 E27 TU | 93121652 - LED HighLumen T100 26W 865 E27 TU DS | [5 empty] | 15000 |  |  | 189 | [31 empty] | 50/60 | [33 empty] | E27 | Tungsram | 80 | 6500 | 6500 | 2900 | 26 |  | Available
93121645 | LED HighLumen T100 26W 830 E27 TU | image | datasheet | deeplink | [5 empty] | No | F |  |  |  |  | 6 |  |  |  |  | 0.5 |  | 220-240 | Standard | [5 empty] | 5994100100638 | 15994100100635 |  | -20 | 40 |  |  | 4 |  |  | 105.7 | 0.9 | [5 empty] | 162 |  |  | 50000 | [5 empty] | LED HighLumen T100 26W 830 E27 TU | 93121651 - LED HighLumen T100 26W 830 E27 TU DS | [5 empty] | 15000 |  |  | 189 | [31 empty] | 50/60 | [33 empty] | E27 | Tungsram | 80 | 3000 | 3000 | 2750 | 26 |  | Available
93121644 | LED HighLumen T80 18W 865 E27 TU | image | datasheet | deeplink | [5 empty] | No | E |  |  |  |  | 6 |  |  |  |  | 0.5 |  | 220-240 | Standard | [5 empty] | 5994100100102 | 15994100100109 |  | -20 | 40 |  |  | 6 |  |  | 110 | 0.7 | [5 empty] | 91 |  |  | 50000 | [5 empty] | LED HighLumen T80 18W 865 E27 TU | 93121650 - LED HighLumen T80 18W 865 E27 TU DS | [5 empty] | 15000 |  |  | 147 | [31 empty] | 50/60 | [33 empty] | E27 | Tungsram | 80 | 6500 | 6500 | 1980 | 18 |  | Available
93121643 | LED HighLumen T80 18W 830 E27 TU | image | datasheet | deeplink | [5 empty] | No | F |  |  |  |  | 6 |  |  |  |  | 0.5 |  | 220-240 | Standard | [5 empty] | 5994100100096 | 15994100100093 |  | -20 | 40 |  |  | 6 |  |  | 104.4 | 0.7 | [5 empty] | 91 |  |  | 50000 | [5 empty] | LED HighLumen T80 18W 830 E27 TU | 93121649 - LED HighLumen T80 18W 830 E27 TU DS | [5 empty] | 15000 |  |  | 147 | [31 empty] | 50/60 | [33 empty] | E27 | Tungsram | 80 | 3000 | 3000 | 1880 | 18 |  | Available
93120767 | RP 60870 BL1 LED W16W 12V 6K CE TU MICN | image | datasheet | deeplink | [18 empty] | 12 |  |  | 2 |  | 200 | 10 | 5994100094340 | 25994100094344 | [14 empty] | 38.5 | [7 empty] | 6000 | 19.1 | LED W16W |  |  |  | 15.4 |  | Single Blister | [13 empty] | CE mark | [9 empty] | 60870 |  |  | 130x122x81 (mm) | [10 empty] | LEDW16W | [8 empty] | 7.1 | [22 empty] | W2.1x9.5d | Tungsram | [5 empty] | 12 | Available
93120754 | RP 60980 BL1 LED WY5W 12V CE TU MICN | image | datasheet | deeplink | [18 empty] | 12 |  |  | 0.5 |  | 17 | 10 | 5994100094333 | 25994100094337 | [14 empty] | 24.5 | [8 empty] | 11.1 | LED WY5W |  |  |  | 11.4 |  | Single Blister | [13 empty] | CE mark | [9 empty] | 60980 |  |  | 130x110x81 (mm) | [10 empty] | LEDWY5W | [8 empty] | 1.3 | [22 empty] | W2.1x9.5d | Tungsram | [5 empty] | 12 | Available
93120766 | RP 60950 BL1 LED WY21W 12/24V CE TU MICN | image | datasheet | deeplink | [18 empty] | 12/24 |  |  | 2.3 |  | 270 | 10 | 5994100094364 | 25994100094368 | [14 empty] | 45 | [8 empty] | 28.9 | LED WY21W |  |  |  | 20.4 |  | Single Blister | [13 empty] | CE mark | [9 empty] | 60950 |  |  | 142x136x81 (mm) | [10 empty] | LEDWY21W | [8 empty] | 16.1 | [22 empty] | Universal | Tungsram | [5 empty] | 12 | Available
93120755 | RP 60930 BL1 LED PY21W 12/24V CE TU MICN | image | datasheet | deeplink | [18 empty] | 12/24 |  |  | 2.3 |  | 270 | 10 | 5994100094357 | 25994100094351 | [14 empty] | 49 | [8 empty] | 31.21 | LED PY21W |  |  |  | 20.4 |  | Single Blister | [13 empty] | CE mark | [9 empty] | 60930 |  |  | 142x136x81 (mm) | [10 empty] | LEDPY21W | [8 empty] | 18.4 | [22 empty] | BAU15s | Tungsram | [5 empty] | 12 | Available
93120114 | LED8.5/STIK/865/220-240V/E27/BX DS | image | datasheet | deeplink | [6 empty] | F |  |  |  |  | 6 |  |  |  |  | 0.5 |  | 220-240 | Direct Shipment | [5 empty] | 5994100085737 | 15994100093159 |  | -10 | 40 |  |  | 1/12 |  |  | 91.59 | 0.7 | [5 empty] | 27 |  |  | 50000 | [5 empty] | LED8.5/STIK/865/220-240V/E27/BX DS | [6 empty] | 15000 |  |  | 109 | [31 empty] | 50/60 | No | [32 empty] | E27 | Tungsram | 80 | 6500 | 6500 | 850 | 8.5 |  | Available
93120118 | LED 8.5/STIK/840/220-240V/B22/BX DS | image | datasheet | deeplink | [6 empty] | F |  |  |  |  | 6 |  |  |  |  | 0.5 |  | 220-240 | Direct Shipment | [5 empty] | 5994100085775 | 15994100085772 |  | -10 | 40 |  |  | 1/12 |  |  | 91.59 | 0.7 | [5 empty] | 27 |  |  | 50000 | [5 empty] | LED 8.5/STIK/840/220-240V/B22/BX DS | [6 empty] | 15000 |  |  | 107 | [31 empty] | 50/60 | No | [32 empty] | B22 | Tungsram | 80 | 4000 | 4000 | 850 | 8.5 |  | Available
93120148 | LED14/STIK/865/220-240V/E27/F 2/10 | image | datasheet | deeplink | [6 empty] | E |  |  |  |  | 6 |  |  |  |  | 0.5 |  | 220-240 | Standard | [5 empty] | 5994100085966 | 15994100085963 |  | -10 | 40 |  |  | 2/10 |  |  | 114.29 | 0.7 | [5 empty] | 75 |  |  | 30 000 | [5 empty] | LED14/STIK/865/220-240V/E27/F 2/10 | [6 empty] | 15 000 |  |  | 137 | [31 empty] | 50/60 | No | [32 empty] | E27 | Tungsram | 80 | 6500 | 6500 | 1600 | 14 |  | Available
93120147 | LED14/STIK/840/220-240V/E27/F 2/10 | image | datasheet | deeplink | [6 empty] | E |  |  |  |  | 6 |  |  |  |  | 0.5 |  | 220-240 | Standard | [5 empty] | 5994100085959 | 15994100085956 |  | -10 | 40 |  |  | 2/10 |  |  | 114.29 | 0.7 | [5 empty] | 75 |  |  | 30 000 | [5 empty] | LED14/STIK/840/220-240V/E27/F 2/10 | [6 empty] | 15 000 |  |  | 137 | [31 empty] | 50/60 | No | [32 empty] | E27 | Tungsram | 80 | 4000 | 4000 | 1600 | 14 |  | Available
93120146 | LED14/STIK/830/220-240V/E27/F 2/10 | image | datasheet | deeplink | [6 empty] | F |  |  |  |  | 6 |  |  |  |  | 0.5 |  | 220-240 | Standard | [5 empty] | 5994100085942 | 15994100085949 |  | -10 | 40 |  |  | 2/10 |  |  | 108.64 | 0.7 | [5 empty] | 75 |  |  | 30 000 | [5 empty] | LED14/STIK/830/220-240V/E27/F 2/10 | [6 empty] | 15 000 |  |  | 137 | [31 empty] | 50/60 | No | [32 empty] | E27 | Tungsram | 80 | 3000 | 3000 | 1521 | 14 |  | Available
93120145 | LED10.5/STIK/865/220-240V/E27/F 2/10 | image | datasheet | deeplink | [6 empty] | F |  |  |  |  | 6 |  |  |  |  | 0.5 |  | 220-240 | Standard | [5 empty] | 5994100086017 | 15994100086014 |  | -10 | 40 |  |  | 2/10 |  |  | 104.76 | 0.7 | [5 empty] | 67 |  |  | 30 000 | [5 empty] | LED10.5/STIK/865/220-240V/E27/F 2/10 | [6 empty] | 15 000 |  |  | 137 | [31 empty] | 50/60 | No | [32 empty] | E27 | Tungsram | 80 | 6500 | 6500 | 1100 | 10.5 |  | Available
93120144 | LED10.5/STIK/840/220-240V/E27/F 2/10 | image | datasheet | deeplink | [6 empty] | F |  |  |  |  | 6 |  |  |  |  | 0.5 |  | 220-240 | Standard | [5 empty] | 5994100086000 | 15994100086007 |  | -10 | 40 |  |  | 2/10 |  |  | 104.76 | 0.7 | [5 empty] | 67 |  |  | 30 000 | [5 empty] | LED10.5/STIK/840/220-240V/E27/F 2/10 | [6 empty] | 15 000 |  |  | 137 | [31 empty] | 50/60 | No | [32 empty] | E27 | Tungsram | 80 | 4000 | 4000 | 1100 | 10.5 |  | Available
93120143 | LED10.5/STIK/830/220-240V/E27/F 2/10 | image | datasheet | deeplink | [6 empty] | F |  |  |  |  | 6 |  |  |  |  | 0.5 |  | 220-240 | Standard | [5 empty] | 5994100085997 | 15994100085994 |  | -10 | 40 |  |  | 2/10 |  |  | 100.48 | 0.7 | [5 empty] | 67 |  |  | 30 000 | [5 empty] | LED10.5/STIK/830/220-240V/E27/F 2/10 | [6 empty] | 15 000 |  |  | 137 | [31 empty] | 50/60 | No | [32 empty] | E27 | Tungsram | 80 | 3000 | 3000 | 1055 | 10.5 |  | Available
93120140 | LED 8.5/STIK/865/220-240V/E27/F 3/15 | image | datasheet | deeplink | [6 empty] | F |  |  |  |  | 6 |  |  |  |  | 0.5 |  | 220-240 | Standard | [5 empty] | 5994100086062 | 15994100086069 |  | -10 | 40 |  |  | 3/15 |  |  | 100 | 0.5 | [5 empty] | 40 |  |  | 30 000 | [5 empty] | LED 8.5/STIK/865/220-240V/E27/F 3/15 | [6 empty] | 15 000 |  |  | 115 | [31 empty] | 50/60 | No | [32 empty] | E27 | Tungsram | 80 | 6500 | 6500 | 850 | 8.5 |  | Available
93120138 | LED 8.5/STIK/840/220-240/E27/F 3/15 | image | datasheet | deeplink | [6 empty] | F |  |  |  |  | 6 |  |  |  |  | 0.5 |  | 220-240 | Standard | [5 empty] | 5994100086048 | 15994100086045 |  | -10 | 40 |  |  | 3/15 |  |  | 100 | 0.5 | [5 empty] | 40 |  |  | 30 000 | [5 empty] | LED 8.5/STIK/840/220-240/E27/F 3/15 | [6 empty] | 15 000 |  |  | 115 | [31 empty] | 50/60 | No | [32 empty] | E27 | Tungsram | 80 | 4000 | 4000 | 850 | 8.5 |  | Available
93120137 | LED 8.5/STIK/830/220-240/E27/F 3/15 | image | datasheet | deeplink | [6 empty] | F |  |  |  |  | 6 |  |  |  |  | 0.5 |  | 220-240 | Standard | [5 empty] | 5994100086031 | 15994100086038 |  | -10 | 40 |  |  | 3/15 |  |  | 94.82 | 0.5 | [5 empty] | 40 |  |  | 30 000 | [5 empty] | LED 8.5/STIK/830/220-240/E27/F 3/15 | [6 empty] | 15 000 |  |  | 115 | [31 empty] | 50/60 | No | [32 empty] | E27 | Tungsram | 80 | 3000 | 3000 | 806 | 8.5 |  | Available
93120139 | LED 8.5/STIK/830/220-240/B22/F 3/15 | image | datasheet | deeplink | [6 empty] | F |  |  |  |  | 6 |  |  |  |  | 0.5 |  | 220-240 | Standard | [5 empty] | 5994100086055 | 15994100086052 |  | -10 | 40 |  |  | 3/15 |  |  | 94.82 | 0.5 | [5 empty] | 40 |  |  | 30 000 | [5 empty] | LED 8.5/STIK/830/220-240/B22/F 3/15 | [6 empty] | 15 000 |  |  | 114 | [31 empty] | 50/60 | No | [32 empty] | B22 | Tungsram | 80 | 3000 | 3000 | 806 | 8.5 |  | Available
93120133 | LED 5.5/STIK/865/220-240V/E27/F 3/15 | image | datasheet | deeplink | [6 empty] | F |  |  |  |  | 6 |  |  |  |  | 0.5 |  | 220-240 | Standard | [5 empty] | 5994100084808 | 15994100084805 |  | -10 | 40 |  |  | 3/15 |  |  | 90.91 | 0.5 | [5 empty] | 36 |  |  | 30 000 | [5 empty] | LED 5.5/STIK/865/220-240V/E27/F 3/15 | [6 empty] | 15 000 |  |  | 115 | [31 empty] | 50/60 | No | [32 empty] | E27 | Tungsram | 80 | 6500 | 6500 | 500 | 5.5 |  | Available
93120132 | LED 5.5/STIK/840/220-240V/E27/F 3/15 | image | datasheet | deeplink | [6 empty] | E |  |  |  |  | 6 |  |  |  |  | 0.5 |  | 220-240 | Standard | [5 empty] | 5994100084792 | 15994100084799 |  | -10 | 40 |  |  | 1/12 |  |  | 115.23 | 0.7 | [5 empty] | 39 |  |  | 50000 | [5 empty] | LED 5.5/STIK/840/220-240V/E27/F 3/15 | [6 empty] | 15000 |  |  | 109 | [31 empty] | 50/60 | No | [32 empty] | E27 | Tungsram | 80 | 4000 | 4000 | 500 | 5.5 |  | Available
93120131 | LED 5.5/STIK/830/220-240V/E27/F 3/15 | image | datasheet | deeplink | [6 empty] | E |  |  |  |  | 6 |  |  |  |  | 0.5 |  | 220-240 | Standard | [5 empty] | 5994100084785 | 15994100084782 |  | -10 | 40 |  |  | 1/12 |  |  | 115.23 | 0.7 | [5 empty] | 39 |  |  | 50000 | [5 empty] | LED 5.5/STIK/830/220-240V/E27/F 3/15 | [6 empty] | 15000 |  |  | 107 | [31 empty] | 50/60 | No | [32 empty] | E27 | Tungsram | 80 | 3000 | 3000 | 470 | 5.5 |  | Available
93120126 | LED14/STIK/865/220-240V/E27/BX DS | image | datasheet | deeplink | [6 empty] | E |  |  |  |  | 6 |  |  |  |  | 0.5 |  | 220-240 | Direct Shipment | [5 empty] | 5994100085850 | 15994100085857 |  | -10 | 40 |  |  | 1/12 |  |  | 115.23 | 0.7 | [5 empty] | 39 |  |  | 50000 | [5 empty] | LED14/STIK/865/220-240V/E27/BX DS | [6 empty] | 15000 |  |  | 109 | [31 empty] | 50/60 | No | [32 empty] | E27 | Tungsram | 80 | 6500 | 6500 | 1600 | 14 |  | Available
93120128 | LED14/STIK/865/220-240V/B22/BX DS | image | datasheet | deeplink | [6 empty] | E |  |  |  |  | 6 |  |  |  |  | 0.5 |  | 220-240 | Direct Shipment | [5 empty] | 5994100085874 | 15994100085871 |  | -10 | 40 |  |  | 1/12 |  |  | 115.23 | 0.7 | [5 empty] | 39 |  |  | 50000 | [5 empty] | LED14/STIK/865/220-240V/B22/BX DS | [6 empty] | 15000 |  |  | 107 | [31 empty] | 50/60 | No | [32 empty] | B22 | Tungsram | 80 | 6500 | 6500 | 1600 | 14 |  | Available
93120129 | LED14/STIK/840/220-240V/E27/BX DS | image | datasheet | deeplink | [6 empty] | E |  |  |  |  | 6 |  |  |  |  | 0.5 |  | 220-240 | Direct Shipment | [5 empty] | 5994100085881 | 15994100085888 |  | -10 | 40 |  |  | 1/12 |  |  | 115.23 | 0.7 | [5 empty] | 39 |  |  | 50000 | [5 empty] | LED14/STIK/840/220-240V/E27/BX DS | [6 empty] | 15000 |  |  | 109 | [31 empty] | 50/60 | No | [32 empty] | E27 | Tungsram | 80 | 4000 | 4000 | 1600 | 14 |  | Available
93120130 | LED14/STIK/840/220-240V/B22/BX DS | image | datasheet | deeplink | [6 empty] | E |  |  |  |  | 6 |  |  |  |  | 0.5 |  | 220-240 | Direct Shipment | [5 empty] | 5994100085898 | 15994100085895 |  | -10 | 40 |  |  | 1/12 |  |  | 115.23 | 0.7 | [5 empty] | 39 |  |  | 50000 | [5 empty] | LED14/STIK/840/220-240V/B22/BX DS | [6 empty] | 15000 |  |  | 107 | [31 empty] | 50/60 | No | [32 empty] | B22 | Tungsram | 80 | 4000 | 4000 | 1600 | 14 |  | Available
93120125 | LED14/STIK/830/220-240V/E27/BX DS | image | datasheet | deeplink | [6 empty] | F |  |  |  |  | 6 |  |  |  |  | 0.5 |  | 220-240 | Direct Shipment | [5 empty] | 5994100085843 | 15994100085840 |  | -10 | 40 |  |  | 1/12 |  |  | 109.9 | 0.7 | [5 empty] | 28 |  |  | 50000 | [5 empty] | LED14/STIK/830/220-240V/E27/BX DS | [6 empty] | 15000 |  |  | 109 | [31 empty] | 50/60 | No | [32 empty] | E27 | Tungsram | 80 | 3000 | 3000 | 1521 | 14 |  | Available
93120127 | LED14/STIK/830/220-240V/B22/BX DS | image | datasheet | deeplink | [6 empty] | F |  |  |  |  | 6 |  |  |  |  | 0.5 |  | 220-240 | Direct Shipment | [5 empty] | 5994100085867 | 15994100085864 |  | -10 | 40 |  |  | 1/12 |  |  | 109.9 | 0.7 | [5 empty] | 28 |  |  | 50000 | [5 empty] | LED14/STIK/830/220-240V/B22/BX DS | [6 empty] | 15000 |  |  | 107 | [31 empty] | 50/60 | No | [32 empty] | B22 | Tungsram | 80 | 3000 | 3000 | 1521 | 14 |  | Available
93120120 | LED10.5/STIK/865/220-240V/E27/BX DS | image | datasheet | deeplink | [6 empty] | F |  |  |  |  | 6 |  |  |  |  | 0.5 |  | 220-240 | Direct Shipment | [5 empty] | 5994100085799 | 15994100085796 |  | -10 | 40 |  |  | 1/12 |  |  | 109.9 | 0.7 | [5 empty] | 28 |  |  | 50000 | [5 empty] | LED10.5/STIK/865/220-240V/E27/BX DS | [6 empty] | 15000 |  |  | 109 | [31 empty] | 50/60 | No | [32 empty] | E27 | Tungsram | 80 | 6500 | 6500 | 1100 | 10.5 |  | Available
93120122 | LED10.5/STIK/865/220-240V/B22/BX DS | image | datasheet | deeplink | [6 empty] | F |  |  |  |  | 6 |  |  |  |  | 0.5 |  | 220-240 | Direct Shipment | [5 empty] | 5994100085812 | 15994100085819 |  | -10 | 40 |  |  | 1/12 |  |  | 109.9 | 0.7 | [5 empty] | 28 |  |  | 50000 | [5 empty] | LED10.5/STIK/865/220-240V/B22/BX DS | [6 empty] | 15000 |  |  | 107 | [31 empty] | 50/60 | No | [32 empty] | B22 | Tungsram | 80 | 6500 | 6500 | 1100 | 10.5 |  | Available
93120123 | LED10.5/STIK/840/220-240V/E27/BX DS | image | datasheet | deeplink | [6 empty] | F |  |  |  |  | 6 |  |  |  |  | 0.5 |  | 220-240 | Direct Shipment | [5 empty] | 5994100085829 | 15994100085826 |  | -10 | 40 |  |  | 1/12 |  |  | 109.9 | 0.7 | [5 empty] | 28 |  |  | 50000 | [5 empty] | LED10.5/STIK/840/220-240V/E27/BX DS | [6 empty] | 15000 |  |  | 109 | [31 empty] | 50/60 | No | [32 empty] | E27 | Tungsram | 80 | 4000 | 4000 | 1100 | 10.5 |  | Available
93120124 | LED10.5/STIK/840/220-240V/B22/BX DS | image | datasheet | deeplink | [6 empty] | F |  |  |  |  | 6 |  |  |  |  | 0.5 |  | 220-240 | Direct Shipment | [5 empty] | 5994100085836 | 15994100085833 |  | -10 | 40 |  |  | 1/12 |  |  | 109.9 | 0.7 | [5 empty] | 28 |  |  | 50000 | [5 empty] | LED10.5/STIK/840/220-240V/B22/BX DS | [6 empty] | 15000 |  |  | 107 | [31 empty] | 50/60 | No | [32 empty] | B22 | Tungsram | 80 | 4000 | 4000 | 1100 | 10.5 |  | Available
93120119 | LED10.5/STIK/830/220-240V/E27/BX DS | image | datasheet | deeplink | [6 empty] | F |  |  |  |  | 6 |  |  |  |  | 0.5 |  | 220-240 | Direct Shipment | [5 empty] | 5994100085782 | 15994100085789 |  | -10 | 40 |  |  | 1/12 |  |  | 91.59 | 0.7 | [5 empty] | 27 |  |  | 50000 | [5 empty] | LED10.5/STIK/830/220-240V/E27/BX DS | [6 empty] | 15000 |  |  | 109 | [31 empty] | 50/60 | No | [32 empty] | E27 | Tungsram | 80 | 3000 | 3000 | 1055 | 10.5 |  | Available
93120121 | LED10.5/STIK/830/220-240V/B22/BX DS | image | datasheet | deeplink | [6 empty] | F |  |  |  |  | 6 |  |  |  |  | 0.5 |  | 220-240 | Direct Shipment | [5 empty] | 5994100085805 | 15994100085802 |  | -10 | 40 |  |  | 1/12 |  |  | 91.59 | 0.7 | [5 empty] | 27 |  |  | 50000 | [5 empty] | LED10.5/STIK/830/220-240V/B22/BX DS | [6 empty] | 15000 |  |  | 107 | [31 empty] | 50/60 | No | [32 empty] | B22 | Tungsram | 80 | 3000 | 3000 | 1055 | 10.5 |  | Available
93120116 | LED 8.5/STIK/865/220-240V/B22/BX DS | image | datasheet | deeplink | [6 empty] | F |  |  |  |  | 6 |  |  |  |  | 0.5 |  | 220-240 | Direct Shipment | [5 empty] | 5994100085751 | 15994100085758 |  | -10 | 40 |  |  | 1/12 |  |  | 91.59 | 0.7 | [5 empty] | 27 |  |  | 50000 | [5 empty] | LED 8.5/STIK/865/220-240V/B22/BX DS | [6 empty] | 15000 |  |  | 107 | [31 empty] | 50/60 | No | [32 empty] | B22 | Tungsram | 80 | 6500 | 6500 | 850 | 8.5 |  | Available
93120117 | LED 8.5/STIK/840/220-240V/E27/BX DS | image | datasheet | deeplink | [6 empty] | F |  |  |  |  | 6 |  |  |  |  | 0.5 |  | 220-240 | Direct Shipment | [5 empty] | 5994100085768 | 15994100085765 |  | -10 | 40 |  |  | 1/12 |  |  | 91.59 | 0.7 | [5 empty] | 27 |  |  | 50000 | [5 empty] | LED 8.5/STIK/840/220-240V/E27/BX DS | [6 empty] | 15000 |  |  | 109 | [31 empty] | 50/60 | No | [32 empty] | E27 | Tungsram | 80 | 4000 | 4000 | 850 | 8.5 |  | Available
93120113 | LED8.5/STIK/830/220-240V/E27/BX DS | image | datasheet | deeplink | [6 empty] | F |  |  |  |  | 6 |  |  |  |  | 0.5 |  | 220-240 | Direct Shipment | [5 empty] | 5994100085720 | 15994100085727 |  | -10 | 40 |  |  | 1/12 |  |  | 95.92 | 0.5 | [5 empty] | 26 |  |  | 50000 | [5 empty] | LED8.5/STIK/830/220-240V/E27/BX DS | [6 empty] | 15000 |  |  | 109 | [31 empty] | 50/60 | No | [32 empty] | E27 | Tungsram | 80 | 3000 | 3000 | 806 | 8.5 |  | Available
93120115 | LED 8.5/STIK/830/220-240V/B22/BX DS | image | datasheet | deeplink | [6 empty] | F |  |  |  |  | 6 |  |  |  |  | 0.5 |  | 220-240 | Direct Shipment | [5 empty] | 5994100085744 | 15994100085741 |  | -10 | 40 |  |  | 1/12 |  |  | 95.92 | 0.5 | [5 empty] | 26 |  |  | 50000 | [5 empty] | LED 8.5/STIK/830/220-240V/B22/BX DS | [6 empty] | 15000 |  |  | 107 | [31 empty] | 50/60 | No | [32 empty] | B22 | Tungsram | 80 | 3000 | 3000 | 806 | 8.5 |  | Available
93120108 | LED 5.5/STIK/865/220-240V/E27/BX DS | image | datasheet | deeplink | [6 empty] | F |  |  |  |  | 6 |  |  |  |  | 0.5 |  | 220-240 | Direct Shipment | [5 empty] | 5994100100119 | 15994100085673 |  | -10 | 40 |  |  | 1/12 |  |  | 95.92 | 0.5 | [5 empty] | 26 |  |  | 50000 | [5 empty] | LED 5.5/STIK/865/220-240V/E27/BX DS | [6 empty] | 15000 |  |  | 109 | [31 empty] | 50/60 | No | [32 empty] | E27 | Tungsram | 80 | 6500 | 6500 | 500 | 5.5 |  | Available
93120110 | LED 5.5/STIK/865/220-240V/B22/BX DS | image | datasheet | deeplink | [6 empty] | F |  |  |  |  | 6 |  |  |  |  | 0.5 |  | 220-240 | Direct Shipment | [5 empty] | 5994100085690 | 15994100085697 |  | -10 | 40 |  |  | 1/12 |  |  | 95.92 | 0.5 | [5 empty] | 26 |  |  | 50000 | [5 empty] | LED 5.5/STIK/865/220-240V/B22/BX DS | [6 empty] | 15000 |  |  | 107 | [31 empty] | 50/60 | No | [32 empty] | B22 | Tungsram | 80 | 6500 | 6500 | 500 | 5.5 |  | Available
93120111 | LED 5.5/STIK/840/220-240V/E27/BX DS | image | datasheet | deeplink | [6 empty] | F |  |  |  |  | 6 |  |  |  |  | 0.5 |  | 220-240 | Direct Shipment | [5 empty] | 5994100085706 | 15994100085703 |  | -10 | 40 |  |  | 1/12 |  |  | 95.92 | 0.5 | [5 empty] | 26 |  |  | 50000 | [5 empty] | LED 5.5/STIK/840/220-240V/E27/BX DS | [6 empty] | 15000 |  |  | 109 | [31 empty] | 50/60 | No | [32 empty] | E27 | Tungsram | 80 | 4000 | 4000 | 500 | 5.5 |  | Available
93120112 | LED 5.5/STIK/840/220-240V/B22/BX DS | image | datasheet | deeplink | [6 empty] | F |  |  |  |  | 6 |  |  |  |  | 0.5 |  | 220-240 | Direct Shipment | [5 empty] | 5994100085713 | 15994100085710 |  | -10 | 40 |  |  | 1/12 |  |  | 95.92 | 0.5 | [5 empty] | 26 |  |  | 50000 | [5 empty] | LED 5.5/STIK/840/220-240V/B22/BX DS | [6 empty] | 15000 |  |  | 107 | [31 empty] | 50/60 | No | [32 empty] | B22 | Tungsram | 80 | 4000 | 4000 | 500 | 5.5 |  | Available
93120107 | LED 5.5/STIK/830/220-240V/E27/BX DS | image | datasheet | deeplink | [6 empty] | F |  |  |  |  | 6 |  |  |  |  | 0.5 |  | 220-240 | Direct Shipment | [5 empty] | 5994100100003 | 15994100085666 |  | -10 | 40 |  |  | 2/8 |  |  | 91.59 | 0.7 | [5 empty] | 27 |  |  | 50000 | [5 empty] | LED 5.5/STIK/830/220-240V/E27/BX DS | [6 empty] | 15000 |  |  | 109 | [31 empty] | 50/60 | No | [32 empty] | E27 | Tungsram | 80 | 3000 | 3000 | 470 | 5.5 |  | Available
93120109 | LED 5.5/STIK/830/220-240V/B22/BX DS | image | datasheet | deeplink | [6 empty] | F |  |  |  |  | 6 |  |  |  |  | 0.5 |  | 220-240 | Direct Shipment | [5 empty] | 5994100085683 | 15994100085680 |  | -10 | 40 |  |  | 2/8 |  |  | 91.59 | 0.7 | [5 empty] | 27 |  |  | 50000 | [5 empty] | LED 5.5/STIK/830/220-240V/B22/BX DS | [6 empty] | 15000 |  |  | 107 | [31 empty] | 50/60 | No | [32 empty] | B22 | Tungsram | 80 | 3000 | 3000 | 470 | 5.5 |  | Available
93120102 | LED14/STIK/865/220-240V/E27/BX | image | datasheet | deeplink | [6 empty] | E |  |  |  |  | 6 |  |  |  |  | 0.5 |  | 220-240 | Standard | [5 empty] | 5994100085393 | 15994100085390 |  | -10 | 40 |  |  | 1/12 |  |  | 115.23 | 0.7 | [5 empty] | 39 |  |  | 50000 | [5 empty] | LED14/STIK/865/220-240V/E27/BX | 93120126 - LED14/STIK/865/220-240V/E27/BX DS | [5 empty] | 15000 |  |  | 109 | [31 empty] | 50/60 | No | [32 empty] | E27 | Tungsram | 80 | 6500 | 6500 | 1600 | 14 |  | Available
93120104 | LED14/STIK/865/220-240V/B22/BX | image | datasheet | deeplink | [6 empty] | E |  |  |  |  | 6 |  |  |  |  | 0.5 |  | 220-240 | Standard | [5 empty] | 5994100085515 | 15994100085512 |  | -10 | 40 |  |  | 1/12 |  |  | 115.23 | 0.7 | [5 empty] | 39 |  |  | 50000 | [5 empty] | LED14/STIK/865/220-240V/B22/BX | 93120128 - LED14/STIK/865/220-240V/B22/BX DS | [5 empty] | 15000 |  |  | 107 | [31 empty] | 50/60 | No | [32 empty] | B22 | Tungsram | 80 | 6500 | 6500 | 1600 | 14 |  | Available
93120105 | LED14/STIK/840/220-240V/E27/BX | image | datasheet | deeplink | [6 empty] | E |  |  |  |  | 6 |  |  |  |  | 0.5 |  | 220-240 | Standard | [5 empty] | 5994100085522 | 15994100085529 |  | -10 | 40 |  |  | 1/12 |  |  | 115.23 | 0.7 | [5 empty] | 39 |  |  | 50000 | [5 empty] | LED14/STIK/840/220-240V/E27/BX | 93120129 - LED14/STIK/840/220-240V/E27/BX DS | [5 empty] | 15000 |  |  | 109 | [31 empty] | 50/60 | No | [32 empty] | E27 | Tungsram | 80 | 4000 | 4000 | 1600 | 14 |  | Available
93120106 | LED14/STIK/840/220-240V/B22/BX | image | datasheet | deeplink | [6 empty] | E |  |  |  |  | 6 |  |  |  |  | 0.5 |  | 220-240 | Standard | [5 empty] | 5994100085539 | 15994100085536 |  | -10 | 40 |  |  | 1/12 |  |  | 115.23 | 0.7 | [5 empty] | 39 |  |  | 50000 | [5 empty] | LED14/STIK/840/220-240V/B22/BX | 93120130 - LED14/STIK/840/220-240V/B22/BX DS | [5 empty] | 15000 |  |  | 107 | [31 empty] | 50/60 | No | [32 empty] | B22 | Tungsram | 80 | 4000 | 4000 | 1600 | 14 |  | Available
93120101 | LED14/STIK/830/220-240V/E27/BX | image | datasheet | deeplink | [6 empty] | E |  |  |  |  | 6 |  |  |  |  | 0.5 |  | 220-240 | Standard | [5 empty] | 5994100085386 | 15994100085383 |  | -10 | 40 |  |  | 1/12 |  |  | 115.23 | 0.7 | [5 empty] | 39 |  |  | 50000 | [5 empty] | LED14/STIK/830/220-240V/E27/BX | 93120125 - LED14/STIK/830/220-240V/E27/BX DS | [5 empty] | 15000 |  |  | 109 | [31 empty] | 50/60 | No | [32 empty] | E27 | Tungsram | 80 | 3000 | 3000 | 1521 | 14 |  | Available
93120103 | LED14/STIK/830/220-240V/B22/BX | image | datasheet | deeplink | [6 empty] | E |  |  |  |  | 6 |  |  |  |  | 0.5 |  | 220-240 | Standard | [5 empty] | 5994100085409 | 15994100085406 |  | -10 | 40 |  |  | 1/12 |  |  | 115.23 | 0.7 | [5 empty] | 39 |  |  | 50000 | [5 empty] | LED14/STIK/830/220-240V/B22/BX | 93120127 - LED14/STIK/830/220-240V/B22/BX DS | [5 empty] | 15000 |  |  | 107 | [31 empty] | 50/60 | No | [32 empty] | B22 | Tungsram | 80 | 3000 | 3000 | 1521 | 14 |  | Available
93120096 | LED10.5/STIK/865/220-240V/E27/BX | image | datasheet | deeplink | [6 empty] | F |  |  |  |  | 6 |  |  |  |  | 0.5 |  | 220-240 | Standard | [5 empty] | 5994100085331 | 15994100085338 |  | -10 | 40 |  |  | 1/12 |  |  | 109.9 | 0.7 | [5 empty] | 28 |  |  | 50000 | [5 empty] | LED10.5/STIK/865/220-240V/E27/BX | 93120120 - LED10.5/STIK/865/220-240V/E27/BX DS | [5 empty] | 15000 |  |  | 109 | [31 empty] | 50/60 | No | [32 empty] | E27 | Tungsram | 80 | 6500 | 6500 | 1100 | 10.5 |  | Available
93120098 | LED10.5/STIK/865/220-240V/B22/BX | image | datasheet | deeplink | [6 empty] | F |  |  |  |  | 6 |  |  |  |  | 0.5 |  | 220-240 | Standard | [5 empty] | 5994100085355 | 15994100085352 |  | -10 | 40 |  |  | 1/12 |  |  | 109.9 | 0.7 | [5 empty] | 28 |  |  | 50000 | [5 empty] | LED10.5/STIK/865/220-240V/B22/BX | 93120122 - LED10.5/STIK/865/220-240V/B22/BX DS | [5 empty] | 15000 |  |  | 107 | [31 empty] | 50/60 | No | [32 empty] | B22 | Tungsram | 80 | 6500 | 6500 | 1100 | 10.5 |  | Available
93120099 | LED10.5/STIK/840/220-240V/E27/BX | image | datasheet | deeplink | [6 empty] | F |  |  |  |  | 6 |  |  |  |  | 0.5 |  | 220-240 | Standard | [5 empty] | 5994100085362 | 15994100085369 |  | -10 | 40 |  |  | 1/12 |  |  | 109.9 | 0.7 | [5 empty] | 28 |  |  | 50000 | [5 empty] | LED10.5/STIK/840/220-240V/E27/BX | 93120123 - LED10.5/STIK/840/220-240V/E27/BX DS | [5 empty] | 15000 |  |  | 109 | [31 empty] | 50/60 | No | [32 empty] | E27 | Tungsram | 80 | 4000 | 4000 | 1100 | 10.5 |  | Available
93120100 | LED10.5/STIK/840/220-240V/B22/BX | image | datasheet | deeplink | [6 empty] | F |  |  |  |  | 6 |  |  |  |  | 0.5 |  | 220-240 | Standard | [5 empty] | 5994100085379 | 15994100085376 |  | -10 | 40 |  |  | 1/12 |  |  | 109.9 | 0.7 | [5 empty] | 28 |  |  | 50000 | [5 empty] | LED10.5/STIK/840/220-240V/B22/BX | 93120124 - LED10.5/STIK/840/220-240V/B22/BX DS | [5 empty] | 15000 |  |  | 107 | [31 empty] | 50/60 | No | [32 empty] | B22 | Tungsram | 80 | 4000 | 4000 | 1100 | 10.5 |  | Available
93120095 | LED10.5/STIK/830/220-240V/E27/BX | image | datasheet | deeplink | [6 empty] | F |  |  |  |  | 6 |  |  |  |  | 0.5 |  | 220-240 | Standard | [5 empty] | 5994100085324 | 15994100085321 |  | -10 | 40 |  |  | 1/12 |  |  | 109.9 | 0.7 | [5 empty] | 28 |  |  | 50000 | [5 empty] | LED10.5/STIK/830/220-240V/E27/BX | 93120119 - LED10.5/STIK/830/220-240V/E27/BX DS | [5 empty] | 15000 |  |  | 109 | [31 empty] | 50/60 | No | [32 empty] | E27 | Tungsram | 80 | 3000 | 3000 | 1055 | 10.5 |  | Available
93120097 | LED10.5/STIK/830/220-240V/B22/BX | image | datasheet | deeplink | [6 empty] | F |  |  |  |  | 6 |  |  |  |  | 0.5 |  | 220-240 | Standard | [5 empty] | 5994100085348 | 15994100085345 |  | -10 | 40 |  |  | 1/12 |  |  | 109.9 | 0.7 | [5 empty] | 28 |  |  | 50000 | [5 empty] | LED10.5/STIK/830/220-240V/B22/BX | 93120121 - LED10.5/STIK/830/220-240V/B22/BX DS | [5 empty] | 15000 |  |  | 107 | [31 empty] | 50/60 | No | [32 empty] | B22 | Tungsram | 80 | 3000 | 3000 | 1055 | 10.5 |  | Available
93120090 | LED 8.5/STIK/865/220-240V/E27/BX | image | datasheet | deeplink | [6 empty] | F |  |  |  |  | 6 |  |  |  |  | 0.5 |  | 220-240 | Standard | [5 empty] | 5994100085614 | 15994100085611 |  | -10 | 40 |  |  | 1/12 |  |  | 91.59 | 0.7 | [5 empty] | 27 |  |  | 50000 | [5 empty] | LED 8.5/STIK/865/220-240V/E27/BX | 93120114 - LED8.5/STIK/865/220-240V/E27/BX DS | [5 empty] | 15000 |  |  | 109 | [31 empty] | 50/60 | No | [32 empty] | E27 | Tungsram | 80 | 6500 | 6500 | 850 | 8.5 |  | Available
93120092 | LED 8.5/STIK/865/220-240V/B22/BX | image | datasheet | deeplink | [6 empty] | F |  |  |  |  | 6 |  |  |  |  | 0.5 |  | 220-240 | Standard | [5 empty] | 5994100085638 | 15994100085635 |  | -10 | 40 |  |  | 1/12 |  |  | 91.59 | 0.7 | [5 empty] | 27 |  |  | 50000 | [5 empty] | LED 8.5/STIK/865/220-240V/B22/BX | 93120116 - LED 8.5/STIK/865/220-240V/B22/BX DS | [5 empty] | 15000 |  |  | 107 | [31 empty] | 50/60 | No | [32 empty] | B22 | Tungsram | 80 | 6500 | 6500 | 850 | 8.5 |  | Available
93120093 | LED 8.5/STIK/840/220-240V/E27/BX | image | datasheet | deeplink | [6 empty] | F |  |  |  |  | 6 |  |  |  |  | 0.5 |  | 220-240 | Standard | [5 empty] | 5994100085645 | 15994100085642 |  | -10 | 40 |  |  | 1/12 |  |  | 91.59 | 0.7 | [5 empty] | 27 |  |  | 50000 | [5 empty] | LED 8.5/STIK/840/220-240V/E27/BX | 93120117 - LED 8.5/STIK/840/220-240V/E27/BX DS | [5 empty] | 15000 |  |  | 109 | [31 empty] | 50/60 | No | [32 empty] | E27 | Tungsram | 80 | 4000 | 4000 | 850 | 8.5 |  | Available
93120094 | LED 8.5/STIK/840/220-240V/B22/BX | image | datasheet | deeplink | [6 empty] | F |  |  |  |  | 6 |  |  |  |  | 0.5 |  | 220-240 | Standard | [5 empty] | 5994100085652 | 15994100085659 |  | -10 | 40 |  |  | 1/12 |  |  | 91.59 | 0.7 | [5 empty] | 27 |  |  | 50000 | [5 empty] | LED 8.5/STIK/840/220-240V/B22/BX | 93120118 - LED 8.5/STIK/840/220-240V/B22/BX DS | [5 empty] | 15000 |  |  | 107 | [31 empty] | 50/60 | No | [32 empty] | B22 | Tungsram | 80 | 4000 | 4000 | 850 | 8.5 |  | Available
93120089 | LED 8.5/STIK/830/220-240V/E27/BX | image | datasheet | deeplink | [6 empty] | F |  |  |  |  | 6 |  |  |  |  | 0.5 |  | 220-240 | Standard | [5 empty] | 5994100085607 | 15994100085604 |  | -10 | 40 |  |  | 1/12 |  |  | 91.59 | 0.7 | [5 empty] | 27 |  |  | 50000 | [5 empty] | LED 8.5/STIK/830/220-240V/E27/BX | 93120113 - LED8.5/STIK/830/220-240V/E27/BX DS | [5 empty] | 15000 |  |  | 109 | [31 empty] | 50/60 | No | [32 empty] | E27 | Tungsram | 80 | 3000 | 3000 | 806 | 8.5 |  | Available
93120091 | LED 8.5/STIK/830/220-240V/B22/BX | image | datasheet | deeplink | [6 empty] | F |  |  |  |  | 6 |  |  |  |  | 0.5 |  | 220-240 | Standard | [5 empty] | 5994100085621 | 15994100085628 |  | -10 | 40 |  |  | 1/12 |  |  | 91.59 | 0.7 | [5 empty] | 27 |  |  | 50000 | [5 empty] | LED 8.5/STIK/830/220-240V/B22/BX | 93120115 - LED 8.5/STIK/830/220-240V/B22/BX DS | [5 empty] | 15000 |  |  | 107 | [31 empty] | 50/60 | No | [32 empty] | B22 | Tungsram | 80 | 3000 | 3000 | 806 | 8.5 |  | Available
93120088 | LED 5.5/STIK/865/220-240V/E27/BX | image | datasheet | deeplink | [6 empty] | F |  |  |  |  | 6 |  |  |  |  | 0.5 |  | 220-240 | Standard | [5 empty] | 5994100085584 | 15994100085581 |  | -10 | 40 |  |  | 1/12 |  |  | 95.92 | 0.5 | [5 empty] | 26 |  |  | 50000 | [5 empty] | LED 5.5/STIK/865/220-240V/E27/BX | 93120108 - LED 5.5/STIK/865/220-240V/E27/BX DS | [5 empty] | 15000 |  |  | 109 | [31 empty] | 50/60 | No | [32 empty] | E27 | Tungsram | 80 | 6500 | 6500 | 500 | 5.5 |  | Available
93120087 | LED 5.5/STIK/865/220-240V/B22/BX | image | datasheet | deeplink | [6 empty] | F |  |  |  |  | 6 |  |  |  |  | 0.5 |  | 220-240 | Standard | [5 empty] | 5994100085546 | 15994100085543 |  | -10 | 40 |  |  | 1/12 |  |  | 95.92 | 0.5 | [5 empty] | 26 |  |  | 50000 | [5 empty] | LED 5.5/STIK/865/220-240V/B22/BX | 93120110 - LED 5.5/STIK/865/220-240V/B22/BX DS | [5 empty] | 15000 |  |  | 107 | [31 empty] | 50/60 | No | [32 empty] | B22 | Tungsram | 80 | 6500 | 6500 | 500 | 5.5 |  | Available
93120086 | LED 5.5/STIK/840/220-240V/E27/BX | image | datasheet | deeplink | [6 empty] | F |  |  |  |  | 6 |  |  |  |  | 0.5 |  | 220-240 | Standard | [5 empty] | 5994100085553 | 15994100085550 |  | -10 | 40 |  |  | 1/12 |  |  | 95.92 | 0.5 | [5 empty] | 26 |  |  | 50000 | [5 empty] | LED 5.5/STIK/840/220-240V/E27/BX | 93120111 - LED 5.5/STIK/840/220-240V/E27/BX DS | [5 empty] | 15000 |  |  | 109 | [31 empty] | 50/60 | No | [32 empty] | E27 | Tungsram | 80 | 4000 | 4000 | 500 | 5.5 |  | Available
93120085 | LED 5.5/STIK/840/220-240V/B22/BX | image | datasheet | deeplink | [6 empty] | F |  |  |  |  | 6 |  |  |  |  | 0.5 |  | 220-240 | Standard | [5 empty] | 5994100085560 | 15994100085567 |  | -10 | 40 |  |  | 1/12 |  |  | 95.92 | 0.5 | [5 empty] | 26 |  |  | 50000 | [5 empty] | LED 5.5/STIK/840/220-240V/B22/BX | 93120112 - LED 5.5/STIK/840/220-240V/B22/BX DS | [5 empty] | 15000 |  |  | 107 | [31 empty] | 50/60 | No | [32 empty] | B22 | Tungsram | 80 | 4000 | 4000 | 500 | 5.5 |  | Available
93120084 | LED 5.5/STIK/830/220-240V/E27/BX | image | datasheet | deeplink | [6 empty] | F |  |  |  |  | 6 |  |  |  |  | 0.5 |  | 220-240 | Standard | [5 empty] | 5994100085577 | 15994100085574 |  | -10 | 40 |  |  | 1/12 |  |  | 95.92 | 0.5 | [5 empty] | 26 |  |  | 50000 | [5 empty] | LED 5.5/STIK/830/220-240V/E27/BX | 93120107 - LED 5.5/STIK/830/220-240V/E27/BX DS | [5 empty] | 15000 |  |  | 109 | [31 empty] | 50/60 | No | [32 empty] | E27 | Tungsram | 80 | 3000 | 3000 | 470 | 5.5 |  | Available
93120083 | LED 5.5/STIK/830/220-240V/B22/BX | image | datasheet | deeplink | [6 empty] | F |  |  |  |  | 6 |  |  |  |  | 0.5 |  | 220-240 | [6 empty] | 5994100085591 | 15994100085598 |  | -10 | 40 |  |  | 1/12 |  |  | 95.92 | 0.5 | [5 empty] | 26 |  |  | 50000 | [6 empty] | 93120109 - LED 5.5/STIK/830/220-240V/B22/BX DS | [5 empty] | 15000 |  |  | 107 | [31 empty] | 50/60 | No | [32 empty] | B22 | Tungsram | 80 | 3000 | 3000 | 470 | 5.5 |  | Available
93120820 | LED VALUE A60 4.9W 840 B22 TU | image | datasheet | deeplink |  | 200 |  |  |  |  | F |  |  |  |  | 6 |  |  |  |  | 0.5 |  | 220-240 | Direct Shipment | [5 empty] | 5994100093084 | 15994100093081 |  | -10 | 40 |  |  | 1/12 |  |  | 96 | 0.5 | [5 empty] | 26 |  |  | 50000 | [5 empty] | LED VALUE A60 4.9W 840 B22 TU | 93120796 - LED VALUE A60 4.9W 840 B22 TU DS |  |  | 60 |  |  | 15000 |  |  | 107 | [31 empty] | 50/60 | No | [32 empty] | B22 | Tungsram | 80 | 4000 | 4000 | 470 | 4.9 |  | Available
93120825 | LED VALUE A60 8.8W 827 E27 TU 2BX | image | datasheet | deeplink |  | 200 |  |  |  |  | F |  |  |  |  | 6 |  |  |  |  | 0.5 |  | 220-240 | Standard | [5 empty] | 5994100093176 | 15994100093173 |  | -10 | 40 |  |  | 2/8 |  |  | 92 | 0.7 | [5 empty] | 27 |  |  | 50000 | [5 empty] | LED VALUE A60 8.8W 827 E27 TU 2BX |  |  |  | 60 |  |  | 15000 |  |  | 109 | [31 empty] | 50/60 | No | [32 empty] | E27 | Tungsram | 80 | 2700 | 2700 | 806 | 8.8 |  | Available
93120824 | LED VALUE A60 8.8W 827 B22 TU 2BX | image | datasheet | deeplink |  | 200 |  |  |  |  | F |  |  |  |  | 6 |  |  |  |  | 0.5 |  | 220-240 | Standard | [5 empty] | 5994100093169 | 15994100093166 |  | -10 | 40 |  |  | 2/8 |  |  | 92 | 0.7 | [5 empty] | 27 |  |  | 50000 | [5 empty] | LED VALUE A60 8.8W 827 B22 TU 2BX |  |  |  | 60 |  |  | 15000 |  |  | 107 | [31 empty] | 50/60 | No | [32 empty] | B22 | Tungsram | 80 | 2700 | 2700 | 806 | 8.8 |  | Available
93120823 | LED VALUE A60 8.8W 840 E27 TU | image | datasheet | deeplink |  | 200 |  |  |  |  | F |  |  |  |  | 6 |  |  |  |  | 0.5 |  | 220-240 | Standard | [5 empty] | 5994100093145 | 15994100093142 |  | -10 | 40 |  |  | 1/12 |  |  | 92 | 0.7 | [5 empty] | 27 |  |  | 50000 | [5 empty] | LED VALUE A60 8.8W 840 E27 TU | 93120799 - LED VALUE A60 8.8W 840 E27 TU DS |  |  | 60 |  |  | 15000 |  |  | 109 | [31 empty] | 50/60 | No | [32 empty] | E27 | Tungsram | 80 | 4000 | 4000 | 806 | 8.8 |  | Available
93120822 | LED VALUE A60 8.8W 840 B22 TU | image | datasheet | deeplink |  | 200 |  |  |  |  | F |  |  |  |  | 6 |  |  |  |  | 0.5 |  | 220-240 | Standard | [5 empty] | 5994100093121 | 15994100093128 |  | -10 | 40 |  |  | 1/12 |  |  | 92 | 0.7 | [5 empty] | 27 |  |  | 50000 | [5 empty] | LED VALUE A60 8.8W 840 B22 TU | 93120798 - LED VALUE A60 8.8W 840 B22 TU DS |  |  | 60 |  |  | 15000 |  |  | 107 | [31 empty] | 50/60 | No | [32 empty] | B22 | Tungsram | 80 | 4000 | 4000 | 806 | 8.8 |  | Available
93120821 | LED VALUE A60 4.9W 840 E27 TU | image | datasheet | deeplink |  | 200 |  |  |  |  | F |  |  |  |  | 6 |  |  |  |  | 0.5 |  | 220-240 | Standard | [5 empty] | 5994100093107 | 15994100093104 |  | -10 | 40 |  |  | 1/12 |  |  | 96 | 0.5 | [5 empty] | 26 |  |  | 50000 | [5 empty] | LED VALUE A60 4.9W 840 E27 TU | 93120797 - LED VALUE A60 4.9W 840 E27 TU DS |  |  | 60 |  |  | 15000 |  |  | 109 | [31 empty] | 50/60 | No | [32 empty] | E27 | Tungsram | 80 | 4000 | 4000 | 470 | 4.9 |  | Available
93120819 | LED VALUE A60 13.2W 840 E27 TU | image | datasheet | deeplink |  | 180 |  |  |  |  | E |  |  |  |  | 6 |  |  |  |  | 0.5 |  | 220-240 | Standard | [5 empty] | 5994100093060 | 15994100093067 |  | -10 | 40 |  |  | 1/12 |  |  | 115 | 0.7 | [5 empty] | 39 |  |  | 50000 | [5 empty] | LED VALUE A60 13.2W 840 E27 TU | 93120795 - LED VALUE A60 13.2W 840 E27 TU DS |  |  | 60 |  |  | 15000 |  |  | 109 | [31 empty] | 50/60 | No | [32 empty] | E27 | Tungsram | 80 | 4000 | 4000 | 1521 | 13.2 |  | Available
93120818 | LED VALUE A60 13.2W 840 B22 TU | image | datasheet | deeplink |  | 180 |  |  |  |  | E |  |  |  |  | 6 |  |  |  |  | 0.5 |  | 220-240 | Standard | [5 empty] | 5994100093046 | 15994100093043 |  | -10 | 40 |  |  | 1/12 |  |  | 115 | 0.7 | [5 empty] | 39 |  |  | 50000 | [5 empty] | LED VALUE A60 13.2W 840 B22 TU | 93120794 - LED VALUE A60 13.2W 840 B22 TU DS |  |  | 60 |  |  | 15000 |  |  | 107 | [31 empty] | 50/60 | No | [32 empty] | B22 | Tungsram | 80 | 4000 | 4000 | 1521 | 13.2 |  | Available
93120817 | LED VALUE A60 9.6W 840 E27 TU | image | datasheet | deeplink |  | 200 |  |  |  |  | F |  |  |  |  | 6 |  |  |  |  | 0.5 |  | 220-240 | Standard | [5 empty] | 5994100093022 | 15994100093029 |  | -10 | 40 |  |  | 1/12 |  |  | 110 | 0.7 | [5 empty] | 28 |  |  | 50000 | [5 empty] | LED VALUE A60 9.6W 840 E27 TU | 93120793 - LED VALUE A60 9.6W 840 E27 TU DS |  |  | 60 |  |  | 15000 |  |  | 109 | [31 empty] | 50/60 | No | [32 empty] | E27 | Tungsram | 80 | 4000 | 4000 | 1055 | 9.6 |  | Available
93120816 | LED VALUE A60 9.6W 840 B22 TU | image | datasheet | deeplink |  | 200 |  |  |  |  | F |  |  |  |  | 6 |  |  |  |  | 0.5 |  | 220-240 | Standard | [5 empty] | 5994100093008 | 15994100093005 |  | -10 | 40 |  |  | 1/12 |  |  | 110 | 0.7 | [5 empty] | 28 |  |  | 50000 | [5 empty] | LED VALUE A60 9.6W 840 B22 TU | 93120792 - LED VALUE A60 9.6W 840 B22 TU DS |  |  | 60 |  |  | 15000 |  |  | 107 | [31 empty] | 50/60 | No | [32 empty] | B22 | Tungsram | 80 | 4000 | 4000 | 1055 | 9.6 |  | Available
93120815 | LED VALUE A60 13.2W 865 E27 TU | image | datasheet | deeplink |  | 180 |  |  |  |  | E |  |  |  |  | 6 |  |  |  |  | 0.5 |  | 220-240 | Standard | [5 empty] | 5994100092988 | 15994100092985 |  | -10 | 40 |  |  | 1/12 |  |  | 115 | 0.7 | [5 empty] | 39 |  |  | 50000 | [5 empty] | LED VALUE A60 13.2W 865 E27 TU | 93120791 - LED VALUE A60 13.2W 865 E27 TU DS |  |  | 60 |  |  | 15000 |  |  | 109 | [31 empty] | 50/60 | No | [32 empty] | E27 | Tungsram | 80 | 6500 | 6500 | 1521 | 13.2 |  | Available
93120814 | LED VALUE A60 13.2W 827 E27 TU | image | datasheet | deeplink |  | 180 |  |  |  |  | E |  |  |  |  | 6 |  |  |  |  | 0.5 |  | 220-240 | Standard | [5 empty] | 5994100092964 | 15994100092961 |  | -10 | 40 |  |  | 1/12 |  |  | 115 | 0.7 | [5 empty] | 39 |  |  | 50000 | [5 empty] | LED VALUE A60 13.2W 827 E27 TU | 93120790 - LED VALUE A60 13.2W 827 E27 TU DS |  |  | 60 |  |  | 15000 |  |  | 109 | [31 empty] | 50/60 | No | [32 empty] | E27 | Tungsram | 80 | 2700 | 2700 | 1521 | 13.2 |  | Available
93120813 | LED VALUE A60 9.6W 865 E27 TU | image | datasheet | deeplink |  | 200 |  |  |  |  | F |  |  |  |  | 6 |  |  |  |  | 0.5 |  | 220-240 | Standard | [5 empty] | 5994100092940 | 15994100092947 |  | -10 | 40 |  |  | 1/12 |  |  | 110 | 0.7 | [5 empty] | 28 |  |  | 50000 | [5 empty] | LED VALUE A60 9.6W 865 E27 TU | 93120789 - LED VALUE A60 9.6W 865 E27 TU DS |  |  | 60 |  |  | 15000 |  |  | 109 | [31 empty] | 50/60 | No | [32 empty] | E27 | Tungsram | 80 | 6500 | 6500 | 1055 | 9.6 |  | Available
93120812 | LED VALUE A60 9.6W 827 E27 TU | image | datasheet | deeplink |  | 200 |  |  |  |  | F |  |  |  |  | 6 |  |  |  |  | 0.5 |  | 220-240 | Standard | [5 empty] | 5994100092926 | 15994100092923 |  | -10 | 40 |  |  | 1/12 |  |  | 110 | 0.7 | [5 empty] | 28 |  |  | 50000 | [5 empty] | LED VALUE A60 9.6W 827 E27 TU | 93120788 - LED VALUE A60 9.6W 827 E27 TU DS |  |  | 60 |  |  | 15000 |  |  | 109 | [31 empty] | 50/60 | No | [32 empty] | E27 | Tungsram | 80 | 2700 | 2700 | 1055 | 9.6 |  | Available
93120811 | LED VALUE A60 8.8W 865 E27 TU | image | datasheet | deeplink |  | 200 |  |  |  |  | F |  |  |  |  | 6 |  |  |  |  | 0.5 |  | 220-240 | Standard | [5 empty] | 5994100092902 | 15994100092909 |  | -10 | 40 |  |  | 1/12 |  |  | 92 | 0.7 | [5 empty] | 27 |  |  | 50000 | [5 empty] | LED VALUE A60 8.8W 865 E27 TU | 93120787 - LED VALUE A60 8.8W 865 E27 TU DS |  |  | 60 |  |  | 15000 |  |  | 109 | [31 empty] | 50/60 | No | [32 empty] | E27 | Tungsram | 80 | 6500 | 6500 | 806 | 8.8 |  | Available
93120810 | LED VALUE A60 8.8W 827 E27 TU | image | datasheet | deeplink |  | 200 |  |  |  |  | F |  |  |  |  | 6 |  |  |  |  | 0.5 |  | 220-240 | Standard | [5 empty] | 5994100092889 | 15994100092886 |  | -10 | 40 |  |  | 1/12 |  |  | 92 | 0.7 | [5 empty] | 27 |  |  | 50000 | [5 empty] | LED VALUE A60 8.8W 827 E27 TU | 93120786 - LED VALUE A60 8.8W 827 E27 TU DS |  |  | 60 |  |  | 15000 |  |  | 109 | [31 empty] | 50/60 | No | [32 empty] | E27 | Tungsram | 80 | 2700 | 2700 | 806 | 8.8 |  | Available
93120809 | LED VALUE A60 4.9W 865 E27 TU | image | datasheet | deeplink |  | 200 |  |  |  |  | F |  |  |  |  | 6 |  |  |  |  | 0.5 |  | 220-240 | Standard | [5 empty] | 5994100092865 | 15994100092862 |  | -10 | 40 |  |  | 1/12 |  |  | 96 | 0.5 | [5 empty] | 26 |  |  | 50000 | [5 empty] | LED VALUE A60 4.9W 865 E27 TU | 93120785 - LED VALUE A60 4.9W 865 E27 TU DS |  |  | 60 |  |  | 15000 |  |  | 109 | [31 empty] | 50/60 | No | [32 empty] | E27 | Tungsram | 80 | 6500 | 6500 | 470 | 4.9 |  | Available
93120808 | LED VALUE A60 4.9W 827 E27 TU | image | datasheet | deeplink |  | 200 |  |  |  |  | F |  |  |  |  | 6 |  |  |  |  | 0.5 |  | 220-240 | Standard | [5 empty] | 5994100092841 | 15994100092848 |  | -10 | 40 |  |  | 1/12 |  |  | 96 | 0.5 | [5 empty] | 26 |  |  | 50000 | [5 empty] | LED VALUE A60 4.9W 827 E27 TU | 93120784 - LED VALUE A60 4.9W 827 E27 TU DS |  |  | 60 |  |  | 15000 |  |  | 109 | [31 empty] | 50/60 | No | [32 empty] | E27 | Tungsram | 80 | 2700 | 2700 | 470 | 4.9 |  | Available
93120807 | LED VALUE A60 13.2W 865 B22 TU | image | datasheet | deeplink |  | 180 |  |  |  |  | E |  |  |  |  | 6 |  |  |  |  | 0.5 |  | 220-240 | Standard | [5 empty] | 5994100092827 | 15994100092824 |  | -10 | 40 |  |  | 1/12 |  |  | 115 | 0.7 | [5 empty] | 39 |  |  | 50000 | [5 empty] | LED VALUE A60 13.2W 865 B22 TU | 93120783 - LED VALUE A60 13.2W 865 B22 TU DS |  |  | 60 |  |  | 15000 |  |  | 107 | [31 empty] | 50/60 | No | [32 empty] | B22 | Tungsram | 80 | 6500 | 6500 | 1521 | 13.2 |  | Available
93120806 | LED VALUE A60 13.2W 827 B22 TU | image | datasheet | deeplink |  | 180 |  |  |  |  | E |  |  |  |  | 6 |  |  |  |  | 0.5 |  | 220-240 | Standard | [5 empty] | 5994100092803 | 15994100092800 |  | -10 | 40 |  |  | 1/12 |  |  | 115 | 0.7 | [5 empty] | 39 |  |  | 50000 | [5 empty] | LED VALUE A60 13.2W 827 B22 TU | 93120782 - LED VALUE A60 13.2W 827 B22 TU DS |  |  | 60 |  |  | 15000 |  |  | 107 | [31 empty] | 50/60 | No | [32 empty] | B22 | Tungsram | 80 | 2700 | 2700 | 1521 | 13.2 |  | Available
93120805 | LED VALUE A60 9.6W 865 B22 TU | image | datasheet | deeplink |  | 200 |  |  |  |  | F |  |  |  |  | 6 |  |  |  |  | 0.5 |  | 220-240 | Standard | [5 empty] | 5994100092780 | 15994100092787 |  | -10 | 40 |  |  | 1/12 |  |  | 110 | 0.7 | [5 empty] | 28 |  |  | 50000 | [5 empty] | LED VALUE A60 9.6W 865 B22 TU | 93120781 - LED VALUE A60 9.6W 865 B22 TU DS |  |  | 60 |  |  | 15000 |  |  | 107 | [31 empty] | 50/60 | No | [32 empty] | B22 | Tungsram | 80 | 6500 | 6500 | 1055 | 9.6 |  | Available
93120804 | LED VALUE A60 9.6W 827 B22 TU | image | datasheet | deeplink |  | 200 |  |  |  |  | F |  |  |  |  | 6 |  |  |  |  | 0.5 |  | 220-240 | Standard | [5 empty] | 5994100092766 | 15994100092763 |  | -10 | 40 |  |  | 1/12 |  |  | 110 | 0.7 | [5 empty] | 28 |  |  | 50000 | [5 empty] | LED VALUE A60 9.6W 827 B22 TU | 93120780 - LED VALUE A60 9.6W 827 B22 TU DS |  |  | 60 |  |  | 15000 |  |  | 107 | [31 empty] | 50/60 | No | [32 empty] | B22 | Tungsram | 80 | 2700 | 2700 | 1055 | 9.6 |  | Available
93120803 | LED VALUE A60 8.8W 865 B22 TU | image | datasheet | deeplink |  | 200 |  |  |  |  | F |  |  |  |  | 6 |  |  |  |  | 0.5 |  | 220-240 | Standard | [5 empty] | 5994100092742 | 15994100092749 |  | -10 | 40 |  |  | 1/12 |  |  | 92 | 0.7 | [5 empty] | 27 |  |  | 50000 | [5 empty] | LED VALUE A60 8.8W 865 B22 TU | 93120779 - LED VALUE A60 8.8W 865 B22 TU DS |  |  | 60 |  |  | 15000 |  |  | 107 | [31 empty] | 50/60 | No | [32 empty] | B22 | Tungsram | 80 | 6500 | 6500 | 806 | 8.8 |  | Available
93120802 | LED VALUE A60 8.8W 827 B22 TU | image | datasheet | deeplink |  | 200 |  |  |  |  | F |  |  |  |  | 6 |  |  |  |  | 0.5 |  | 220-240 | Standard | [5 empty] | 5994100092728 | 15994100092725 |  | -10 | 40 |  |  | 1/12 |  |  | 92 | 0.7 | [5 empty] | 27 |  |  | 50000 | [5 empty] | LED VALUE A60 8.8W 827 B22 TU | 93120778 - LED VALUE A60 8.8W 827 B22 TU DS |  |  | 60 |  |  | 15000 |  |  | 107 | [31 empty] | 50/60 | No | [32 empty] | B22 | Tungsram | 80 | 2700 | 2700 | 806 | 8.8 |  | Available
93120801 | LED VALUE A60 4.9W 865 B22 TU | image | datasheet | deeplink |  | 200 |  |  |  |  | F |  |  |  |  | 6 |  |  |  |  | 0.5 |  | 220-240 | Standard | [5 empty] | 5994100092704 | 15994100092701 |  | -10 | 40 |  |  | 1/12 |  |  | 96 | 0.5 | [5 empty] | 26 |  |  | 50000 | [5 empty] | LED VALUE A60 4.9W 865 B22 TU | 93120777 - LED VALUE A60 4.9W 865 B22 TU DS |  |  | 60 |  |  | 15000 |  |  | 107 | [31 empty] | 50/60 | No | [32 empty] | B22 | Tungsram | 80 | 6500 | 6500 | 470 | 4.9 |  | Available
93120800 | LED VALUE A60 4.9W 827 B22 TU | image | datasheet | deeplink |  | 200 |  |  |  |  | F |  |  |  |  | 6 |  |  |  |  | 0.5 |  | 220-240 | Standard | [5 empty] | 5994100092681 | 15994100092688 |  | -10 | 40 |  |  | 1/12 |  |  | 96 | 0.5 | [5 empty] | 26 |  |  | 50000 | [5 empty] | LED VALUE A60 4.9W 827 B22 TU | 93120776 - LED VALUE A60 4.9W 827 B22 TU DS |  |  | 60 |  |  | 15000 |  |  | 107 | [31 empty] | 50/60 | No | [32 empty] | B22 | Tungsram | 80 | 2700 | 2700 | 470 | 4.9 |  | Available
93120799 | LED VALUE A60 8.8W 840 E27 TU DS | image | datasheet | deeplink |  | 200 |  |  |  |  | F |  |  |  |  | 6 |  |  |  |  | 0.5 |  | 220-240 | Direct Shipment | [5 empty] | 5994100093152 | 15994100093159 |  | -10 | 40 |  |  | 1/12 |  |  | 92 | 0.7 | [5 empty] | 27 |  |  | 50000 | [5 empty] | LED VALUE A60 8.8W 840 E27 TU DS |  |  |  | 60 |  |  | 15000 |  |  | 109 | [31 empty] | 50/60 | No | [32 empty] | E27 | Tungsram | 80 | 4000 | 4000 | 806 | 8.8 |  | Available
93120798 | LED VALUE A60 8.8W 840 B22 TU DS | image | datasheet | deeplink |  | 200 |  |  |  |  | F |  |  |  |  | 6 |  |  |  |  | 0.5 |  | 220-240 | Direct Shipment | [5 empty] | 5994100093138 | 15994100093135 |  | -10 | 40 |  |  | 1/12 |  |  | 92 | 0.7 | [5 empty] | 27 |  |  | 50000 | [5 empty] | LED VALUE A60 8.8W 840 B22 TU DS |  |  |  | 60 |  |  | 15000 |  |  | 107 | [31 empty] | 50/60 | No | [32 empty] | B22 | Tungsram | 80 | 4000 | 4000 | 806 | 8.8 |  | Available
93120797 | LED VALUE A60 4.9W 840 E27 TU DS | image | datasheet | deeplink |  | 200 |  |  |  |  | F |  |  |  |  | 6 |  |  |  |  | 0.5 |  | 220-240 | Direct Shipment | [5 empty] | 5994100093114 | 15994100093111 |  | -10 | 40 |  |  | 1/12 |  |  | 96 | 0.5 | [5 empty] | 26 |  |  | 50000 | [5 empty] | LED VALUE A60 4.9W 840 E27 TU DS |  |  |  | 60 |  |  | 15000 |  |  | 109 | [31 empty] | 50/60 | No | [32 empty] | E27 | Tungsram | 80 | 4000 | 4000 | 470 | 4.9 |  | Available
93120820 | LED VALUE A60 4.9W 840 B22 TU DS | image | datasheet | deeplink |  | 200 |  |  |  |  | F |  |  |  |  | 6 |  |  |  |  | 0.5 |  | 220-240 | Direct Shipment | [5 empty] | 5994100093091 | 15994100093098 |  | -10 | 40 |  |  | 1/12 |  |  | 96 | 0.5 | [5 empty] | 26 |  |  | 50000 | [5 empty] | LED VALUE A60 4.9W 840 B22 TU DS |  |  |  | 60 |  |  | 15000 |  |  | 107 | [31 empty] | 50/60 | No | [32 empty] | B22 | Tungsram | 80 | 4000 | 4000 | 470 | 4.9 |  | Available
93120795 | LED VALUE A60 13.2W 840 E27 TU DS | image | datasheet | deeplink |  | 180 |  |  |  |  | E |  |  |  |  | 6 |  |  |  |  | 0.5 |  | 220-240 | Direct Shipment | [5 empty] | 5994100093077 | 15994100093074 |  | -10 | 40 |  |  | 1/12 |  |  | 115 | 0.7 | [5 empty] | 39 |  |  | 50000 | [5 empty] | LED VALUE A60 13.2W 840 E27 TU DS |  |  |  | 60 |  |  | 15000 |  |  | 109 | [31 empty] | 50/60 | No | [32 empty] | E27 | Tungsram | 80 | 4000 | 4000 | 1521 | 13.2 |  | Available
93120794 | LED VALUE A60 13.2W 840 B22 TU DS | image | datasheet | deeplink |  | 180 |  |  |  |  | E |  |  |  |  | 6 |  |  |  |  | 0.5 |  | 220-240 | Direct Shipment | [5 empty] | 5994100093053 | 15994100093050 |  | -10 | 40 |  |  | 1/12 |  |  | 115 | 0.7 | [5 empty] | 39 |  |  | 50000 | [5 empty] | LED VALUE A60 13.2W 840 B22 TU DS |  |  |  | 60 |  |  | 15000 |  |  | 107 | [31 empty] | 50/60 | No | [32 empty] | B22 | Tungsram | 80 | 4000 | 4000 | 1521 | 13.2 |  | Available
93120793 | LED VALUE A60 9.6W 840 E27 TU DS | image | datasheet | deeplink |  | 200 |  |  |  |  | F |  |  |  |  | 6 |  |  |  |  | 0.5 |  | 220-240 | Direct Shipment | [5 empty] | 5994100093039 | 15994100093036 |  | -10 | 40 |  |  | 1/12 |  |  | 110 | 0.7 | [5 empty] | 28 |  |  | 50000 | [5 empty] | LED VALUE A60 9.6W 840 E27 TU DS |  |  |  | 60 |  |  | 15000 |  |  | 109 | [31 empty] | 50/60 | No | [32 empty] | E27 | Tungsram | 80 | 4000 | 4000 | 1055 | 9.6 |  | Available
93120792 | LED VALUE A60 9.6W 840 B22 TU DS | image | datasheet | deeplink |  | 200 |  |  |  |  | F |  |  |  |  | 6 |  |  |  |  | 0.5 |  | 220-240 | Direct Shipment | [5 empty] | 5994100093015 | 15994100093012 |  | -10 | 40 |  |  | 1/12 |  |  | 110 | 0.7 | [5 empty] | 28 |  |  | 50000 | [5 empty] | LED VALUE A60 9.6W 840 B22 TU DS |  |  |  | 60 |  |  | 15000 |  |  | 107 | [31 empty] | 50/60 | No | [32 empty] | B22 | Tungsram | 80 | 4000 | 4000 | 1055 | 9.6 |  | Available
93120791 | LED VALUE A60 13.2W 865 E27 TU DS | image | datasheet | deeplink |  | 180 |  |  |  |  | E |  |  |  |  | 6 |  |  |  |  | 0.5 |  | 220-240 | Direct Shipment | [5 empty] | 5994100092995 | 15994100092992 |  | -10 | 40 |  |  | 1/12 |  |  | 115 | 0.7 | [5 empty] | 39 |  |  | 50000 | [5 empty] | LED VALUE A60 13.2W 865 E27 TU DS |  |  |  | 60 |  |  | 15000 |  |  | 109 | [31 empty] | 50/60 | No | [32 empty] | E27 | Tungsram | 80 | 6500 | 6500 | 1521 | 13.2 |  | Available
93120790 | LED VALUE A60 13.2W 827 E27 TU DS | image | datasheet | deeplink |  | 180 |  |  |  |  | E |  |  |  |  | 6 |  |  |  |  | 0.5 |  | 220-240 | Direct Shipment | [5 empty] | 5994100092971 | 15994100092978 |  | -10 | 40 |  |  | 1/12 |  |  | 115 | 0.7 | [5 empty] | 39 |  |  | 50000 | [5 empty] | LED VALUE A60 13.2W 827 E27 TU DS |  |  |  | 60 |  |  | 15000 |  |  | 109 | [31 empty] | 50/60 | No | [32 empty] | E27 | Tungsram | 80 | 2700 | 2700 | 1521 | 13.2 |  | Available
93120789 | LED VALUE A60 9.6W 865 E27 TU DS | image | datasheet | deeplink |  | 200 |  |  |  |  | F |  |  |  |  | 6 |  |  |  |  | 0.5 |  | 220-240 | Direct Shipment | [5 empty] | 5994100092957 | 15994100092954 |  | -10 | 40 |  |  | 1/12 |  |  | 110 | 0.7 | [5 empty] | 28 |  |  | 50000 | [5 empty] | LED VALUE A60 9.6W 865 E27 TU DS |  |  |  | 60 |  |  | 15000 |  |  | 109 | [31 empty] | 50/60 | No | [32 empty] | E27 | Tungsram | 80 | 6500 | 6500 | 1055 | 9.6 |  | Available
93120788 | LED VALUE A60 9.6W 827 E27 TU DS | image | datasheet | deeplink |  | 200 |  |  |  |  | F |  |  |  |  | 6 |  |  |  |  | 0.5 |  | 220-240 | Direct Shipment | [5 empty] | 5994100092933 | 15994100092930 |  | -10 | 40 |  |  | 1/12 |  |  | 110 | 0.7 | [5 empty] | 28 |  |  | 50000 | [5 empty] | LED VALUE A60 9.6W 827 E27 TU DS |  |  |  | 60 |  |  | 15000 |  |  | 109 | [31 empty] | 50/60 | No | [32 empty] | E27 | Tungsram | 80 | 2700 | 2700 | 1055 | 9.6 |  | Available
93120787 | LED VALUE A60 8.8W 865 E27 TU DS | image | datasheet | deeplink |  | 200 |  |  |  |  | F |  |  |  |  | 6 |  |  |  |  | 0.5 |  | 220-240 | Direct Shipment | [5 empty] | 5994100092919 | 15994100092916 |  | -10 | 40 |  |  | 1/12 |  |  | 92 | 0.7 | [5 empty] | 27 |  |  | 50000 | [5 empty] | LED VALUE A60 8.8W 865 E27 TU DS |  |  |  | 60 |  |  | 15000 |  |  | 109 | [31 empty] | 50/60 | No | [32 empty] | E27 | Tungsram | 80 | 6500 | 6500 | 806 | 8.8 |  | Available
93120786 | LED VALUE A60 8.8W 827 E27 TU DS | image | datasheet | deeplink |  | 200 |  |  |  |  | F |  |  |  |  | 6 |  |  |  |  | 0.5 |  | 220-240 | Direct Shipment | [5 empty] | 5994100092896 | 15994100092893 |  | -10 | 40 |  |  | 1/12 |  |  | 92 | 0.7 | [5 empty] | 27 |  |  | 50000 | [5 empty] | LED VALUE A60 8.8W 827 E27 TU DS |  |  |  | 60 |  |  | 15000 |  |  | 109 | [31 empty] | 50/60 | No | [32 empty] | E27 | Tungsram | 80 | 2700 | 2700 | 806 | 8.8 |  | Available
93120785 | LED VALUE A60 4.9W 865 E27 TU DS | image | datasheet | deeplink |  | 200 |  |  |  |  | F |  |  |  |  | 6 |  |  |  |  | 0.5 |  | 220-240 | Direct Shipment | [5 empty] | 5994100092872 | 15994100092879 |  | -10 | 40 |  |  | 1/12 |  |  | 96 | 0.5 | [5 empty] | 26 |  |  | 50000 | [5 empty] | LED VALUE A60 4.9W 865 E27 TU DS |  |  |  | 60 |  |  | 15000 |  |  | 109 | [31 empty] | 50/60 | No | [32 empty] | E27 | Tungsram | 80 | 6500 | 6500 | 470 | 4.9 |  | Available
93120784 | LED VALUE A60 4.9W 827 E27 TU DS | image | datasheet | deeplink |  | 200 |  |  |  |  | F |  |  |  |  | 6 |  |  |  |  | 0.5 |  | 220-240 | Direct Shipment | [5 empty] | 5994100092858 | 15994100092855 |  | -10 | 40 |  |  | 1/12 |  |  | 96 | 0.5 | [5 empty] | 26 |  |  | 50000 | [5 empty] | LED VALUE A60 4.9W 827 E27 TU DS |  |  |  | 60 |  |  | 15000 |  |  | 109 | [31 empty] | 50/60 | No | [32 empty] | E27 | Tungsram | 80 | 2700 | 2700 | 470 | 4.9 |  | Available
93120783 | LED VALUE A60 13.2W 865 B22 TU DS | image | datasheet | deeplink |  | 180 |  |  |  |  | E |  |  |  |  | 6 |  |  |  |  | 0.5 |  | 220-240 | Direct Shipment | [5 empty] | 5994100092834 | 15994100092831 |  | -10 | 40 |  |  | 1/12 |  |  | 115 | 0.7 | [5 empty] | 39 |  |  | 50000 | [5 empty] | LED VALUE A60 13.2W 865 B22 TU DS |  |  |  | 60 |  |  | 15000 |  |  | 107 | [31 empty] | 50/60 | No | [32 empty] | B22 | Tungsram | 80 | 6500 | 6500 | 1521 | 13.2 |  | Available
93120782 | LED VALUE A60 13.2W 827 B22 TU DS | image | datasheet | deeplink |  | 180 |  |  |  |  | E |  |  |  |  | 6 |  |  |  |  | 0.5 |  | 220-240 | Direct Shipment | [5 empty] | 5994100092810 | 15994100092817 |  | -10 | 40 |  |  | 1/12 |  |  | 115 | 0.7 | [5 empty] | 39 |  |  | 50000 | [5 empty] | LED VALUE A60 13.2W 827 B22 TU DS |  |  |  | 60 |  |  | 15000 |  |  | 107 | [31 empty] | 50/60 | No | [32 empty] | B22 | Tungsram | 80 | 2700 | 2700 | 1521 | 13.2 |  | Available
93120781 | LED VALUE A60 9.6W 865 B22 TU DS | image | datasheet | deeplink |  | 200 |  |  |  |  | F |  |  |  |  | 6 |  |  |  |  | 0.5 |  | 220-240 | Direct Shipment | [5 empty] | 5994100092797 | 15994100092794 |  | -10 | 40 |  |  | 1/12 |  |  | 110 | 0.7 | [5 empty] | 28 |  |  | 50000 | [5 empty] | LED VALUE A60 9.6W 865 B22 TU DS |  |  |  | 60 |  |  | 15000 |  |  | 107 | [31 empty] | 50/60 | No | [32 empty] | B22 | Tungsram | 80 | 6500 | 6500 | 1055 | 9.6 |  | Available
93120780 | LED VALUE A60 9.6W 827 B22 TU DS | image | datasheet | deeplink |  | 200 |  |  |  |  | F |  |  |  |  | 6 |  |  |  |  | 0.5 |  | 220-240 | Direct Shipment | [5 empty] | 5994100092773 | 15994100092770 |  | -10 | 40 |  |  | 1/12 |  |  | 110 | 0.7 | [5 empty] | 28 |  |  | 50000 | [5 empty] | LED VALUE A60 9.6W 827 B22 TU DS |  |  |  | 60 |  |  | 15000 |  |  | 107 | [31 empty] | 50/60 | No | [32 empty] | B22 | Tungsram | 80 | 2700 | 2700 | 1055 | 9.6 |  | Available
93120779 | LED VALUE A60 8.8W 865 B22 TU DS | image | datasheet | deeplink |  | 200 |  |  |  |  | F |  |  |  |  | 6 |  |  |  |  | 0.5 |  | 220-240 | Direct Shipment | [5 empty] | 5994100092759 | 15994100092756 |  | -10 | 40 |  |  | 1/12 |  |  | 92 | 0.7 | [5 empty] | 27 |  |  | 50000 | [5 empty] | LED VALUE A60 8.8W 865 B22 TU DS |  |  |  | 60 |  |  | 15000 |  |  | 107 | [31 empty] | 50/60 | No | [32 empty] | B22 | Tungsram | 80 | 6500 | 6500 | 806 | 8.8 |  | Available
93120778 | LED VALUE A60 8.8W 827 B22 TU DS | image | datasheet | deeplink |  | 200 |  |  |  |  | F |  |  |  |  | 6 |  |  |  |  | 0.5 |  | 220-240 | Direct Shipment | [5 empty] | 5994100092735 | 15994100092732 |  | -10 | 40 |  |  | 1/12 |  |  | 92 | 0.7 | [5 empty] | 27 |  |  | 50000 | [5 empty] | LED VALUE A60 8.8W 827 B22 TU DS |  |  |  | 60 |  |  | 15000 |  |  | 107 | [31 empty] | 50/60 | No | [32 empty] | B22 | Tungsram | 80 | 2700 | 2700 | 806 | 8.8 |  | Available
93120777 | LED VALUE A60 4.9W 865 B22 TU DS | image | datasheet | deeplink |  | 200 |  |  |  |  | F |  |  |  |  | 6 |  |  |  |  | 0.5 |  | 220-240 | Direct Shipment | [5 empty] | 5994100092711 | 15994100092718 |  | -10 | 40 |  |  | 1/12 |  |  | 96 | 0.5 | [5 empty] | 26 |  |  | 50000 | [5 empty] | LED VALUE A60 4.9W 865 B22 TU DS |  |  |  | 60 |  |  | 15000 |  |  | 107 | [31 empty] | 50/60 | No | [32 empty] | B22 | Tungsram | 80 | 6500 | 6500 | 470 | 4.9 |  | Available
93120776 | LED VALUE A60 4.9W 827 B22 TU DS | image | datasheet | deeplink |  | 200 |  |  |  |  | F |  |  |  |  | 6 |  |  |  |  | 0.5 |  | 220-240 | Direct Shipment | [5 empty] | 5994100092698 | 15994100092695 |  | -10 | 40 |  |  | 1/12 |  |  | 96 | 0.5 | [5 empty] | 26 |  |  | 50000 | [5 empty] | LED VALUE A60 4.9W 827 B22 TU DS |  |  |  | 60 |  |  | 15000 |  |  | 107 | [31 empty] | 50/60 | No | [32 empty] | B22 | Tungsram | 80 | 2700 | 2700 | 470 | 4.9 |  | Available
93120447 | LED 4.9/STIK/840/220-240/E14/F 1/15 DS | image | datasheet | deeplink | [6 empty] | E |  |  |  |  | 6 |  |  |  |  | 0.5 |  | 220-240 | Direct Shipment | [5 empty] | 5994100088622 | 15994100088629 |  | -20 | 40 |  |  | 1/15 |  |  | 110.2041 | [6 empty] | 26 |  |  | 15000 | [5 empty] | LED 4.9/STIK/840/220-240/E14/F 1/15 DS |  |  |  | 37 |  |  | 15000 |  |  | 98 | [31 empty] | 50-60 | [33 empty] | E14 | Tungsram | 80 | 4000 | 4000 | 540 | 4.9 |  | Available
93120444 | LED 4.9/STIK/830/220-240/E14/F 1/15 | image | datasheet | deeplink | [6 empty] | E |  |  |  |  | 6 |  |  |  |  | 0.5 |  | 220-240 | Standard | [5 empty] | 5994100088585 | 15994100088582 |  | -20 | 40 |  |  | 15 |  |  | 110.2041 | [6 empty] | 26 |  |  | 15000 | [5 empty] | LED 4.9/STIK/830/220-240/E14/F 1/15 | 93120437 - LED 4.9/STIK/830/200-240/E14/F 1/15 DS |  |  | 37 |  |  | 15000 |  |  | 98 | [31 empty] | 50-60 | [33 empty] | E14 | Tungsram | 80 | 3000 | 3000 | 540 | 4.9 |  | Available
93120443 | LED 4.9/STIK/865/220-240/E14/F 1/15 | image | datasheet | deeplink | [6 empty] | E |  |  |  |  | 6 |  |  |  |  | 0.5 |  | 220-240 | Standard | [5 empty] | 5994100088578 | 15994100088575 |  | -20 | 40 |  |  | 1/15 |  |  | 110.2041 | [6 empty] | 26 |  |  | 15000 | [5 empty] | LED 4.9/STIK/865/220-240/E14/F 1/15 | 93120438 - LED 4.9/STIK/865/200-240/E14/F 1/15 DS |  |  | 37 |  |  | 15000 |  |  | 98 | [31 empty] | 50-60 | [33 empty] | E14 | Tungsram | 80 | 6500 | 6500 | 540 | 4.9 |  | Available
93120442 | LED 4.9/STIK/865/220-240/E14/F 3/15 | image | datasheet | deeplink | [6 empty] | E |  |  |  |  | 6 |  |  |  |  | 0.5 |  | 220-240 | Standard | [5 empty] | 5994100088561 | 15994100088568 |  | -20 | 40 |  |  | 3/15 |  |  | 110.2041 | [6 empty] | 26 |  |  | 15000 | [5 empty] | LED 4.9/STIK/865/220-240/E14/F 3/15 |  |  |  | 37 |  |  | 15000 |  |  | 98 | [31 empty] | 50-60 | [33 empty] | E14 | Tungsram | 80 | 6500 | 6500 | 540 | 4.9 |  | Available
93120441 | LED 4.9/STIK/840/220-240/E14/F 1/15 | image | datasheet | deeplink | [6 empty] | E |  |  |  |  | 6 |  |  |  |  | 0.5 |  | 220-240 | Standard | [5 empty] | 5994100088554 | 15994100088551 |  | -20 | 40 |  |  | 1/15 |  |  | 110.2041 | [6 empty] | 26 |  |  | 15000 | [5 empty] | LED 4.9/STIK/840/220-240/E14/F 1/15 | 93120447 - LED 4.9/STIK/840/200-240/E14/F 1/15 DS |  |  | 37 |  |  | 15000 |  |  | 98 | [31 empty] | 50-60 | [33 empty] | E14 | Tungsram | 80 | 4000 | 4000 | 540 | 4.9 |  | Available
93120440 | LED 4.9/STIK/840/220-240/E14/F 3/15 | image | datasheet | deeplink | [6 empty] | E |  |  |  |  | 6 |  |  |  |  | 0.5 |  | 220-240 | Standard | [5 empty] | 5994100088547 | 15994100088544 |  | -20 | 40 |  |  | 3/15 |  |  | 110.2041 | [6 empty] | 26 |  |  | 15000 | [5 empty] | LED 4.9/STIK/840/220-240/E14/F 3/15 |  |  |  | 37 |  |  | 15000 |  |  | 98 | [31 empty] | 50-60 | [33 empty] | E14 | Tungsram | 80 | 4000 | 4000 | 540 | 4.9 |  | Available
93120439 | LED 4.9/STIK/830/220-240/E14/F 3/15 | image | datasheet | deeplink | [6 empty] | E |  |  |  |  | 6 |  |  |  |  | 0.5 |  | 220-240 | Standard | [5 empty] | 5994100088530 | 15994100088537 |  | -20 | 40 |  |  | 3/15 |  |  | 110.2041 | [6 empty] | 26 |  |  | 15000 | [5 empty] | LED 4.9/STIK/830/220-240/E14/F 3/15 |  |  |  | 37 |  |  | 15000 |  |  | 98 | [31 empty] | 50-60 | [33 empty] | E14 | Tungsram | 80 | 3000 | 3000 | 540 | 4.9 |  | Available
93120438 | LED 4.9/STIK/865/220-240/E14/F 1/15 DS | image | datasheet | deeplink | [6 empty] | E |  |  |  |  | 6 |  |  |  |  | 0.5 |  | 220-240 | Direct Shipment | [5 empty] | 5994100088523 | 15994100088520 |  | -20 | 40 |  |  | 1/15 |  |  | 110.2041 | [6 empty] | 26 |  |  | 15000 | [5 empty] | LED 4.9/STIK/865/220-240/E14/F 1/15 DS |  |  |  | 37 |  |  | 15000 |  |  | 98 | [31 empty] | 50-60 | [33 empty] | E14 | Tungsram | 80 | 6500 | 6500 | 540 | 4.9 |  | Available
93120437 | LED 4.9/STIK/830/220-240/E14/F 1/15 DS | image | datasheet | deeplink | [6 empty] | E |  |  |  |  | 6 |  |  |  |  | 0.5 |  | 220-240 | Direct Shipment | [5 empty] | 5994100088516 | 15994100088513 |  | -20 | 40 |  |  | 1/15 |  |  | 110.2041 | [6 empty] | 26 |  |  | 15000 | [5 empty] | LED 4.9/STIK/830/220-240/E14/F 1/15 DS |  |  |  | 37 |  |  | 15000 |  |  | 98 | [31 empty] | 50-60 | [33 empty] | E14 | Tungsram | 80 | 3000 | 3000 | 540 | 4.9 |  | Available
93120321 | UV AIR PURIFIER CUBE E9008 | image | datasheet | deeplink | [24 empty] | 12 | 5994100087205 | 25994100087209 | [14 empty] | 51.5 | [8 empty] | 208 | UV Air Purifier | [5 empty] | Single box | [13 empty] | CE mark. RoHS | [9 empty] | E9008 5V / 1.5W |  |  | 250x330x145 (mm) | [10 empty] | UV AIR PURIFIER | [8 empty] | 123 | [23 empty] | Tungsram | [5 empty] | 3.7 | Available
93120751 | OT 61440 PB2 LED12/24V20W(HB3/4)G2TUMICN | image | datasheet | deeplink | [18 empty] | 12/24 |  |  | 20 |  | 1700 | 4(SET) / 24 (SET) | 5994100094371 | 25994100094375 (4 SET). 35994100094372 (24 SET) | [14 empty] | 78 | [7 empty] | 6000 | 458 (SET) | LED HB3/HB4 Gen II |  |  |  | 14 |  | Plastic Twinbox | [13 empty] | CE mark | [9 empty] | 61440 |  |  | 141x240x143 (mm) 4 SET. 255x445x305 (mm) 24 SET | [10 empty] | LEDHB3/HB4_FAN | [8 empty] | 76.6 | [22 empty] | P20d | Tungsram | [5 empty] | 12 | Available
93120750 | OT 61430 PB2 LED12/24V20W(H8/11)G2TUMICN | image | datasheet | deeplink | [18 empty] | 12/24 |  |  | 20 |  | 1700 | 4(SET) / 24 (SET) | 5994100094616 | 25994100094610 (4 SET). 35994100094617 (24 SET) | [14 empty] | 78 | [7 empty] | 6000 | 417 (SET) | LED H8/H9/H11/H16 Gen II |  |  |  | 14 |  | Plastic Twinbox | [13 empty] | CE mark | [9 empty] | 61430 |  |  | 141x240x143 (mm) 4 SET. 255x445x305 (mm) 24 SET | [10 empty] | LEDH8/H9/H11/H16_FAN | [8 empty] | 65.9 | [22 empty] | PGJ19-1 | Tungsram | [5 empty] | 12 | Available
93120749 | OT 61400 PB2 LED 12/24V 20W (H1)G2TUMICN | image | datasheet | deeplink | [18 empty] | 12/24 |  |  | 20 |  | 1600 | 4(SET) / 24 (SET) | 5994100094401 | 25994100094405 (4 SET). 35994100094402 (24 SET) | [14 empty] | 80 | [7 empty] | 6000 | 375 (SET) | LED H1 Gen II |  |  |  | 12 |  | Plastic Twinbox | [13 empty] | CE mark | [9 empty] | 61400 |  |  | 141x240x143 (mm) 4 SET. 255x445x305 (mm) 24 SET | [10 empty] | LEDH1_FAN | [8 empty] | 39.8 | [22 empty] | P14.5s | Tungsram | [5 empty] | 12 | Available
93120753 | OT 61420 PB2 LED 12/24V 20W (H7)G2TUMICN | image | datasheet | deeplink | [18 empty] | 12/24 |  |  | 20 |  | 1600 | 4(SET) / 24 (SET) | 5994100094395 | 25994100094399 (4 SET). 35994100094396 (24 SET) | [14 empty] | 80 | [7 empty] | 6000 | 417 (SET) | LED H7 Gen II |  |  |  | 14 |  | Plastic Twinbox | [13 empty] | CE mark | [9 empty] | 61420 |  |  | 141x240x143 (mm) 4 SET. 255x445x305 (mm) 24 SET | [10 empty] | LEDH7_FAN | [8 empty] | 55.2 | [22 empty] | PX26d | Tungsram | [5 empty] | 12 | Available
93120752 | OT 61410 PB2 LED 12/24V 20W (H4)G2TUMICN | image | datasheet | deeplink | [18 empty] | 12/24 |  |  | 20/20 |  | 1500/1100 | 4(SET) / 24 (SET) | 5994100094388 | 25994100094382 (4 SET). 35994100094389 (24 SET) | [14 empty] | 85.5 | [7 empty] | 6000 | 458 (SET) | LED H4 Gen II |  |  |  | 15 |  | Plastic Twinbox | [13 empty] | CE mark | [9 empty] | 61410 |  |  | 141x240x143 (mm) 4 SET. 255x445x305 (mm) 24 SET | [10 empty] | LEDH4_FAN | [8 empty] | 71.1 | [22 empty] | P43t | Tungsram | [5 empty] | 12 | Available
93121037 | LED R111 11.7W(86)Dim 940 40° TU | image | datasheet | deeplink |  | 40 |  |  |  | Yes | G |  |  |  |  | 6 |  | 1600 |  |  | 0.1 | 12 | 12 V | Standard | [5 empty] | 5994100095392 | 15994100095399 |  | -20 | 40 |  |  | 10 |  |  | 70.434 | 0.9 | [5 empty] | 135 |  |  | 30000 | [5 empty] | LED R111 11.7W(86)Dim 940 40° TU |  |  |  | 110 |  |  | 40000 |  |  | 55 | [31 empty] | DC to 50/60 | [33 empty] | G53 | Tungsram | 95 | 4000 | 4000 | 810 | 11.5 |  | Available
93121036 | LED R111 11.7W(86)Dim 940 25° TU | image | datasheet | deeplink |  | 25 |  |  |  | Yes | G |  |  |  |  | 6 |  | 2800 |  |  | 0.1 | 12 | 12 V | Standard | [5 empty] | 5994100095385 | 15994100095382 |  | -20 | 40 |  |  | 10 |  |  | 70.434 | 0.9 | [5 empty] | 135 |  |  | 30000 | [5 empty] | LED R111 11.7W(86)Dim 940 25° TU |  |  |  | 110 |  |  | 40000 |  |  | 55 | [31 empty] | DC to 50/60 | [33 empty] | G53 | Tungsram | 95 | 4000 | 4000 | 810 | 11.5 |  | Available
93121005 | LED R111 11.7W(86)Dim 930 40° TU | image | datasheet | deeplink |  | 40 |  |  |  | Yes | G |  |  |  |  | 6 |  | 1600 |  |  | 0.1 | 12 | 12 V | Standard | [5 empty] | 5994100095378 | 15994100095375 |  | -20 | 40 |  |  | 10 |  |  | 70.434 | 0.9 | [5 empty] | 135 |  |  | 30000 | [5 empty] | LED R111 11.7W(86)Dim 930 40° TU |  |  |  | 110 |  |  | 40000 |  |  | 55 | [31 empty] | DC to 50/60 | [33 empty] | G53 | Tungsram | 95 | 3000 | 3000 | 810 | 11.5 |  | Available
93121004 | LED R111 11.7W(86)Dim 930 25° TU | image | datasheet | deeplink |  | 25 |  |  |  | Yes | G |  |  |  |  | 6 |  | 2800 |  |  | 0.1 | 12 | 12 V | Standard | [5 empty] | 5994100095361 | 15994100095368 |  | -20 | 40 |  |  | 10 |  |  | 70.434 | 0.9 | [5 empty] | 135 |  |  | 30000 | [5 empty] | LED R111 11.7W(86)Dim 930 25° TU |  |  |  | 110 |  |  | 40000 |  |  | 55 | [31 empty] | DC to 50/60 | [33 empty] | G53 | Tungsram | 95 | 3000 | 3000 | 810 | 11.5 |  | Available
93121003 | LED R111 11.7W(86)Dim 927 40° TU | image | datasheet | deeplink |  | 40 |  |  |  | Yes | G |  |  |  |  | 6 |  | 1600 |  |  | 0.1 | 12 | 12 V | Standard | [5 empty] | 5994100095354 | 15994100095351 |  | -20 | 40 |  |  | 10 |  |  | 70.434 | 0.9 | [5 empty] | 135 |  |  | 30000 | [5 empty] | LED R111 11.7W(86)Dim 927 40° TU |  |  |  | 110 |  |  | 40000 |  |  | 55 | [31 empty] | DC to 50/60 | [33 empty] | G53 | Tungsram | 95 | 2700 | 2700 | 810 | 11.5 |  | Available
93121002 | LED R111 11.7W(86)Dim 927 25° TU | image | datasheet | deeplink |  | 25 |  |  |  | Yes | G |  |  |  |  | 6 |  | 2800 |  |  | 0.1 | 12 | 12 V | Standard | [5 empty] | 5994100095347 | 15994100095344 |  | -20 | 40 |  |  | 10 |  |  | 70.434 | 0.9 | [5 empty] | 135 |  |  | 30000 | [5 empty] | LED R111 11.7W(86)Dim 927 25° TU |  |  |  | 110 |  |  | 40000 |  |  | 55 | [31 empty] | DC to 50/60 | [33 empty] | G53 | Tungsram | 95 | 2700 | 2700 | 810 | 11.5 |  | Available
93118919 | LED T8 VG 1.2m 14W 865 110-240V TU SA | image | datasheet | deeplink | [6 empty] | D |  |  |  |  | 6 |  |  |  |  | ≤0.5 |  | 110-240 | Direct shipment | [5 empty] | 5994100075349 | 15994100075346 |  | -25 | 40 |  |  | 15 |  |  | 128.5714 | >0.9 | [8 empty] | 25000 | [5 empty] | LED T8 VG 1.2m 14W 865 110-240V TU SA | [6 empty] | 50000 | [34 empty] | 50-60 | [33 empty] | G13 | Tungsram | 80 | 6500 | 6500 | 1800 | 14 |  | Available
93118918 | LED T8 VG 1.2m 14W 840 110-240V TU SA | image | datasheet | deeplink | [6 empty] | D |  |  |  |  | 6 |  |  |  |  | ≤0.5 |  | 110-240 | Direct shipment | [5 empty] | 5994100075356 | 15994100075353 |  | -25 | 40 |  |  | 15 |  |  | 128.5714 | >0.9 | [8 empty] | 25000 | [5 empty] | LED T8 VG 1.2m 14W 840 110-240V TU SA | [6 empty] | 50000 | [34 empty] | 50-60 | [33 empty] | G13 | Tungsram | 80 | 4000 | 4000 | 1800 | 14 |  | Available
93118874 | LED T8 VG 1.2m 11W 840 110-240V TU SA | image | datasheet | deeplink | [6 empty] | C |  |  |  |  | 6 |  |  |  |  | ≤0.5 |  | 110-240 | Direct shipment | [5 empty] | 5994100075301 | 15994100075308 |  | -25 | 40 |  |  | 15 |  |  | 163.6364 | >0.9 | [8 empty] | 25000 | [5 empty] | LED T8 VG 1.2m 11W 840 110-240V TU SA | [6 empty] | 50000 | [34 empty] | 50-60 | [33 empty] | G13 | Tungsram | 80 | 4000 | 4000 | 1800 | 11 |  | Available
93118873 | LED T8 VG 0.6m 7W 865 110-240V TU SA | image | datasheet | deeplink | [6 empty] | D |  |  |  |  | 6 |  |  |  |  | ≤0.5 |  | 110-240 | Direct shipment | [5 empty] | 5994100075295 | 15994100075292 |  | -25 | 40 |  |  | 15 |  |  | 150 | >0.9 | [8 empty] | 25000 | [5 empty] | LED T8 VG 0.6m 7W 865 110-240V TU SA | [6 empty] | 50000 | [34 empty] | 50-60 | [33 empty] | G13 | Tungsram | 80 | 6500 | 6500 | 1050 | 7 |  | Available
93118872 | LED T8 VG 0.6m 7W 840 110-240V TU SA | image | datasheet | deeplink | [6 empty] | D |  |  |  |  | 6 |  |  |  |  | ≤0.5 |  | 110-240 | Direct shipment | [5 empty] | 5994100075288 | 15994100075285 |  | -25 | 40 |  |  | 15 |  |  | 150 | >0.9 | [8 empty] | 25000 | [5 empty] | LED T8 VG 0.6m 7W 840 110-240V TU SA | [6 empty] | 50000 | [34 empty] | 50-60 | [33 empty] | G13 | Tungsram | 80 | 4000 | 4000 | 1050 | 7 |  | Available
93118871 | LED T8 VG 0.6m 6W 865 110-240V TU SA | image | datasheet | deeplink | [6 empty] | C |  |  |  |  | 6 |  |  |  |  | ≤0.5 |  | 110-240 | Direct shipment | [5 empty] | 5994100075271 | 15994100075278 |  | -25 | 40 |  |  | 15 |  |  | 175 | >0.9 | [8 empty] | 25000 | [5 empty] | LED T8 VG 0.6m 6W 865 110-240V TU SA | [6 empty] | 50000 | [34 empty] | 50-60 | [33 empty] | G13 | Tungsram | 80 | 6500 | 6500 | 1050 | 6 |  | Available
93118870 | LED T8 VG 0.6m 6W 840 110-240V TU SA | image | datasheet | deeplink | [6 empty] | C |  |  |  |  | 6 |  |  |  |  | ≤0.5 |  | 110-240 | Direct shipment | [5 empty] | 5994100075264 | 15994100075261 |  | -25 | 40 |  |  | 15 |  |  | 175 | >0.9 | [8 empty] | 25000 | [5 empty] | LED T8 VG 0.6m 6W 840 110-240V TU SA | [6 empty] | 50000 | [34 empty] | 50-60 | [33 empty] | G13 | Tungsram | 80 | 4000 | 4000 | 1050 | 6 |  | Available
93119719 | LED1.6/T25/865/100-240V/E14/F 1/10 DS | image | datasheet | deeplink | [6 empty] | F |  |  |  |  | 6 |  |  |  |  | <1 |  | 100-240 | Direct shipment | [5 empty] | 5994100096757 | 15994100096754 |  | -20 | 40 |  |  | 1/10 |  |  | 93.75 | >0.15 | [5 empty] | 13.5 |  |  | 50000 | [5 empty] | LED1.6/T25/865/100-240V/E14/F 1/10 DS | [6 empty] | 15000 |  |  | 59 | [31 empty] | 50/60 | [24 empty] | 0.4 | [8 empty] | E14 | Tungsram | 80 | 6500 | 6500 | 150 | 1.6 |  | Available
93119701 | LED2.1/T25/865/100-240V/E14/F 1/10 | image | datasheet | deeplink | [6 empty] | F |  |  |  |  | 6 |  |  |  |  | <1 |  | 100-240 | Standard | [5 empty] | 5994100083122 | 15994100083129 |  | -20 | 40 |  |  | 1/10 |  |  | 95.2381 | >0.14 | [5 empty] | 12.5 |  |  | 50000 | [5 empty] | LED2.1/T25/865/100-240V/E14/F 1/10 | 93119717 - LED2.1/T25/865/100-240V/E14/F 1/10 DS | [5 empty] | 15000 |  |  | 59 | [31 empty] | 50/60 | [24 empty] | 0.4 | [8 empty] | E14 | Tungsram | 80 | 6500 | 6500 | 200 | 2.1 |  | Available
93119718 | LED2.1/T25/827/100-240V/E14/F 2/20 HB DS | image | datasheet | deeplink | [6 empty] | F |  |  |  |  | 6 |  |  |  |  | <1 |  | 100-240 | Direct shipment | [5 empty] | 5994100096726 | 15994100096723 |  | -20 | 40 |  |  | 2/20 |  |  | 90.4762 | >0.13 | [5 empty] | 12.5 |  |  | 50000 | [5 empty] | LED2.1/T25/827/100-240V/E14/F 2/20 HB DS | [6 empty] | 15000 |  |  | 59 | [31 empty] | 50/60 | [24 empty] | 0.4 | [8 empty] | E14 | Tungsram | 80 | 2700 | 2700 | 190 | 2.1 |  | Available
93119702 | LED2.1/T25/827/100-240V/E14/F 2/20 HB | image | datasheet | deeplink | [6 empty] | F |  |  |  |  | 6 |  |  |  |  | <1 |  | 100-240 | Standard | [5 empty] | 5994100083115 | 15994100083112 |  | -20 | 40 |  |  | 2/20 |  |  | 90.4762 | >0.12 | [5 empty] | 12.5 |  |  | 50000 | [5 empty] | LED2.1/T25/827/100-240V/E14/F 2/20 HB | 93119718 - LED2.1/T25/827/100-240V/E14/F 2/20 HB DS | [5 empty] | 15000 |  |  | 59 | [31 empty] | 50/60 | [24 empty] | 0.4 | [8 empty] | E14 | Tungsram | 80 | 2700 | 2700 | 190 | 2.1 |  | Available
93119717 | LED2.1/T25/865/100-240V/E14/F 1/10 DS | image | datasheet | deeplink | [6 empty] | F |  |  |  |  | 6 |  |  |  |  | <1 |  | 100-240 | Direct shipment | [5 empty] | 5994100096719 | 15994100096716 |  | -20 | 40 |  |  | 1/10 |  |  | 95.2381 | >0.11 | [5 empty] | 12.5 |  |  | 50000 | [5 empty] | LED2.1/T25/865/100-240V/E14/F 1/10 DS | [6 empty] | 15000 |  |  | 59 | [31 empty] | 50/60 | [24 empty] | 0.4 | [8 empty] | E14 | Tungsram | 80 | 6500 | 6500 | 200 | 2.1 |  | Available
93119703 | LED1.6/T25/865/100-240V/E14/F 1/10 | image | datasheet | deeplink | [6 empty] | F |  |  |  |  | 6 |  |  |  |  | <1 |  | 100-240 | Standard | [5 empty] | 5994100083108 | 15994100083105 |  | -20 | 40 |  |  | 1/10 |  |  | 93.75 | >0.10 | [5 empty] | 13.5 |  |  | 50000 | [5 empty] | LED1.6/T25/865/100-240V/E14/F 1/10 | 93119719 - LED1.6/T25/865/100-240V/E14/F 1/10 DS | [5 empty] | 15000 |  |  | 59 | [31 empty] | 50/60 | [24 empty] | 0.4 | [8 empty] | E14 | Tungsram | 80 | 6500 | 6500 | 150 | 1.6 |  | Available
93119716 | LED1.6/T25/827/100-240V/E14/F 2/20 HB DS | image | datasheet | deeplink | [6 empty] | F |  |  |  |  | 6 |  |  |  |  | <1 |  | 100-240 | Direct shipment | [5 empty] | 5994100096405 | 15994100096402 |  | -20 | 40 |  |  | 2/20 |  |  | 87.5 | >0.9 | [5 empty] | 13.5 |  |  | 50000 | [5 empty] | LED1.6/T25/827/100-240V/E14/F 2/20 HB DS | [6 empty] | 15000 |  |  | 59 | [31 empty] | 50/60 | [24 empty] | 0.4 | [8 empty] | E14 | Tungsram | 80 | 2700 | 2700 | 140 | 1.6 |  | Available
93119700 | LED1.6/T25/827/100-240V/E14/F 2/20 HB | image | datasheet | deeplink | [6 empty] | F |  |  |  |  | 6 |  |  |  |  | <1 |  | 100-240 | Standard | [5 empty] | 5994100083092 | 15994100083099 |  | -20 | 40 |  |  | 2/20 |  |  | 87.5 | >0.8 | [5 empty] | 13.5 |  |  | 50000 | [5 empty] | LED1.6/T25/827/100-240V/E14/F 2/20 HB | 93119716 - LED1.6/T25/827/100-240V/E14/F 2/20 HB DS | [5 empty] | 15000 |  |  | 59 | [31 empty] | 50/60 | [24 empty] | 0.4 | [8 empty] | E14 | Tungsram | 80 | 2700 | 2700 | 140 | 1.6 |  | Available
93119720 | LED2.1/T25/865/100-240V/E14/F OEM DS | image | datasheet | deeplink | [6 empty] | F |  |  |  |  | 6 |  |  |  |  | <1 |  | 100-240 | Direct shipment | [5 empty] | 5994100096399 | 15994100096396 |  | -20 | 40 |  |  | 200 |  |  | 95.2381 | >0.7 | [5 empty] | 12.5 |  |  | 50000 | [5 empty] | LED2.1/T25/865/100-240V/E14/F OEM DS | [6 empty] | 15000 |  |  | 59 | [31 empty] | 50/60 | [24 empty] | 0.4 | [8 empty] | E14 | Tungsram | 80 | 6500 | 6500 | 200 | 2.1 |  | Available
93119704 | LED2.1/T25/865/100-240V/E14/F OEM | image | datasheet | deeplink | [6 empty] | F |  |  |  |  | 6 |  |  |  |  | <1 |  | 100-240 | Standard | [5 empty] | 5994100082347 | 15994100082344 |  | -20 | 40 |  |  | 200 |  |  | 95.2381 | >0.6 | [5 empty] | 12.5 |  |  | 50000 | [5 empty] | LED2.1/T25/865/100-240V/E14/F OEM | 93119720 - LED2.1/T25/865/100-240V/E14/F OEM DS | [5 empty] | 15000 |  |  | 59 | [31 empty] | 50/60 | [24 empty] | 0.4 | [8 empty] | E14 | Tungsram | 80 | 6500 | 6500 | 200 | 2.1 |  | Available
93119705 | LED1.6/T25/865/100-240V/E14/F OEM DS | image | datasheet | deeplink | [6 empty] | F |  |  |  |  | 6 |  |  |  |  | <1 |  | 100-240 | Direct shipment | [5 empty] | 5994100096368 | 15994100096365 |  | -20 | 40 |  |  | 200 |  |  | 93.75 | >0.5 | [5 empty] | 13.5 |  |  | 50000 | [5 empty] | LED1.6/T25/865/100-240V/E14/F OEM DS | [6 empty] | 15000 |  |  | 59 | [31 empty] | 50/60 | [24 empty] | 0.4 | [8 empty] | E14 | Tungsram | 80 | 6500 | 6500 | 150 | 1.6 |  | Available
93119699 | LED1.6/T25/865/100-240V/E14/F OEM | image | datasheet | deeplink | [6 empty] | F |  |  |  |  | 6 |  |  |  |  | <1 |  | 100-240 | Standard | [5 empty] | 5994100082330 | 15994100082337 |  | -20 | 40 |  |  | 200 |  |  | 93.75 | >0.4 | [5 empty] | 13.5 |  |  | 50000 | [5 empty] | LED1.6/T25/865/100-240V/E14/F OEM | 93119705 - LED1.6/T25/865/100-240V/E14/F OEM DS | [5 empty] | 15000 |  |  | 59 | [31 empty] | 50/60 | [24 empty] | 0.4 | [8 empty] | E14 | Tungsram | 80 | 6500 | 6500 | 150 | 1.6 |  | Available
93119556 | LED GU10 Dim 6.8W HL 940 60° TU DS | image | datasheet | deeplink |  | 60 |  |  |  | Yes | F |  |  |  |  | <6 |  | 500 |  |  | < 0.1 |  | 220-240 | Direct shipment | [5 empty] | 5994100093510 | 15994100082023 |  | -20 | 40 |  |  | 10 |  |  | 75 | 0.85 | [5 empty] | 60 |  |  | 30000 | [5 empty] | LED GU10 Dim 6.8W HL 940 60° TU DS | [6 empty] | 25000 |  |  | 54 | [31 empty] | 50-60 | [24 empty] | < 0.4 | [8 empty] | GU10 | Tungsram | 90 | 4000 | 4000 | 510 | 6.8 |  | Available
93119555 | LED GU10 Dim 6.8W HL 940 35° TU DS | image | datasheet | deeplink |  | 35 |  |  |  | Yes | F |  |  |  |  | <6 |  | 900 |  |  | < 0.1 |  | 220-240 | Direct shipment | [5 empty] | 5994100093503 | 15994100082030 |  | -20 | 40 |  |  | 10 |  |  | 75 | 0.85 | [5 empty] | 60 |  |  | 30000 | [5 empty] | LED GU10 Dim 6.8W HL 940 35° TU DS | [6 empty] | 25000 |  |  | 54 | [31 empty] | 50-60 | [24 empty] | < 0.4 | [8 empty] | GU10 | Tungsram | 90 | 4000 | 4000 | 510 | 6.8 |  | Available
93119554 | LED GU10 Dim 6.8W HL 940 20° TU DS | image | datasheet | deeplink |  | 20 |  |  |  | Yes | F |  |  |  |  | <6 |  | 2500 |  |  | < 0.1 |  | 220-240 | Direct shipment | [5 empty] | 5994100093497 | 15994100082047 |  | -20 | 40 |  |  | 10 |  |  | 75 | 0.85 | [5 empty] | 60 |  |  | 30000 | [5 empty] | LED GU10 Dim 6.8W HL 940 20° TU DS | [6 empty] | 25000 |  |  | 54 | [31 empty] | 50-60 | [24 empty] | < 0.4 | [8 empty] | GU10 | Tungsram | 90 | 4000 | 4000 | 510 | 6.8 |  | Available
93119553 | LED GU10 Dim 6.8W HL 930 60° TU DS | image | datasheet | deeplink |  | 60 |  |  |  | Yes | F |  |  |  |  | <6 |  | 500 |  |  | < 0.1 |  | 220-240 | Direct shipment | [5 empty] | 5994100093480 | 15994100082054 |  | -20 | 40 |  |  | 10 |  |  | 75 | 0.85 | [5 empty] | 60 |  |  | 30000 | [5 empty] | LED GU10 Dim 6.8W HL 930 60° TU DS | [6 empty] | 25000 |  |  | 54 | [31 empty] | 50-60 | [24 empty] | < 0.4 | [8 empty] | GU10 | Tungsram | 90 | 3000 | 3000 | 510 | 6.8 |  | Available
93119552 | LED GU10 Dim 6.8W HL 930 35° TU DS | image | datasheet | deeplink |  | 35 |  |  |  | Yes | F |  |  |  |  | <6 |  | 900 |  |  | < 0.1 |  | 220-240 | Direct shipment | [5 empty] | 5994100093473 | 15994100082061 |  | -20 | 40 |  |  | 10 |  |  | 75 | 0.85 | [5 empty] | 60 |  |  | 30000 | [5 empty] | LED GU10 Dim 6.8W HL 930 35° TU DS | [6 empty] | 25000 |  |  | 54 | [31 empty] | 50-60 | [24 empty] | < 0.4 | [8 empty] | GU10 | Tungsram | 90 | 3000 | 3000 | 510 | 6.8 |  | Available
93119551 | LED GU10 Dim 6.8W HL 930 20° TU DS | image | datasheet | deeplink |  | 20 |  |  |  | Yes | F |  |  |  |  | <6 |  | 2500 |  |  | < 0.1 |  | 220-240 | Direct shipment | [5 empty] | 5994100093466 | 15994100082078 |  | -20 | 40 |  |  | 10 |  |  | 75 | 0.85 | [5 empty] | 60 |  |  | 30000 | [5 empty] | LED GU10 Dim 6.8W HL 930 20° TU DS | [6 empty] | 25000 |  |  | 54 | [31 empty] | 50-60 | [24 empty] | < 0.4 | [8 empty] | GU10 | Tungsram | 90 | 3000 | 3000 | 510 | 6.8 |  | Available
93119550 | LED GU10 Dim 6.8W HL 927 60° TU DS | image | datasheet | deeplink |  | 60 |  |  |  | Yes | F |  |  |  |  | <6 |  | 500 |  |  | < 0.1 |  | 220-240 | Direct shipment | [5 empty] | 5994100093459 | 15994100082085 |  | -20 | 40 |  |  | 10 |  |  | 75 | 0.85 | [5 empty] | 60 |  |  | 30000 | [5 empty] | LED GU10 Dim 6.8W HL 927 60° TU DS | [6 empty] | 25000 |  |  | 54 | [31 empty] | 50-60 | [24 empty] | < 0.4 | [8 empty] | GU10 | Tungsram | 90 | 2700 | 2700 | 510 | 6.8 |  | Available
93119549 | LED GU10 Dim 6.8W HL 927 35° TU DS | image | datasheet | deeplink |  | 35 |  |  |  | Yes | F |  |  |  |  | <6 |  | 900 |  |  | < 0.1 |  | 220-240 | Direct shipment | [5 empty] | 5994100093442 | 15994100082092 |  | -20 | 40 |  |  | 10 |  |  | 75 | 0.85 | [5 empty] | 60 |  |  | 30000 | [5 empty] | LED GU10 Dim 6.8W HL 927 35° TU DS | [6 empty] | 25000 |  |  | 54 | [31 empty] | 50-60 | [24 empty] | < 0.4 | [8 empty] | GU10 | Tungsram | 90 | 2700 | 2700 | 510 | 6.8 |  | Available
93119548 | LED GU10 Dim 6.8W HL 927 20° TU DS | image | datasheet | deeplink |  | 20 |  |  |  | Yes | F |  |  |  |  | <6 |  | 2500 |  |  | < 0.1 |  | 220-240 | Direct shipment | [5 empty] | 5994100093435 | 15994100082108 |  | -20 | 40 |  |  | 10 |  |  | 75 | 0.85 | [5 empty] | 60 |  |  | 30000 | [5 empty] | LED GU10 Dim 6.8W HL 927 20° TU DS | [6 empty] | 25000 |  |  | 54 | [31 empty] | 50-60 | [24 empty] | < 0.4 | [8 empty] | GU10 | Tungsram | 90 | 2700 | 2700 | 510 | 6.8 |  | Available
93119547 | LED GU10 Dim 6.8W HL 940 60° TU | image | datasheet | deeplink |  | 60 |  |  |  | Yes | F |  |  |  |  | <6 |  | 500 |  |  | < 0.1 |  | 220-240 | Standard | [5 empty] | 5994100081531 | 15994100081538 |  | -20 | 40 |  |  | 10 |  |  | 75 | 0.85 | [5 empty] | 60 |  |  | 30000 | [5 empty] | LED GU10 Dim 6.8W HL 940 60° TU | 93119556 - LED GU10 Dim 6W(75) HL 940 60° TU DS | [5 empty] | 25000 |  |  | 54 | [31 empty] | 50-60 | [24 empty] | < 0.4 | [8 empty] | GU10 | Tungsram | 90 | 4000 | 4000 | 510 | 6.8 |  | Available
93119546 | LED GU10 Dim 6.8W HL 940 35° TU | image | datasheet | deeplink |  | 35 |  |  |  | Yes | F |  |  |  |  | <6 |  | 900 |  |  | < 0.1 |  | 220-240 | Standard | [5 empty] | 5994100081548 | 15994100081545 |  | -20 | 40 |  |  | 10 |  |  | 75 | 0.85 | [5 empty] | 60 |  |  | 30000 | [5 empty] | LED GU10 Dim 6.8W HL 940 35° TU | 93119555 - LED GU10 Dim 6W(75) HL 940 35° TU DS | [5 empty] | 25000 |  |  | 54 | [31 empty] | 50-60 | [24 empty] | < 0.4 | [8 empty] | GU10 | Tungsram | 90 | 4000 | 4000 | 510 | 6.8 |  | Available
93119545 | LED GU10 Dim 6.8W HL 940 20° TU | image | datasheet | deeplink |  | 20 |  |  |  | Yes | F |  |  |  |  | <6 |  | 2500 |  |  | < 0.1 |  | 220-240 | Standard | [5 empty] | 5994100081555 | 15994100081552 |  | -20 | 40 |  |  | 10 |  |  | 75 | 0.85 | [5 empty] | 60 |  |  | 30000 | [5 empty] | LED GU10 Dim 6.8W HL 940 20° TU | 93119554 - LED GU10 Dim 6W(75) HL 940 20° TU DS | [5 empty] | 25000 |  |  | 54 | [31 empty] | 50-60 | [24 empty] | < 0.4 | [8 empty] | GU10 | Tungsram | 90 | 4000 | 4000 | 510 | 6.8 |  | Available
93119544 | LED GU10 Dim 6.8W HL 930 60° TU | image | datasheet | deeplink |  | 60 |  |  |  | Yes | F |  |  |  |  | <6 |  | 500 |  |  | < 0.1 |  | 220-240 | Standard | [5 empty] | 5994100081562 | 15994100081569 |  | -20 | 40 |  |  | 10 |  |  | 75 | 0.85 | [5 empty] | 60 |  |  | 30000 | [5 empty] | LED GU10 Dim 6.8W HL 930 60° TU | 93119553 - LED GU10 Dim 6W(70) HL 930 60° TU DS | [5 empty] | 25000 |  |  | 54 | [31 empty] | 50-60 | [24 empty] | < 0.4 | [8 empty] | GU10 | Tungsram | 90 | 3000 | 3000 | 510 | 6.8 |  | Available
93119543 | LED GU10 Dim 6.8W HL 930 35° TU | image | datasheet | deeplink |  | 35 |  |  |  | Yes | F |  |  |  |  | <6 |  | 900 |  |  | < 0.1 |  | 220-240 | Standard | [5 empty] | 5994100081579 | 15994100081576 |  | -20 | 40 |  |  | 10 |  |  | 75 | 0.85 | [5 empty] | 60 |  |  | 30000 | [5 empty] | LED GU10 Dim 6.8W HL 930 35° TU | 93119552 - LED GU10 Dim 6W(70) HL 930 35° TU DS | [5 empty] | 25000 |  |  | 54 | [31 empty] | 50-60 | [24 empty] | < 0.4 | [8 empty] | GU10 | Tungsram | 90 | 3000 | 3000 | 510 | 6.8 |  | Available
93119542 | LED GU10 Dim 6.8W HL 930 20° TU | image | datasheet | deeplink |  | 20 |  |  |  | Yes | F |  |  |  |  | <6 |  | 2500 |  |  | < 0.1 |  | 220-240 | Standard | [5 empty] | 5994100081586 | 15994100081583 |  | -20 | 40 |  |  | 10 |  |  | 75 | 0.85 | [5 empty] | 60 |  |  | 30000 | [5 empty] | LED GU10 Dim 6.8W HL 930 20° TU | 93119551 - LED GU10 Dim 6W(70) HL 930 20° TU DS | [5 empty] | 25000 |  |  | 54 | [31 empty] | 50-60 | [24 empty] | < 0.4 | [8 empty] | GU10 | Tungsram | 90 | 3000 | 3000 | 510 | 6.8 |  | Available
93119541 | LED GU10 Dim 6.8W HL 927 60° TU | image | datasheet | deeplink |  | 60 |  |  |  | Yes | F |  |  |  |  | <6 |  | 500 |  |  | < 0.1 |  | 220-240 | Standard | [5 empty] | 5994100081593 | 15994100081590 |  | -20 | 40 |  |  | 10 |  |  | 75 | 0.85 | [5 empty] | 60 |  |  | 30000 | [5 empty] | LED GU10 Dim 6.8W HL 927 60° TU | 93119550 - LED GU10 Dim 6W(70) HL 927 60° TU DS | [5 empty] | 25000 |  |  | 54 | [31 empty] | 50-60 | [24 empty] | < 0.4 | [8 empty] | GU10 | Tungsram | 90 | 2700 | 2700 | 510 | 6.8 |  | Available
93119540 | LED GU10 Dim 6.8W HL 927 35° TU | image | datasheet | deeplink |  | 35 |  |  |  | Yes | F |  |  |  |  | <6 |  | 900 |  |  | < 0.1 |  | 220-240 | Standard | [5 empty] | 5994100081609 | 15994100081606 |  | -20 | 40 |  |  | 10 |  |  | 75 | 0.85 | [5 empty] | 60 |  |  | 30000 | [5 empty] | LED GU10 Dim 6.8W HL 927 35° TU | 93119549 - LED GU10 Dim 6W(70) HL 927 35° TU DS | [5 empty] | 25000 |  |  | 54 | [31 empty] | 50-60 | [24 empty] | < 0.4 | [8 empty] | GU10 | Tungsram | 90 | 2700 | 2700 | 510 | 6.8 |  | Available
93119539 | LED GU10 Dim 6.8W HL 927 20° TU | image | datasheet | deeplink |  | 20 |  |  |  | Yes | F |  |  |  |  | <6 |  | 2500 |  |  | < 0.1 |  | 220-240 | Standard | [5 empty] | 5994100082019 | 15994100082016 |  | -20 | 40 |  |  | 10 |  |  | 75 | 0.85 | [5 empty] | 60 |  |  | 30000 | [5 empty] | LED GU10 Dim 6.8W HL 927 20° TU | 93119548 - LED GU10 Dim 6W(70) HL 927 20° TU DS | [5 empty] | 25000 |  |  | 54 | [31 empty] | 50-60 | [24 empty] | < 0.4 | [8 empty] | GU10 | Tungsram | 90 | 2700 | 2700 | 510 | 6.8 |  | Available
93119813 | LED Fil Dim Golf 4.2W 840 E27 CL TU DS | image | datasheet | deeplink |  | 320 |  |  |  | Yes | E |  |  |  |  | < 6 |  |  |  |  | <0.5 |  | 220-240 | Direct shipment | [5 empty] | 5994100083016 | 15994100083280 |  | -20 | 40 |  |  | 0.16667 |  |  | 112 | >0.22 | [5 empty] | 21 |  |  | 30000 | [5 empty] | LED Fil Dim Golf 4.2W 840 E27 CL TU DS |  |  | Clear | 45 |  |  | 20000 |  |  | 82 | [31 empty] | 50-60 | [24 empty] | 0.4 | [8 empty] | E27 | Tungsram | 80 | 4000 | 4000 | 470 | 4.2 |  | Available
93119812 | LED Fil Dim Golf 4.2W 827 E27 CL TU DS | image | datasheet | deeplink |  | 320 |  |  |  | Yes | E |  |  |  |  | < 6 |  |  |  |  | <0.5 |  | 220-240 | Direct shipment | [5 empty] | 5994100082972 | 15994100083273 |  | -20 | 40 |  |  | 0.16667 |  |  | 112 | >0.21 | [5 empty] | 21 |  |  | 30000 | [5 empty] | LED Fil Dim Golf 4.2W 827 E27 CL TU DS |  |  | Clear | 45 |  |  | 20000 |  |  | 82 | [31 empty] | 50-60 | [24 empty] | 0.4 | [8 empty] | E27 | Tungsram | 80 | 2700 | 2700 | 470 | 4.2 |  | Available
93119811 | LED Fil Dim Golf 4.2W 840 E14 CL TU DS | image | datasheet | deeplink |  | 320 |  |  |  | Yes | E |  |  |  |  | < 6 |  |  |  |  | <0.5 |  | 220-240 | Direct shipment | [5 empty] | 5994100082965 | 15994100083266 |  | -20 | 40 |  |  | 0.16667 |  |  | 112 | >0.20 | [5 empty] | 14 |  |  | 30000 | [5 empty] | LED Fil Dim Golf 4.2W 840 E14 CL TU DS |  |  | Clear | 45 |  |  | 20000 |  |  | 80 | [31 empty] | 50-60 | [24 empty] | 0.4 | [8 empty] | E14 | Tungsram | 80 | 4000 | 4000 | 470 | 4.2 |  | Available
93119810 | LED Fil Dim Golf 4.2W 827 E14 CL TU DS | image | datasheet | deeplink |  | 320 |  |  |  | Yes | E |  |  |  |  | < 6 |  |  |  |  | <0.5 |  | 220-240 | Direct shipment | [5 empty] | 5994100082958 | 15994100083259 |  | -20 | 40 |  |  | 0.16667 |  |  | 112 | >0.19 | [5 empty] | 14 |  |  | 30000 | [5 empty] | LED Fil Dim Golf 4.2W 827 E14 CL TU DS |  |  | Clear | 45 |  |  | 20000 |  |  | 80 | [31 empty] | 50-60 | [24 empty] | 0.4 | [8 empty] | E14 | Tungsram | 80 | 2700 | 2700 | 470 | 4.2 |  | Available
93119795 | LED Fil Dim Golf 4.2W 840 E27 CL TU | image | datasheet | deeplink |  | 320 |  |  |  | Yes | F |  |  |  |  | < 6 |  |  |  |  | <0.5 |  | 220-240 | Standard | [5 empty] | 5994100083016 | 15994100083013 |  | -20 | 40 |  |  | 0.16667 |  |  | 112 | >0.14 | [5 empty] | 21 |  |  | 30000 | [5 empty] | LED Fil Dim Golf 4.2W 840 E27 CL TU | 93119813 - LED Fil Dim Golf 4.2W 840 E27 CL TU DS |  | Clear | 45 |  |  | 20000 |  |  | 82 | [31 empty] | 50-60 | [24 empty] | 0.4 | [8 empty] | E27 | Tungsram | 80 | 4000 | 4000 | 470 | 4.2 |  | Available
93119794 | LED Fil Dim Golf 4.2W 827 E27 CL TU | image | datasheet | deeplink |  | 320 |  |  |  | Yes | F |  |  |  |  | < 6 |  |  |  |  | <0.5 |  | 220-240 | Standard | [5 empty] | 5994100082972 | 15994100082979 |  | -20 | 40 |  |  | 0.16667 |  |  | 112 | >0.13 | [5 empty] | 21 |  |  | 30000 | [5 empty] | LED Fil Dim Golf 4.2W 827 E27 CL TU | 93119812 - LED Fil Dim Golf 4.2W 827 E27 CL TU DS |  | Clear | 45 |  |  | 20000 |  |  | 82 | [31 empty] | 50-60 | [24 empty] | 0.4 | [8 empty] | E27 | Tungsram | 80 | 2700 | 2700 | 470 | 4.2 |  | Available
93119793 | LED Fil Dim Golf 4.2W 840 E14 CL TU | image | datasheet | deeplink |  | 320 |  |  |  | Yes | F |  |  |  |  | < 6 |  |  |  |  | <0.5 |  | 220-240 | Standard | [5 empty] | 5994100082965 | 15994100082962 |  | -20 | 40 |  |  | 0.16667 |  |  | 112 | >0.12 | [5 empty] | 14 |  |  | 30000 | [5 empty] | LED Fil Dim Golf 4.2W 840 E14 CL TU | 93119811 - LED Fil Dim Golf 4.2W 840 E14 CL TU DS |  | Clear | 45 |  |  | 20000 |  |  | 80 | [31 empty] | 50-60 | [24 empty] | 0.4 | [8 empty] | E14 | Tungsram | 80 | 4000 | 4000 | 470 | 4.2 |  | Available
93119792 | LED Fil Dim Golf 4.2W 827 E14 CL TU | image | datasheet | deeplink |  | 320 |  |  |  | Yes | F |  |  |  |  | < 6 |  |  |  |  | <0.5 |  | 220-240 | Standard | [5 empty] | 5994100082958 | 15994100082955 |  | -20 | 40 |  |  | 0.16667 |  |  | 112 | >0.11 | [5 empty] | 14 |  |  | 30000 | [5 empty] | LED Fil Dim Golf 4.2W 827 E14 CL TU | 93119810 - LED Fil Dim Golf 4.2W 827 E14 CL TU DS |  | Clear | 45 |  |  | 20000 |  |  | 80 | [31 empty] | 50-60 | [24 empty] | 0.4 | [8 empty] | E14 | Tungsram | 80 | 2700 | 2700 | 470 | 4.2 |  | Available
93119809 | LED Fil Dim Candle 4.2W 840 E27 CL TU DS | image | datasheet | deeplink |  | 320 |  |  |  | Yes | E |  |  |  |  | < 6 |  |  |  |  | <0.5 |  | 220-240 | Direct shipment | [5 empty] | 5994100082941 | 15994100083242 |  | -20 | 40 |  |  | 6 |  |  | 112 | >0.18 | [5 empty] | 20 |  |  | 30000 | [5 empty] | LED Fil Dim Candle 4.2W 840 E27 CL TU DS |  |  | Clear | 35 |  |  | 20000 |  |  | 93 | [31 empty] | 50-60 | [24 empty] | 0.4 | [8 empty] | E27 | Tungsram | 80 | 4000 | 4000 | 470 | 4.2 |  | Available
93119808 | LED Fil Dim Candle 4.2W 827 E27 CL TU DS | image | datasheet | deeplink |  | 320 |  |  |  | Yes | E |  |  |  |  | < 6 |  |  |  |  | <0.5 |  | 220-240 | Direct shipment | [5 empty] | 5994100082934 | 15994100083235 |  | -20 | 40 |  |  | 6 |  |  | 112 | >0.17 | [5 empty] | 20 |  |  | 30000 | [5 empty] | LED Fil Dim Candle 4.2W 827 E27 CL TU DS |  |  | Clear | 35 |  |  | 20000 |  |  | 93 | [31 empty] | 50-60 | [24 empty] | 0.4 | [8 empty] | E27 | Tungsram | 80 | 2700 | 2700 | 470 | 4.2 |  | Available
93119807 | LED Fil Dim Candle 4.2W 840 E14 CL TU DS | image | datasheet | deeplink |  | 320 |  |  |  | Yes | E |  |  |  |  | < 6 |  |  |  |  | <0.5 |  | 220-240 | Direct shipment | [5 empty] | 5994100082927 | 15994100083228 |  | -20 | 40 |  |  | 6 |  |  | 112 | >0.16 | [5 empty] | 14 |  |  | 30000 | [5 empty] | LED Fil Dim Candle 4.2W 840 E14 CL TU DS |  |  | Clear | 35 |  |  | 20000 |  |  | 97 | [31 empty] | 50-60 | [24 empty] | 0.4 | [8 empty] | E14 | Tungsram | 80 | 4000 | 4000 | 470 | 4.2 |  | Available
93119806 | LED Fil Dim Candle 4.2W 827 E14 CL TU DS | image | datasheet | deeplink |  | 320 |  |  |  | Yes | E |  |  |  |  | < 6 |  |  |  |  | <0.5 |  | 220-240 | Direct shipment | [5 empty] | 5994100082910 | 15994100083211 |  | -20 | 40 |  |  | 6 |  |  | 112 | >0.15 | [5 empty] | 14 |  |  | 30000 | [5 empty] | LED Fil Dim Candle 4.2W 827 E14 CL TU DS |  |  | Clear | 35 |  |  | 20000 |  |  | 97 | [31 empty] | 50-60 | [24 empty] | 0.4 | [8 empty] | E14 | Tungsram | 80 | 2700 | 2700 | 470 | 4.2 |  | Available
93119791 | LED Fil Dim Candle 4.2W 840 E27 CL TU | image | datasheet | deeplink |  | 320 |  |  |  | Yes | F |  |  |  |  | < 6 |  |  |  |  | <0.5 |  | 220-240 | Standard | [5 empty] | 5994100082941 | 15994100082948 |  | -20 | 40 |  |  | 6 |  |  | 112 | >0.10 | [5 empty] | 20 |  |  | 30000 | [5 empty] | LED Fil Dim Candle 4.2W 840 E27 CL TU | 93119809 - LED Fil Dim Candle 4.2W 840 E27 CL TU DS |  | Clear | 35 |  |  | 20000 |  |  | 93 | [31 empty] | 50-60 | [24 empty] | 0.4 | [8 empty] | E27 | Tungsram | 80 | 4000 | 4000 | 470 | 4.2 |  | Available
93119790 | LED Fil Dim Candle 4.2W 827 E27 CL TU | image | datasheet | deeplink |  | 320 |  |  |  | Yes | F |  |  |  |  | < 6 |  |  |  |  | <0.5 |  | 220-240 | Standard | [5 empty] | 5994100082934 | 15994100082931 |  | -20 | 40 |  |  | 6 |  |  | 112 | >0.9 | [5 empty] | 20 |  |  | 30000 | [5 empty] | LED Fil Dim Candle 4.2W 827 E27 CL TU | 93119808 - LED Fil Dim Candle 4.2W 827 E27 CL TU DS |  | Clear | 35 |  |  | 20000 |  |  | 93 | [31 empty] | 50-60 | [24 empty] | 0.4 | [8 empty] | E27 | Tungsram | 80 | 2700 | 2700 | 470 | 4.2 |  | Available
93119789 | LED Fil Dim Candle 4.2W 840 E14 CL TU | image | datasheet | deeplink |  | 320 |  |  |  | Yes | F |  |  |  |  | < 6 |  |  |  |  | <0.5 |  | 220-240 | Standard | [5 empty] | 5994100082927 | 15994100082924 |  | -20 | 40 |  |  | 6 |  |  | 112 | >0.8 | [5 empty] | 14 |  |  | 30000 | [5 empty] | LED Fil Dim Candle 4.2W 840 E14 CL TU | 93119807 - LED Fil Dim Candle 4.2W 840 E14 CL TU DS |  | Clear | 35 |  |  | 20000 |  |  | 97 | [31 empty] | 50-60 | [24 empty] | 0.4 | [8 empty] | E14 | Tungsram | 80 | 4000 | 4000 | 470 | 4.2 |  | Available
93119788 | LED Fil Dim Candle 4.2W 827 E14 CL TU | image | datasheet | deeplink |  | 320 |  |  |  | Yes | F |  |  |  |  | < 6 |  |  |  |  | <0.5 |  | 220-240 | Standard | [5 empty] | 5994100082910 | 15994100082917 |  | -20 | 40 |  |  | 6 |  |  | 112 | >0.7 | [5 empty] | 14 |  |  | 30000 | [5 empty] | LED Fil Dim Candle 4.2W 827 E14 CL TU | 93119806 - LED Fil Dim Candle 4.2W 827 E14 CL TU DS |  | Clear | 35 |  |  | 20000 |  |  | 97 | [31 empty] | 50-60 | [24 empty] | 0.4 | [8 empty] | E14 | Tungsram | 80 | 2700 | 2700 | 470 | 4.2 |  | Available
93120207 | LED Fil Dim ST64 8W 827 B22 CL DS | image | datasheet | deeplink |  | 320 |  |  |  | Yes | E |  |  |  |  | 6 |  |  |  |  | < 0.5 |  |  | Direct shipment | [5 empty] | 5994100086604 | 15994100086601 |  | -20 | 40 |  |  | 6 |  |  | 115 | >0.7 | [5 empty] | 64 |  |  | 30000 | [8 empty] | clear | 64 |  |  | 15000 |  |  | 140 | [31 empty] | 50/60Hz | [24 empty] | < 0.4 | [8 empty] | B22 | Tungsram | 80 | 2700 | 2700 | 806 | 105 |  | Available
93120206 | LED Fil Dim ST64 8W 827 E27 CL DS | image | datasheet | deeplink |  | 320 |  |  |  | Yes | E |  |  |  |  | 6 |  |  |  |  | < 0.5 |  |  | Direct shipment | [5 empty] | 5994100086611 | 15994100086618 |  | -20 | 40 |  |  | 6 |  |  | 115 | >0.7 | [5 empty] | 64 |  |  | 30000 | [8 empty] | clear | 64 |  |  | 15000 |  |  | 141 | [31 empty] | 50/60Hz | [24 empty] | < 0.4 | [8 empty] | E27 | Tungsram | 80 | 2700 | 2700 | 806 | 105 |  | Available
93120197 | LED Fil Dim ST64 8W 827 B22 CL | image | datasheet | deeplink |  | 320 |  |  |  | Yes | E |  |  |  |  | 6 |  |  |  |  | < 0.5 |  |  | Standard | [5 empty] | 5994100086505 | 15994100086502 |  | -20 | 40 |  |  | 6 |  |  | 115 | >0.7 | [5 empty] | 64 |  |  | 30000 | [6 empty] | 93120207 - LED Fil Dim ST64 7W 827 B22 CL DS |  | clear | 64 |  |  | 15000 |  |  | 140 | [31 empty] | 50/60Hz | [24 empty] | < 0.4 | [8 empty] | B22 | Tungsram | 80 | 2700 | 2700 | 806 | 105 |  | Available
93120196 | LED Fil Dim ST64 8W 827 E27 CL | image | datasheet | deeplink |  | 320 |  |  |  | Yes | E |  |  |  |  | 6 |  |  |  |  | < 0.5 |  |  | Standard | [5 empty] | 5994100086512 | 15994100086519 |  | -20 | 40 |  |  | 6 |  |  | 115 | >0.7 | [5 empty] | 64 |  |  | 30000 | [6 empty] | 93120206 - LED Fil Dim ST64 7W 827 E27 CL DS |  | clear | 64 |  |  | 15000 |  |  | 141 | [31 empty] | 50/60Hz | [24 empty] | < 0.4 | [8 empty] | E27 | Tungsram | 80 | 2700 | 2700 | 806 | 105 |  | Available
93120205 | LED Fil Dim Globe125 10.5W 840 B22 CL DS | image | datasheet | deeplink |  | 320 |  |  |  | Yes | E |  |  |  |  | 6 |  |  |  |  | < 0.5 |  |  | Direct shipment | [5 empty] | 5994100086567 | 15994100086564 |  | -20 | 40 |  |  | 6 |  |  | 152 | >0.7 | [5 empty] | 100 |  |  | 30000 | [8 empty] | clear | 125 |  |  | 15000 |  |  | 170 | [31 empty] | 50/60Hz | [24 empty] | < 0.4 | [8 empty] | B22 | Tungsram | 80 | 4000 | 4000 | 1600 | 105 |  | Available
93120204 | LED Fil Dim Globe125 10.5W 827 B22 CL DS | image | datasheet | deeplink |  | 320 |  |  |  | Yes | E |  |  |  |  | 6 |  |  |  |  | < 0.5 |  |  | Direct shipment | [5 empty] | 5994100086574 | 15994100086571 |  | -20 | 40 |  |  | 6 |  |  | 145 | >0.7 | [5 empty] | 100 |  |  | 30000 | [8 empty] | clear | 125 |  |  | 15000 |  |  | 170 | [31 empty] | 50/60Hz | [24 empty] | < 0.4 | [8 empty] | B22 | Tungsram | 80 | 2700 | 2700 | 1521 | 105 |  | Available
93120203 | LED Fil Dim Globe125 10.5W 840 E27 CL DS | image | datasheet | deeplink |  | 320 |  |  |  | Yes | E |  |  |  |  | 6 |  |  |  |  | < 0.5 |  |  | Direct shipment | [5 empty] | 5994100086581 | 15994100086588 |  | -20 | 40 |  |  | 6 |  |  | 152 | >0.7 | [5 empty] | 100 |  |  | 30000 | [8 empty] | clear | 125 |  |  | 15000 |  |  | 172 | [31 empty] | 50/60Hz | [24 empty] | < 0.4 | [8 empty] | E27 | Tungsram | 80 | 4000 | 4000 | 1600 | 105 |  | Available
93120202 | LED Fil Dim Globe125 10.5W 827 E27 CL DS | image | datasheet | deeplink |  | 320 |  |  |  | Yes | E |  |  |  |  | 6 |  |  |  |  | < 0.5 |  |  | Direct shipment | [5 empty] | 5994100086598 | 15994100086595 |  | -20 | 40 |  |  | 6 |  |  | 145 | >0.7 | [5 empty] | 100 |  |  | 30000 | [8 empty] | clear | 125 |  |  | 15000 |  |  | 172 | [31 empty] | 50/60Hz | [24 empty] | < 0.4 | [8 empty] | E27 | Tungsram | 80 | 2700 | 2700 | 1521 | 105 |  | Available
93120201 | LED Fil Dim Globe95 10.5W 840 B22 CL DS | image | datasheet | deeplink |  | 320 |  |  |  | Yes | E |  |  |  |  | 6 |  |  |  |  | < 0.5 |  |  | Direct shipment | [5 empty] | 5994100086529 | 15994100086526 |  | -20 | 40 |  |  | 6 |  |  | 152 | >0.7 | [5 empty] | 62 |  |  | 30000 | [8 empty] | clear | 95 |  |  | 15000 |  |  | 138 | [31 empty] | 50/60Hz | [24 empty] | < 0.4 | [8 empty] | B22 | Tungsram | 80 | 4000 | 4000 | 1600 | 105 |  | Available
93120200 | LED Fil Dim Globe95 10.5W 827 B22 CL DS | image | datasheet | deeplink |  | 320 |  |  |  | Yes | E |  |  |  |  | 6 |  |  |  |  | < 0.5 |  |  | Direct shipment | [5 empty] | 5994100086536 | 15994100086533 |  | -20 | 40 |  |  | 6 |  |  | 145 | >0.7 | [5 empty] | 62 |  |  | 30000 | [8 empty] | clear | 95 |  |  | 15000 |  |  | 138 | [31 empty] | 50/60Hz | [24 empty] | < 0.4 | [8 empty] | B22 | Tungsram | 80 | 2700 | 2700 | 1521 | 105 |  | Available
93120199 | LED Fil Dim Globe95 10.5W 840 E27 CL DS | image | datasheet | deeplink |  | 320 |  |  |  | Yes | E |  |  |  |  | 6 |  |  |  |  | < 0.5 |  |  | Direct shipment | [5 empty] | 5994100086543 | 15994100086540 |  | -20 | 40 |  |  | 6 |  |  | 152 | >0.7 | [5 empty] | 62 |  |  | 30000 | [8 empty] | clear | 95 |  |  | 15000 |  |  | 140 | [31 empty] | 50/60Hz | [24 empty] | < 0.4 | [8 empty] | E27 | Tungsram | 80 | 4000 | 4000 | 1600 | 105 |  | Available
93120198 | LED Fil Dim Globe95 10.5W 827 E27 CL DS | image | datasheet | deeplink |  | 320 |  |  |  | Yes | E |  |  |  |  | 6 |  |  |  |  | < 0.5 |  |  | Direct shipment | [5 empty] | 5994100086550 | 15994100086557 |  | -20 | 40 |  |  | 6 |  |  | 145 | >0.7 | [5 empty] | 62 |  |  | 30000 | [8 empty] | clear | 95 |  |  | 15000 |  |  | 140 | [31 empty] | 50/60Hz | [24 empty] | < 0.4 | [8 empty] | E27 | Tungsram | 80 | 2700 | 2700 | 1521 | 105 |  | Available
93120195 | LED Fil Dim Globe125 10.5W 840 B22 CL | image | datasheet | deeplink |  | 320 |  |  |  | Yes | E |  |  |  |  | 6 |  |  |  |  | < 0.5 |  |  | Standard | [5 empty] | 5994100086468 | 15994100086465 |  | -20 | 40 |  |  | 6 |  |  | 152 | >0.7 | [5 empty] | 100 |  |  | 30000 | [6 empty] | 93120205 - LED Fil Dim Globe125 10.5W 840 B22 CL DS |  | clear | 125 |  |  | 15000 |  |  | 170 | [31 empty] | 50/60Hz | [24 empty] | < 0.4 | [8 empty] | B22 | Tungsram | 80 | 4000 | 4000 | 1600 | 105 |  | Available
93120194 | LED Fil Dim Globe125 10.5W 827 B22 CL | image | datasheet | deeplink |  | 320 |  |  |  | Yes | E |  |  |  |  | 6 |  |  |  |  | < 0.5 |  |  | Standard | [5 empty] | 5994100086475 | 15994100086472 |  | -20 | 40 |  |  | 6 |  |  | 145 | >0.7 | [5 empty] | 100 |  |  | 30000 | [6 empty] | 93120204 - LED Fil Dim Globe125 10.5W 827 B22 CL DS |  | clear | 125 |  |  | 15000 |  |  | 170 | [31 empty] | 50/60Hz | [24 empty] | < 0.4 | [8 empty] | B22 | Tungsram | 80 | 2700 | 2700 | 1521 | 105 |  | Available
93120193 | LED Fil Dim Globe125 10.5W 840 E27 CL | image | datasheet | deeplink |  | 320 |  |  |  | Yes | E |  |  |  |  | 6 |  |  |  |  | < 0.5 |  |  | Standard | [5 empty] | 5994100086482 | 15994100086489 |  | -20 | 40 |  |  | 6 |  |  | 152 | >0.7 | [5 empty] | 100 |  |  | 30000 | [6 empty] | 93120203 - LED Fil Dim Globe125 10.5W 840 E27 CL DS |  | clear | 125 |  |  | 15000 |  |  | 172 | [31 empty] | 50/60Hz | [24 empty] | < 0.4 | [8 empty] | E27 | Tungsram | 80 | 4000 | 4000 | 1600 | 105 |  | Available
93120192 | LED Fil Dim Globe125 10.5W 827 E27 CL | image | datasheet | deeplink |  | 320 |  |  |  | Yes | E |  |  |  |  | 6 |  |  |  |  | < 0.5 |  |  | Standard | [5 empty] | 5994100086499 | 15994100086496 |  | -20 | 40 |  |  | 6 |  |  | 145 | >0.7 | [5 empty] | 100 |  |  | 30000 | [6 empty] | 93120202 - LED Fil Dim Globe125 10.5W 827 E27 CL DS |  | clear | 125 |  |  | 15000 |  |  | 172 | [31 empty] | 50/60Hz | [24 empty] | < 0.4 | [8 empty] | E27 | Tungsram | 80 | 2700 | 2700 | 1521 | 105 |  | Available
93120191 | LED Fil Dim Globe95 10.5W 840 B22 CL | image | datasheet | deeplink |  | 320 |  |  |  | Yes | E |  |  |  |  | 6 |  |  |  |  | < 0.5 |  |  | Standard | [5 empty] | 5994100086420 | 15994100086427 |  | -20 | 40 |  |  | 6 |  |  | 152 | >0.7 | [5 empty] | 62 |  |  | 30000 | [6 empty] | 93120201 - LED Fil Dim Globe95 10.5W 840 B22 CL DS |  | clear | 95 |  |  | 15000 |  |  | 138 | [31 empty] | 50/60Hz | [24 empty] | < 0.4 | [8 empty] | B22 | Tungsram | 80 | 4000 | 4000 | 1600 | 105 |  | Available
93120190 | LED Fil Dim Globe95 10.5W 827 B22 CL | image | datasheet | deeplink |  | 320 |  |  |  | Yes | E |  |  |  |  | 6 |  |  |  |  | < 0.5 |  |  | Standard | [5 empty] | 5994100086437 | 15994100086434 |  | -20 | 40 |  |  | 6 |  |  | 145 | >0.7 | [5 empty] | 62 |  |  | 30000 | [6 empty] | 93120200 - LED Fil Dim Globe95 10.5W 827 B22 CL DS |  | clear | 95 |  |  | 15000 |  |  | 138 | [31 empty] | 50/60Hz | [24 empty] | < 0.4 | [8 empty] | B22 | Tungsram | 80 | 2700 | 2700 | 1521 | 105 |  | Available
93120189 | LED Fil Dim Globe95 10.5W 840 E27 CL | image | datasheet | deeplink |  | 320 |  |  |  | Yes | E |  |  |  |  | 6 |  |  |  |  | < 0.5 |  |  | Standard | [5 empty] | 5994100086444 | 15994100086441 |  | -20 | 40 |  |  | 6 |  |  | 152 | >0.7 | [5 empty] | 62 |  |  | 30000 | [6 empty] | 93120199 - LED Fil Dim Globe95 10.5W 840 E27 CL DS |  | clear | 95 |  |  | 15000 |  |  | 140 | [31 empty] | 50/60Hz | [24 empty] | < 0.4 | [8 empty] | E27 | Tungsram | 80 | 4000 | 4000 | 1600 | 105 |  | Available
93120188 | LED Fil Dim Globe95 10.5W 827 E27 CL | image | datasheet | deeplink |  | 320 |  |  |  | Yes | E |  |  |  |  | 6 |  |  |  |  | < 0.5 |  |  | Standard | [5 empty] | 5994100086451 | 15994100086458 |  | -20 | 40 |  |  | 6 |  |  | 145 | >0.7 | [5 empty] | 62 |  |  | 30000 | [6 empty] | 93120198 - LED Fil Dim Globe95 10.5W 827 E27 CL DS |  | clear | 95 |  |  | 15000 |  |  | 140 | [31 empty] | 50/60Hz | [24 empty] | < 0.4 | [8 empty] | E27 | Tungsram | 80 | 2700 | 2700 | 1521 | 105 |  | Available
93120596 | TU 50440XHU B2 E1 H4 12V 60/55WP43TTUMIH | image | datasheet | deeplink | [18 empty] | 12 |  | 250 | 60/55 |  | 1650/1000 | 9 (SET) | 5994100090984 | 25994100090988 | [14 empty] | 87 | [8 empty] | 132 (SET) | H4 |  |  |  | 16.18 |  | Carton Twinbox | [13 empty] | E mark | [9 empty] | 50440XHU |  |  | 299x165x112 (mm) | [10 empty] | H4 | [8 empty] | 25 | [22 empty] | P43t | Tungsram | [5 empty] | 12 | Available
93120535 | TU 50440XHU PB2 E1 H4 12V 60/55W TU MIH | image | datasheet | deeplink | [18 empty] | 12 |  | 250 | 60/55 |  | 1650/1000 | 5 (SET) | 5994100090977 | 25994100090971 | [14 empty] | 87 | [8 empty] | 194 (SET) | H4 |  |  |  | 16.18 |  | Plastic Twinbox | [13 empty] | E mark | [9 empty] | 50440XHU |  |  | 306x118x127 (mm) | [10 empty] | H4 | [8 empty] | 25 | [22 empty] | P43t | Tungsram | [5 empty] | 12 | Available
93120599 | TU 58520XHU B2 E1 H7 12V 55W PX26D TUMIH | image | datasheet | deeplink | [18 empty] | 12 |  | 250 | 55 |  | 1500 | 9 (SET) | 5994100091318 | 25994100091312 | [14 empty] | 60 | [8 empty] | 51.9 (SET) | H7 |  |  |  | 11 |  | Carton Twinbox | [13 empty] | E mark | [9 empty] | 58520XHU |  |  | 299x165x112 (mm) | [10 empty] | H7 | [8 empty] | 12.4 | [22 empty] | PX26d | Tungsram | [5 empty] | 12 | Available
93120598 | TU 58520XHU PB2 E1 H7 12V 55W TU MIH | image | datasheet | deeplink | [18 empty] | 12 |  | 250 | 55 |  | 1500 | 5 (SET) | 5994100091004 | 25994100091008 | [14 empty] | 60 | [8 empty] | 190 (SET) | H7 |  |  |  | 11 |  | Plastic Twinbox | [13 empty] | E mark | [9 empty] | 58520XHU |  |  | 306x118x127 (mm) | [10 empty] | H7 | [8 empty] | 12.4 | [22 empty] | PX26d | Tungsram | [5 empty] | 12 | Available
93120525 | OT CARTON BLISTER DISPLAY EMPTY TU MIH | image | datasheet | deeplink | [18 empty] | other | [5 empty] | 1 | 5994100090878 | 25994100090872 | [23 empty] | 4730 | Carton blister display - empty | [5 empty] | Display | [23 empty] | Carton blister display. shipped without lamps |  |  | 940x1300x45 (mm) | [10 empty] | Display | [8 empty] | 4180 | [23 empty] | Tungsram | [6 empty] | Available
93120181 | TU 2641A B10 E1 RY10W 12V BAU15S TU MIH | image | datasheet | deeplink | [18 empty] | 12 |  |  | 10 |  | 75 | 200 | 5994100086826 | 25994100086820 | [14 empty] | 37.5 | [8 empty] | 8 | RY10W 12V 10W BAU15S |  |  |  | 19 |  | Carton 10 way box | [23 empty] | 2641A |  |  | 246x226x92 (mm) | [10 empty] | RY10W | [8 empty] | 7 | [22 empty] | BAU15s | Tungsram | [6 empty] | Available
93110521 | RP 7581 B10 SOF 12V 10W SV 11X35TU MICN | image | datasheet | deeplink | [18 empty] | 12 |  |  | 10 |  | 115 | 200 | 5994100027874 | 25994100027878 | [14 empty] | 36 | [8 empty] | 4 | 12V 10W SV8.5-8. 36mm |  |  |  | 11 |  | Carton 10 way box | [23 empty] | 7581 |  |  | 192x94x200 (mm) | [10 empty] | NON ECE | [8 empty] | 2 | [22 empty] | SV8.5-8 | Tungsram | [6 empty] | Available
93110520 | RP 7564 B10 SOF 12V 3W SV7-8 8X28 TUMICN | image | datasheet | deeplink | [18 empty] | 12 |  |  | 3 |  | 26.5 | 200 | 5994100027881 | 25994100027885 | [14 empty] | 28 | [8 empty] | 3 | 12V 3W SV8.5-8. 28mm |  |  |  | 8.2 |  | Carton 10 way box | [23 empty] | 7564 |  |  | 179x101x192 (mm) | [10 empty] | NON ECE | [8 empty] | 2 | [22 empty] | SV7-8 | Tungsram | [6 empty] | Available
93119620 | LED HID 120W/865/E40/PC 1/4 TU DS | image | datasheet | deeplink | [6 empty] | E |  |  |  |  | 6 steps |  |  |  |  | < 500 ms | 120 | 100-240V | Direct Shipment | [5 empty] | 5994100081517 | 15994100081514 |  | -25 | 50 |  |  | 1/4 |  |  | 143 | 0.9 | [5 empty] | 1.68 |  |  | 15000 | [5 empty] | LED HID 120W/865/E40/PC 1/4 TU DS |  |  |  | 120 |  |  | 50000 |  |  | 265 | [32 empty] | No | [10 empty] | 50-60 Hz | [11 empty] | < 20% | < 0.4 | [8 empty] | E40 | Tungsram | 80 | 6500 | 6500 | 17160 | 120 |  | Available
93119619 | LED HID 120W/840/E40/PC 1/4 TU DS | image | datasheet | deeplink | [6 empty] | E |  |  |  |  | 6 steps |  |  |  |  | < 500 ms | 120 | 100-240V | Direct Shipment | [5 empty] | 5994100081500 | 15994100081507 |  | -25 | 50 |  |  | 1/4 |  |  | 140 | 0.9 | [5 empty] | 1.68 |  |  | 15000 | [5 empty] | LED HID 120W/840/E40/PC 1/4 TU DS |  |  |  | 120 |  |  | 50000 |  |  | 265 | [32 empty] | No | [10 empty] | 50-60 Hz | [11 empty] | < 20% | < 0.4 | [8 empty] | E40 | Tungsram | 80 | 4000 | 4000 | 16800 | 120 |  | Available
93119618 | LED HID 120W/830/E40/PC 1/4 TU DS | image | datasheet | deeplink | [6 empty] | E |  |  |  |  | 6 steps |  |  |  |  | < 500 ms | 120 | 100-240V | Direct Shipment | [5 empty] | 5994100081494 | 15994100081491 |  | -25 | 50 |  |  | 1/4 |  |  | 132 | 0.9 | [5 empty] | 1.68 |  |  | 15000 | [5 empty] | LED HID 120W/830/E40/PC 1/4 TU DS |  |  |  | 120 |  |  | 50000 |  |  | 265 | [32 empty] | No | [10 empty] | 50-60 Hz | [11 empty] | < 20% | < 0.4 | [8 empty] | E40 | Tungsram | 80 | 3000 | 3000 | 15840 | 120 |  | Available
93119647 | LED HID 120W/865/E40/PC 1/4 TU | image | datasheet | deeplink | [6 empty] | E |  |  |  |  | 6 steps |  |  |  |  | < 500 ms | 120 | 100-240V | Standard | [5 empty] | 5994100081234 | 15994100081231 |  | -25 | 50 |  |  | 1/4 |  |  | 143 | 0.9 | [5 empty] | 1.68 |  |  | 15000 | [5 empty] | LED HID 120W/865/E40/PC 1/4 TU | 93119620 - LED HID 120W/865/E40/PC 1/4 TU DS |  |  | 120 |  |  | 50000 |  |  | 265 | [32 empty] | No | [10 empty] | 50-60 Hz | [11 empty] | < 20% | < 0.4 | [8 empty] | E40 | Tungsram | 80 | 6500 | 6500 | 17160 | 120 |  | Available
93119646 | LED HID 120W/840/E40/PC 1/4 TU | image | datasheet | deeplink | [6 empty] | E |  |  |  |  | 6 steps |  |  |  |  | < 500 ms | 120 | 100-240V | Standard | [5 empty] | 5994100081227 | 15994100081224 |  | -25 | 50 |  |  | 1/4 |  |  | 140 | 0.9 | [5 empty] | 1.68 |  |  | 15000 | [5 empty] | LED HID 120W/840/E40/PC 1/4 TU | 93119619 - LED HID 120W/840/E40/PC 1/4 TU DS |  |  | 120 |  |  | 50000 |  |  | 265 | [32 empty] | No | [10 empty] | 50-60 Hz | [11 empty] | < 20% | < 0.4 | [8 empty] | E40 | Tungsram | 80 | 4000 | 4000 | 16800 | 120 |  | Available
93119617 | LED HID 100W/865/E40/PC 1/4 TU DS | image | datasheet | deeplink | [6 empty] | E |  |  |  |  | 6 steps |  |  |  |  | < 500 ms | 100 | 100-240V | Direct Shipment | [5 empty] | 5994100081487 | 15994100081484 |  | -25 | 50 |  |  | 1/4 |  |  | 143 | 0.9 | [5 empty] | 1.57 |  |  | 15000 | [5 empty] | LED HID 100W/865/E40/PC 1/4 TU DS |  |  |  | 120 |  |  | 50000 |  |  | 250 | [32 empty] | No | [10 empty] | 50-60 Hz | [11 empty] | < 20% | < 0.4 | [8 empty] | E40 | Tungsram | 80 | 6500 | 6500 | 14300 | 100 |  | Available
93119616 | LED HID 100W/840/E40/PC 1/4 TU DS | image | datasheet | deeplink | [6 empty] | E |  |  |  |  | 6 steps |  |  |  |  | < 500 ms | 100 | 100-240V | Direct Shipment | [5 empty] | 5994100081470 | 15994100081477 |  | -25 | 50 |  |  | 1/4 |  |  | 140 | 0.9 | [5 empty] | 1.57 |  |  | 15000 | [5 empty] | LED HID 100W/840/E40/PC 1/4 TU DS |  |  |  | 120 |  |  | 50000 |  |  | 250 | [32 empty] | No | [10 empty] | 50-60 Hz | [11 empty] | < 20% | < 0.4 | [8 empty] | E40 | Tungsram | 80 | 4000 | 4000 | 14000 | 100 |  | Available
93119615 | LED HID 100W/830/E40/PC 1/4 TU DS | image | datasheet | deeplink | [6 empty] | E |  |  |  |  | 6 steps |  |  |  |  | < 500 ms | 100 | 100-240V | Direct Shipment | [5 empty] | 5994100081463 | 15994100081460 |  | -25 | 50 |  |  | 1/4 |  |  | 132 | 0.9 | [5 empty] | 1.57 |  |  | 15000 | [5 empty] | LED HID 100W/830/E40/PC 1/4 TU DS |  |  |  | 120 |  |  | 50000 |  |  | 250 | [32 empty] | No | [10 empty] | 50-60 Hz | [11 empty] | < 20% | < 0.4 | [8 empty] | E40 | Tungsram | 80 | 3000 | 3000 | 13200 | 100 |  | Available
93119644 | LED HID 100W/865/E40/PC 1/4 TU | image | datasheet | deeplink | [6 empty] | E |  |  |  |  | 6 steps |  |  |  |  | < 500 ms | 100 | 100-240V | Standard | [5 empty] | 5994100081203 | 15994100081200 |  | -25 | 50 |  |  | 1/4 |  |  | 143 | 0.9 | [5 empty] | 1.57 |  |  | 15000 | [5 empty] | LED HID 100W/865/E40/PC 1/4 TU | 93119617 - LED HID 100W/865/E40/PC 1/4 TU DS |  |  | 120 |  |  | 50000 |  |  | 250 | [32 empty] | No | [10 empty] | 50-60 Hz | [11 empty] | < 20% | < 0.4 | [8 empty] | E40 | Tungsram | 80 | 6500 | 6500 | 14300 | 100 |  | Available
93119643 | LED HID 100W/840/E40/PC 1/4 TU | image | datasheet | deeplink | [6 empty] | E |  |  |  |  | 6 steps |  |  |  |  | < 500 ms | 100 | 100-240V | Standard | [5 empty] | 5994100081197 | 15994100081194 |  | -25 | 50 |  |  | 1/4 |  |  | 140 | 0.9 | [5 empty] | 1.57 |  |  | 15000 | [5 empty] | LED HID 100W/840/E40/PC 1/4 TU | 93119616 - LED HID 100W/840/E40/PC 1/4 TU DS |  |  | 120 |  |  | 50000 |  |  | 250 | [32 empty] | No | [10 empty] | 50-60 Hz | [11 empty] | < 20% | < 0.4 | [8 empty] | E40 | Tungsram | 80 | 4000 | 4000 | 14000 | 100 |  | Available
93119614 | LED HID 80W/865/E40/PC 1/4 TU DS | image | datasheet | deeplink | [6 empty] | E |  |  |  |  | 6 steps |  |  |  |  | < 500 ms | 80 | 100-240V | Direct Shipment | [5 empty] | 5994100081456 | 15994100081453 |  | -25 | 50 |  |  | 1/4 |  |  | 143 | 0.9 | [5 empty] | 1.45 |  |  | 15000 | [5 empty] | LED HID 80W/865/E40/PC 1/4 TU DS |  |  |  | 120 |  |  | 50000 |  |  | 225 | [32 empty] | No | [10 empty] | 50-60 Hz | [11 empty] | < 20% | < 0.4 | [8 empty] | E40 | Tungsram | 80 | 6500 | 6500 | 11440 | 80 |  | Available
93119613 | LED HID 80W/840/E40/PC 1/4 TU DS | image | datasheet | deeplink | [6 empty] | E |  |  |  |  | 6 steps |  |  |  |  | < 500 ms | 80 | 100-240V | Direct Shipment | [5 empty] | 5994100081449 | 15994100081446 |  | -25 | 50 |  |  | 1/4 |  |  | 140 | 0.9 | [5 empty] | 1.45 |  |  | 15000 | [5 empty] | LED HID 80W/840/E40/PC 1/4 TU DS |  |  |  | 120 |  |  | 50000 |  |  | 225 | [32 empty] | No | [10 empty] | 50-60 Hz | [11 empty] | < 20% | < 0.4 | [8 empty] | E40 | Tungsram | 80 | 4000 | 4000 | 11200 | 80 |  | Available
93119612 | LED HID 80W/830/E40/PC 1/4 TU DS | image | datasheet | deeplink | [6 empty] | E |  |  |  |  | 6 steps |  |  |  |  | < 500 ms | 80 | 100-240V | Direct Shipment | [5 empty] | 5994100081432 | 15994100081439 |  | -25 | 50 |  |  | 1/4 |  |  | 132 | 0.9 | [5 empty] | 1.45 |  |  | 15000 | [5 empty] | LED HID 80W/830/E40/PC 1/4 TU DS |  |  |  | 120 |  |  | 50000 |  |  | 225 | [32 empty] | No | [10 empty] | 50-60 Hz | [11 empty] | < 20% | < 0.4 | [8 empty] | E40 | Tungsram | 80 | 3000 | 3000 | 10560 | 80 |  | Available
93119641 | LED HID 80W/865/E40/PC 1/4 TU | image | datasheet | deeplink | [6 empty] | E |  |  |  |  | 6 steps |  |  |  |  | < 500 ms | 80 | 100-240V | Standard | [5 empty] | 5994100081173 | 15994100081170 |  | -25 | 50 |  |  | 1/4 |  |  | 143 | 0.9 | [5 empty] | 1.45 |  |  | 15000 | [5 empty] | LED HID 80W/865/E40/PC 1/4 TU | 93119614 - LED HID 80W/865/E40/PC 1/4 TU DS |  |  | 120 |  |  | 50000 |  |  | 225 | [32 empty] | No | [10 empty] | 50-60 Hz | [11 empty] | < 20% | < 0.4 | [8 empty] | E40 | Tungsram | 80 | 6500 | 6500 | 11440 | 80 |  | Available
93119640 | LED HID 80W/840/E40/PC 1/4 TU | image | datasheet | deeplink | [6 empty] | E |  |  |  |  | 6 steps |  |  |  |  | < 500 ms | 80 | 100-240V | Standard | [5 empty] | 5994100081166 | 15994100081163 |  | -25 | 50 |  |  | 1/4 |  |  | 140 | 0.9 | [5 empty] | 1.45 |  |  | 15000 | [5 empty] | LED HID 80W/840/E40/PC 1/4 TU | 93119613 - LED HID 80W/840/E40/PC 1/4 TU DS |  |  | 120 |  |  | 50000 |  |  | 225 | [32 empty] | No | [10 empty] | 50-60 Hz | [11 empty] | < 20% | < 0.4 | [8 empty] | E40 | Tungsram | 80 | 4000 | 4000 | 11200 | 80 |  | Available
93119611 | LED HID 54W/865/E27/PC 1/12 TU DS | image | datasheet | deeplink | [6 empty] | E |  |  |  |  | 6 steps |  |  |  |  | < 500 ms | 54 | 100-240V | Direct Shipment | [5 empty] | 5994100081425 | 15994100081422 |  | -25 | 50 |  |  | 1/12 |  |  | 143 | 0.9 | [5 empty] | 0.86 |  |  | 15000 | [5 empty] | LED HID 54W/865/E27/PC 1/12 TU DS |  |  |  | 85 |  |  | 50000 |  |  | 217 | [32 empty] | No | [10 empty] | 50-60 Hz | [11 empty] | < 20% | < 0.4 | [8 empty] | E27 | Tungsram | 80 | 6500 | 6500 | 7722 | 54 |  | Available
93119610 | LED HID 54W/840/E27/PC 1/12 TU DS | image | datasheet | deeplink | [6 empty] | E |  |  |  |  | 6 steps |  |  |  |  | < 500 ms | 54 | 100-240V | Direct Shipment | [5 empty] | 5994100081418 | 15994100081415 |  | -25 | 50 |  |  | 1/12 |  |  | 140 | 0.9 | [5 empty] | 0.86 |  |  | 15000 | [5 empty] | LED HID 54W/840/E27/PC 1/12 TU DS |  |  |  | 85 |  |  | 50000 |  |  | 217 | [32 empty] | No | [10 empty] | 50-60 Hz | [11 empty] | < 20% | < 0.4 | [8 empty] | E27 | Tungsram | 80 | 4000 | 4000 | 7560 | 54 |  | Available
93119609 | LED HID 54W/830/E27/PC 1/12 TU DS | image | datasheet | deeplink | [6 empty] | E |  |  |  |  | 6 steps |  |  |  |  | < 500 ms | 54 | 100-240V | Direct Shipment | [5 empty] | 5994100081401 | 15994100081408 |  | -25 | 50 |  |  | 1/12 |  |  | 132 | 0.9 | [5 empty] | 0.86 |  |  | 15000 | [5 empty] | LED HID 54W/830/E27/PC 1/12 TU DS |  |  |  | 85 |  |  | 50000 |  |  | 217 | [32 empty] | No | [10 empty] | 50-60 Hz | [11 empty] | < 20% | < 0.4 | [8 empty] | E27 | Tungsram | 80 | 3000 | 3000 | 7128 | 54 |  | Available
93119638 | LED HID 54W/865/E27/PC 1/12 TU | image | datasheet | deeplink | [6 empty] | E |  |  |  |  | 6 steps |  |  |  |  | < 500 ms | 54 | 100-240V | Standard | [5 empty] | 5994100081142 | 15994100081149 |  | -25 | 50 |  |  | 1/12 |  |  | 143 | 0.9 | [5 empty] | 0.86 |  |  | 15000 | [5 empty] | LED HID 54W/865/E27/PC 1/12 TU | 93119611 - LED HID 54W/865/E27/PC 1/12 TU DS |  |  | 85 |  |  | 50000 |  |  | 217 | [32 empty] | No | [10 empty] | 50-60 Hz | [11 empty] | < 20% | < 0.4 | [8 empty] | E27 | Tungsram | 80 | 6500 | 6500 | 7722 | 54 |  | Available
93119637 | LED HID 54W/840/E27/PC 1/12 TU | image | datasheet | deeplink | [6 empty] | E |  |  |  |  | 6 steps |  |  |  |  | < 500 ms | 54 | 100-240V | Standard | [5 empty] | 5994100081135 | 15994100081132 |  | -25 | 50 |  |  | 1/12 |  |  | 140 | 0.9 | [5 empty] | 0.86 |  |  | 15000 | [5 empty] | LED HID 54W/840/E27/PC 1/12 TU | 93119610 - LED HID 54W/840/E27/PC 1/12 TU DS |  |  | 85 |  |  | 50000 |  |  | 217 | [32 empty] | No | [10 empty] | 50-60 Hz | [11 empty] | < 20% | < 0.4 | [8 empty] | E27 | Tungsram | 80 | 4000 | 4000 | 7560 | 54 |  | Available
93119608 | LED HID 45W/865/E27/PC 1/12 TU DS | image | datasheet | deeplink | [6 empty] | E |  |  |  |  | 6 steps |  |  |  |  | < 500 ms | 45 | 100-240V | Direct Shipment | [5 empty] | 5994100081395 | 15994100081392 |  | -25 | 50 |  |  | 1/12 |  |  | 143 | 0.9 | [5 empty] | 0.82 |  |  | 15000 | [5 empty] | LED HID 45W/865/E27/PC 1/12 TU DS |  |  |  | 85 |  |  | 50000 |  |  | 212 | [32 empty] | No | [10 empty] | 50-60 Hz | [11 empty] | < 20% | < 0.4 | [8 empty] | E27 | Tungsram | 80 | 6500 | 6500 | 6435 | 45 |  | Available
93119607 | LED HID 45W/840/E27/PC 1/12 TU DS | image | datasheet | deeplink | [6 empty] | E |  |  |  |  | 6 steps |  |  |  |  | < 500 ms | 45 | 100-240V | Direct Shipment | [5 empty] | 5994100081388 | 15994100081385 |  | -25 | 50 |  |  | 1/12 |  |  | 140 | 0.9 | [5 empty] | 0.82 |  |  | 15000 | [5 empty] | LED HID 45W/840/E27/PC 1/12 TU DS |  |  |  | 85 |  |  | 50000 |  |  | 212 | [32 empty] | No | [10 empty] | 50-60 Hz | [11 empty] | < 20% | < 0.4 | [8 empty] | E27 | Tungsram | 80 | 4000 | 4000 | 6300 | 45 |  | Available
93119606 | LED HID 45W/830/E27/PC 1/12 TU DS | image | datasheet | deeplink | [6 empty] | E |  |  |  |  | 6 steps |  |  |  |  | < 500 ms | 45 | 100-240V | Direct Shipment | [5 empty] | 5994100081371 | 15994100081378 |  | -25 | 50 |  |  | 1/12 |  |  | 132 | 0.9 | [5 empty] | 0.82 |  |  | 15000 | [5 empty] | LED HID 45W/830/E27/PC 1/12 TU DS |  |  |  | 85 |  |  | 50000 |  |  | 212 | [32 empty] | No | [10 empty] | 50-60 Hz | [11 empty] | < 20% | < 0.4 | [8 empty] | E27 | Tungsram | 80 | 3000 | 3000 | 5940 | 45 |  | Available
93119635 | LED HID 45W/865/E27/PC 1/12 TU | image | datasheet | deeplink | [6 empty] | E |  |  |  |  | 6 steps |  |  |  |  | < 500 ms | 45 | 100-240V | Standard | [5 empty] | 5994100081111 | 15994100081118 |  | -25 | 50 |  |  | 1/12 |  |  | 143 | 0.9 | [5 empty] | 0.82 |  |  | 15000 | [5 empty] | LED HID 45W/865/E27/PC 1/12 TU | 93119608 - LED HID 45W/865/E27/PC 1/12 TU DS |  |  | 85 |  |  | 50000 |  |  | 212 | [32 empty] | No | [10 empty] | 50-60 Hz | [11 empty] | < 20% | < 0.4 | [8 empty] | E27 | Tungsram | 80 | 6500 | 6500 | 6435 | 45 |  | Available
93119634 | LED HID 45W/840/E27/PC 1/12 TU | image | datasheet | deeplink | [6 empty] | E |  |  |  |  | 6 steps |  |  |  |  | < 500 ms | 45 | 100-240V | Standard | [5 empty] | 5994100081104 | 15994100081101 |  | -25 | 50 |  |  | 1/12 |  |  | 140 | 0.9 | [5 empty] | 0.82 |  |  | 15000 | [5 empty] | LED HID 45W/840/E27/PC 1/12 TU | 93119607 - LED HID 45W/840/E27/PC 1/12 TU DS |  |  | 85 |  |  | 50000 |  |  | 212 | [32 empty] | No | [10 empty] | 50-60 Hz | [11 empty] | < 20% | < 0.4 | [8 empty] | E27 | Tungsram | 80 | 4000 | 4000 | 6300 | 45 |  | Available
93119605 | LED HID 36W/865/E27/PC 1/12 TU DS | image | datasheet | deeplink | [6 empty] | E |  |  |  |  | 6 steps |  |  |  |  | < 500 ms | 36 | 100-240V | Direct Shipment | [5 empty] | 5994100081364 | 15994100081361 |  | -25 | 50 |  |  | 1/12 |  |  | 143 | 0.9 | [5 empty] | 0.69 |  |  | 15000 | [5 empty] | LED HID 36W/865/E27/PC 1/12 TU DS |  |  |  | 85 |  |  | 50000 |  |  | 183 | [32 empty] | No | [10 empty] | 50-60 Hz | [11 empty] | < 20% | < 0.4 | [8 empty] | E27 | Tungsram | 80 | 6500 | 6500 | 5148 | 36 |  | Available
93119604 | LED HID 36W/840/E27/PC 1/12 TU DS | image | datasheet | deeplink | [6 empty] | E |  |  |  |  | 6 steps |  |  |  |  | < 500 ms | 36 | 100-240V | Direct Shipment | [5 empty] | 5994100081357 | 15994100081354 |  | -25 | 50 |  |  | 1/12 |  |  | 140 | 0.9 | [5 empty] | 0.69 |  |  | 15000 | [5 empty] | LED HID 36W/840/E27/PC 1/12 TU DS |  |  |  | 85 |  |  | 50000 |  |  | 183 | [32 empty] | No | [10 empty] | 50-60 Hz | [11 empty] | < 20% | < 0.4 | [8 empty] | E27 | Tungsram | 80 | 4000 | 4000 | 5040 | 36 |  | Available
93119603 | LED HID 36W/830/E27/PC 1/12 TU DS | image | datasheet | deeplink | [6 empty] | E |  |  |  |  | 6 steps |  |  |  |  | < 500 ms | 36 | 100-240V | Direct Shipment | [5 empty] | 5994100081340 | 15994100081347 |  | -25 | 50 |  |  | 1/12 |  |  | 132 | 0.9 | [5 empty] | 0.69 |  |  | 15000 | [5 empty] | LED HID 36W/830/E27/PC 1/12 TU DS |  |  |  | 85 |  |  | 50000 |  |  | 183 | [32 empty] | No | [10 empty] | 50-60 Hz | [11 empty] | < 20% | < 0.4 | [8 empty] | E27 | Tungsram | 80 | 3000 | 3000 | 4752 | 36 |  | Available
93119632 | LED HID 36W/865/E27/PC 1/12 TU | image | datasheet | deeplink | [6 empty] | E |  |  |  |  | 6 steps |  |  |  |  | < 500 ms | 36 | 100-240V | Standard | [5 empty] | 5994100081081 | 15994100081088 |  | -25 | 50 |  |  | 1/12 |  |  | 143 | 0.9 | [5 empty] | 0.69 |  |  | 15000 | [5 empty] | LED HID 36W/865/E27/PC 1/12 TU | 93119605 - LED HID 36W/865/E27/PC 1/12 TU DS |  |  | 85 |  |  | 50000 |  |  | 183 | [32 empty] | No | [10 empty] | 50-60 Hz | [11 empty] | < 20% | < 0.4 | [8 empty] | E27 | Tungsram | 80 | 6500 | 6500 | 5148 | 36 |  | Available
93119631 | LED HID 36W/840/E27/PC 1/12 TU | image | datasheet | deeplink | [6 empty] | E |  |  |  |  | 6 steps |  |  |  |  | < 500 ms | 36 | 100-240V | Standard | [5 empty] | 5994100081074 | 15994100081071 |  | -25 | 50 |  |  | 1/12 |  |  | 140 | 0.9 | [5 empty] | 0.69 |  |  | 15000 | [5 empty] | LED HID 36W/840/E27/PC 1/12 TU | 93119604 - LED HID 36W/840/E27/PC 1/12 TU DS |  |  | 85 |  |  | 50000 |  |  | 183 | [32 empty] | No | [10 empty] | 50-60 Hz | [11 empty] | < 20% | < 0.4 | [8 empty] | E27 | Tungsram | 80 | 4000 | 4000 | 5040 | 36 |  | Available
93119602 | LED HID 27W/865/E27/PC 1/24 TU DS | image | datasheet | deeplink | [6 empty] | E |  |  |  |  | 6 steps |  |  |  |  | < 500 ms | 27 | 100-240V | Direct Shipment | [5 empty] | 5994100081333 | 15994100081330 |  | -25 | 50 |  |  | 1/24 |  |  | 140 | 0.9 | [5 empty] | 0.32 |  |  | 15000 | [5 empty] | LED HID 27W/865/E27/PC 1/24 TU DS |  |  |  | 61 |  |  | 50000 |  |  | 167 | [32 empty] | No | [10 empty] | 50-60 Hz | [11 empty] | < 20% | < 0.4 | [8 empty] | E27 | Tungsram | 80 | 6500 | 6500 | 3780 | 27 |  | Available
93119601 | LED HID 27W/840/E27/PC 1/24 TU DS | image | datasheet | deeplink | [6 empty] | E |  |  |  |  | 6 steps |  |  |  |  | < 500 ms | 27 | 100-240V | Direct Shipment | [5 empty] | 5994100081326 | 15994100081323 |  | -25 | 50 |  |  | 1/24 |  |  | 138 | 0.9 | [5 empty] | 0.32 |  |  | 15000 | [5 empty] | LED HID 27W/840/E27/PC 1/24 TU DS |  |  |  | 61 |  |  | 50000 |  |  | 167 | [32 empty] | No | [10 empty] | 50-60 Hz | [11 empty] | < 20% | < 0.4 | [8 empty] | E27 | Tungsram | 80 | 4000 | 4000 | 3726 | 27 |  | Available
93119600 | LED HID 27W/830/E27/PC 1/24 TU DS | image | datasheet | deeplink | [6 empty] | E |  |  |  |  | 6 steps |  |  |  |  | < 500 ms | 27 | 100-240V | Direct Shipment | [5 empty] | 5994100081319 | 15994100081316 |  | -25 | 50 |  |  | 1/24 |  |  | 132 | 0.9 | [5 empty] | 0.32 |  |  | 15000 | [5 empty] | LED HID 27W/830/E27/PC 1/24 TU DS |  |  |  | 61 |  |  | 50000 |  |  | 167 | [32 empty] | No | [10 empty] | 50-60 Hz | [11 empty] | < 20% | < 0.4 | [8 empty] | E27 | Tungsram | 80 | 3000 | 3000 | 3564 | 27 |  | Available
93119629 | LED HID 27W/865/E27/PC 1/24 TU | image | datasheet | deeplink | [6 empty] | E |  |  |  |  | 6 steps |  |  |  |  | < 500 ms | 27 | 100-240V | Standard | [5 empty] | 5994100081050 | 15994100081057 |  | -25 | 50 |  |  | 1/24 |  |  | 140 | 0.9 | [5 empty] | 0.32 |  |  | 15000 | [5 empty] | LED HID 27W/865/E27/PC 1/24 TU | 93119602 - LED HID 27W/865/E27/PC 1/24 TU DS |  |  | 61 |  |  | 50000 |  |  | 167 | [32 empty] | No | [10 empty] | 50-60 Hz | [11 empty] | < 20% | < 0.4 | [8 empty] | E27 | Tungsram | 80 | 6500 | 6500 | 3780 | 27 |  | Available
93119628 | LED HID 27W/840/E27/PC 1/24 TU | image | datasheet | deeplink | [6 empty] | E |  |  |  |  | 6 steps |  |  |  |  | < 500 ms | 27 | 100-240V | Standard | [5 empty] | 5994100081043 | 15994100081040 |  | -25 | 50 |  |  | 1/24 |  |  | 138 | 0.9 | [5 empty] | 0.32 |  |  | 15000 | [5 empty] | LED HID 27W/840/E27/PC 1/24 TU | 93119601 - LED HID 27W/840/E27/PC 1/24 TU DS |  |  | 61 |  |  | 50000 |  |  | 167 | [32 empty] | No | [10 empty] | 50-60 Hz | [11 empty] | < 20% | < 0.4 | [8 empty] | E27 | Tungsram | 80 | 4000 | 4000 | 3726 | 27 |  | Available
93119599 | LED HID 22W/865/E27/PC 1/24 TU DS | image | datasheet | deeplink | [6 empty] | E |  |  |  |  | 6 steps |  |  |  |  | < 500 ms | 22 | 100-240V | Direct Shipment | [5 empty] | 5994100081302 | 15994100081309 |  | -25 | 50 |  |  | 1/24 |  |  | 140 | 0.9 | [5 empty] | 0.3 |  |  | 15000 | [5 empty] | LED HID 22W/865/E27/PC 1/24 TU DS |  |  |  | 61 |  |  | 50000 |  |  | 154 | [32 empty] | No | [10 empty] | 50-60 Hz | [11 empty] | < 20% | < 0.4 | [8 empty] | E27 | Tungsram | 80 | 6500 | 6500 | 3080 | 22 |  | Available
93119598 | LED HID 22W/840/E27/PC 1/24 TU DS | image | datasheet | deeplink | [6 empty] | E |  |  |  |  | 6 steps |  |  |  |  | < 500 ms | 22 | 100-240V | Direct Shipment | [5 empty] | 5994100081296 | 15994100081293 |  | -25 | 50 |  |  | 1/24 |  |  | 138 | 0.9 | [5 empty] | 0.3 |  |  | 15000 | [5 empty] | LED HID 22W/840/E27/PC 1/24 TU DS |  |  |  | 61 |  |  | 50000 |  |  | 154 | [32 empty] | No | [10 empty] | 50-60 Hz | [11 empty] | < 20% | < 0.4 | [8 empty] | E27 | Tungsram | 80 | 4000 | 4000 | 3036 | 22 |  | Available
93119597 | LED HID 22W/830/E27/PC 1/24 TU DS | image | datasheet | deeplink | [6 empty] | E |  |  |  |  | 6 steps |  |  |  |  | < 500 ms | 22 | 100-240V | Direct Shipment | [5 empty] | 5994100081289 | 15994100081286 |  | -25 | 50 |  |  | 1/24 |  |  | 132 | 0.9 | [5 empty] | 0.3 |  |  | 15000 | [5 empty] | LED HID 22W/830/E27/PC 1/24 TU DS |  |  |  | 61 |  |  | 50000 |  |  | 154 | [32 empty] | No | [10 empty] | 50-60 Hz | [11 empty] | < 20% | < 0.4 | [8 empty] | E27 | Tungsram | 80 | 3000 | 3000 | 2904 | 22 |  | Available
93119626 | LED HID 22W/865/E27/PC 1/24 TU | image | datasheet | deeplink | [6 empty] | E |  |  |  |  | 6 steps |  |  |  |  | < 500 ms | 22 | 100-240V | Standard | [5 empty] | 5994100081029 | 15994100081026 |  | -25 | 50 |  |  | 1/24 |  |  | 140 | 0.9 | [5 empty] | 0.3 |  |  | 15000 | [5 empty] | LED HID 22W/865/E27/PC 1/24 TU | 93119599 - LED HID 22W/865/E27/PC 1/24 TU DS |  |  | 61 |  |  | 50000 |  |  | 154 | [32 empty] | No | [10 empty] | 50-60 Hz | [11 empty] | < 20% | < 0.4 | [8 empty] | E27 | Tungsram | 80 | 6500 | 6500 | 3080 | 22 |  | Available
93119625 | LED HID 22W/840/E27/PC 1/24 TU | image | datasheet | deeplink | [6 empty] | E |  |  |  |  | 6 steps |  |  |  |  | < 500 ms | 22 | 100-240V | Standard | [5 empty] | 5994100081012 | 15994100081019 |  | -25 | 50 |  |  | 1/24 |  |  | 138 | 0.9 | [5 empty] | 0.3 |  |  | 15000 | [5 empty] | LED HID 22W/840/E27/PC 1/24 TU | 93119598 - LED HID 22W/840/E27/PC 1/24 TU DS |  |  | 61 |  |  | 50000 |  |  | 154 | [32 empty] | No | [10 empty] | 50-60 Hz | [11 empty] | < 20% | < 0.4 | [8 empty] | E27 | Tungsram | 80 | 4000 | 4000 | 3036 | 22 |  | Available
93119645 | LED HID 120W/830/E40/PC 1/4 TU | image | datasheet | deeplink | [6 empty] | E |  |  |  |  | 6 steps |  |  |  |  | < 500 ms | 120 | 100-240V | Standard | [5 empty] | 5994100081210 | 15994100081217 |  | -25 | 50 |  |  | 1/4 |  |  | 132 | 0.9 | [5 empty] | 1.68 |  |  | 15000 | [5 empty] | LED HID 120W/830/E40/PC 1/4 TU | 93119618 - LED HID 120W/830/E40/PC 1/4 TU DS |  |  | 120 |  |  | 50000 |  |  | 265 | [32 empty] | No | [10 empty] | 50-60 Hz | [11 empty] | < 20% | < 0.4 | [8 empty] | E40 | Tungsram | 80 | 3000 | 3000 | 15840 | 120 |  | Available
93119642 | LED HID 100W/830/E40/PC 1/4 TU | image | datasheet | deeplink | [6 empty] | E |  |  |  |  | 6 steps |  |  |  |  | < 500 ms | 100 | 100-240V | Standard | [5 empty] | 5994100081180 | 15994100081187 |  | -25 | 50 |  |  | 1/4 |  |  | 132 | 0.9 | [5 empty] | 1.57 |  |  | 15000 | [5 empty] | LED HID 100W/830/E40/PC 1/4 TU | 93119615 - LED HID 100W/830/E40/PC 1/4 TU DS |  |  | 120 |  |  | 50000 |  |  | 250 | [32 empty] | No | [10 empty] | 50-60 Hz | [11 empty] | < 20% | < 0.4 | [8 empty] | E40 | Tungsram | 80 | 3000 | 3000 | 13200 | 100 |  | Available
93119639 | LED HID 80W/830/E40/PC 1/4 TU | image | datasheet | deeplink | [6 empty] | E |  |  |  |  | 6 steps |  |  |  |  | < 500 ms | 80 | 100-240V | Standard | [5 empty] | 5994100081159 | 15994100081156 |  | -25 | 50 |  |  | 1/4 |  |  | 132 | 0.9 | [5 empty] | 1.45 |  |  | 15000 | [5 empty] | LED HID 80W/830/E40/PC 1/4 TU | 93119612 - LED HID 80W/830/E40/PC 1/4 TU DS |  |  | 120 |  |  | 50000 |  |  | 225 | [32 empty] | No | [10 empty] | 50-60 Hz | [11 empty] | < 20% | < 0.4 | [8 empty] | E40 | Tungsram | 80 | 3000 | 3000 | 10560 | 80 |  | Available
93119636 | LED HID 54W/830/E27/PC 1/12 TU | image | datasheet | deeplink | [6 empty] | E |  |  |  |  | 6 steps |  |  |  |  | < 500 ms | 54 | 100-240V | Standard | [5 empty] | 5994100081128 | 15994100081125 |  | -25 | 50 |  |  | 1/12 |  |  | 132 | 0.9 | [5 empty] | 0.86 |  |  | 15000 | [5 empty] | LED HID 54W/830/E27/PC 1/12 TU | 93119609 - LED HID 54W/830/E27/PC 1/12 TU DS |  |  | 85 |  |  | 50000 |  |  | 217 | [32 empty] | No | [10 empty] | 50-60 Hz | [11 empty] | < 20% | < 0.4 | [8 empty] | E27 | Tungsram | 80 | 3000 | 3000 | 7128 | 54 |  | Available
93119633 | LED HID 45W/830/E27/PC 1/12 TU | image | datasheet | deeplink | [6 empty] | E |  |  |  |  | 6 steps |  |  |  |  | < 500 ms | 45 | 100-240V | Standard | [5 empty] | 5994100081098 | 15994100081095 |  | -25 | 50 |  |  | 1/12 |  |  | 132 | 0.9 | [5 empty] | 0.82 |  |  | 15000 | [5 empty] | LED HID 45W/830/E27/PC 1/12 TU | 93119606 - LED HID 45W/830/E27/PC 1/12 TU DS |  |  | 85 |  |  | 50000 |  |  | 212 | [32 empty] | No | [10 empty] | 50-60 Hz | [11 empty] | < 20% | < 0.4 | [8 empty] | E27 | Tungsram | 80 | 3000 | 3000 | 5940 | 45 |  | Available
93119630 | LED HID 36W/830/E27/PC 1/12 TU | image | datasheet | deeplink | [6 empty] | E |  |  |  |  | 6 steps |  |  |  |  | < 500 ms | 36 | 100-240V | Standard | [5 empty] | 5994100081067 | 15994100081064 |  | -25 | 50 |  |  | 1/12 |  |  | 132 | 0.9 | [5 empty] | 0.69 |  |  | 15000 | [5 empty] | LED HID 36W/830/E27/PC 1/12 TU | 93119603 - LED HID 36W/830/E27/PC 1/12 TU DS |  |  | 85 |  |  | 50000 |  |  | 183 | [32 empty] | No | [10 empty] | 50-60 Hz | [11 empty] | < 20% | < 0.4 | [8 empty] | E27 | Tungsram | 80 | 3000 | 3000 | 4752 | 36 |  | Available
93119627 | LED HID 27W/830/E27/PC 1/24 TU | image | datasheet | deeplink | [6 empty] | E |  |  |  |  | 6 steps |  |  |  |  | < 500 ms | 27 | 100-240V | Standard | [5 empty] | 5994100081036 | 15994100081033 |  | -25 | 50 |  |  | 1/24 |  |  | 132 | 0.9 | [5 empty] | 0.32 |  |  | 15000 | [5 empty] | LED HID 27W/830/E27/PC 1/24 TU | 93119600 - LED HID 27W/830/E27/PC 1/24 TU DS |  |  | 61 |  |  | 50000 |  |  | 167 | [32 empty] | No | [10 empty] | 50-60 Hz | [11 empty] | < 20% | < 0.4 | [8 empty] | E27 | Tungsram | 80 | 3000 | 3000 | 3564 | 27 |  | Available
93119624 | LED HID 22W/830/E27/PC 1/24 TU | image | datasheet | deeplink | [6 empty] | E |  |  |  |  | 6 steps |  |  |  |  | < 500 ms | 22 | 100-240V | Standard | [5 empty] | 5994100080800 | 15994100080807 |  | -25 | 50 |  |  | 1/24 |  |  | 132 | 0.9 | [5 empty] | 0.3 |  |  | 15000 | [5 empty] | LED HID 22W/830/E27/PC 1/24 TU | 93119597 - LED HID 22W/830/E27/PC 1/24 TU DS |  |  | 61 |  |  | 50000 |  |  | 154 | [32 empty] | No | [10 empty] | 50-60 Hz | [11 empty] | < 20% | < 0.4 | [8 empty] | E27 | Tungsram | 80 | 3000 | 3000 | 2904 | 22 |  | Available
93119535 | LED HID 18W/840/E27/PC 1/24 TU DS | image | datasheet | deeplink | [6 empty] | E |  |  |  |  | 6 steps |  |  |  |  | < 500 ms | 18 | 100-240V | Direct Shipment | [5 empty] | 5994100081265 | 15994100081262 |  | -25 | 50 |  |  | 1/24 |  |  | 138 | 0.9 | [5 empty] | 0.29 |  |  | 15000 | [5 empty] | LED HID 18W/840/E27/PC 1/24 TU DS |  |  |  | 61 |  |  | 50000 |  |  | 147 | [32 empty] | No | [10 empty] | 50-60 Hz | [11 empty] | < 20% | < 0.4 | [8 empty] | E27 | Tungsram | 80 | 4000 | 4000 | 2484 | 18 |  | Available
93119596 | LED HID 18W/865/E27/PC 1/24 TU DS | image | datasheet | deeplink | [6 empty] | E |  |  |  |  | 6 steps |  |  |  |  | < 500 ms | 18 | 100-240V | Direct Shipment | [5 empty] | 5994100081272 | 15994100081279 |  | -25 | 50 |  |  | 1/24 |  |  | 140 | 0.9 | [5 empty] | 0.29 |  |  | 15000 | [5 empty] | LED HID 18W/865/E27/PC 1/24 TU DS |  |  |  | 61 |  |  | 50000 |  |  | 147 | [32 empty] | No | [10 empty] | 50-60 Hz | [11 empty] | < 20% | < 0.4 | [8 empty] | E27 | Tungsram | 80 | 6500 | 6500 | 2520 | 18 |  | Available
93119534 | LED HID 18W/830/E27/PC 1/24 TU DS | image | datasheet | deeplink | [6 empty] | E |  |  |  |  | 6 steps |  |  |  |  | < 500 ms | 18 | 100-240V | Direct Shipment | [5 empty] | 5994100081258 | 15994100081255 |  | -25 | 50 |  |  | 1/24 |  |  | 132 | 0.9 | [5 empty] | 0.29 |  |  | 15000 | [5 empty] | LED HID 18W/830/E27/PC 1/24 TU DS |  |  |  | 61 |  |  | 50000 |  |  | 147 | [32 empty] | No | [10 empty] | 50-60 Hz | [11 empty] | < 20% | < 0.4 | [8 empty] | E27 | Tungsram | 80 | 3000 | 3000 | 2376 | 18 |  | Available
93119623 | LED HID 18W/865/E27/PC 1/24 TU | image | datasheet | deeplink | [6 empty] | E |  |  |  |  | 6 steps |  |  |  |  | < 500 ms | 18 | 100-240V | Standard | [5 empty] | 5994100080794 | 15994100080791 |  | -25 | 50 |  |  | 1/24 |  |  | 140 | 0.9 | [5 empty] | 0.29 |  |  | 15000 | [5 empty] | LED HID 18W/865/E27/PC 1/24 TU | 93119596 - LED HID 18W/865/E27/PC 1/24 TU DS |  |  | 61 |  |  | 50000 |  |  | 147 | [32 empty] | No | [10 empty] | 50-60 Hz | [11 empty] | < 20% | < 0.4 | [8 empty] | E27 | Tungsram | 80 | 6500 | 6500 | 2520 | 18 |  | Available
93119622 | LED HID 18W/840/E27/PC 1/24 TU | image | datasheet | deeplink | [6 empty] | E |  |  |  |  | 6 steps |  |  |  |  | < 500 ms | 18 | 100-240V | Standard | [5 empty] | 5994100080787 | 15994100080784 |  | -25 | 50 |  |  | 1/24 |  |  | 138 | 0.9 | [5 empty] | 0.29 |  |  | 15000 | [5 empty] | LED HID 18W/840/E27/PC 1/24 TU | 93119535 - LED HID 18W/840/E27/PC 1/24 TU DS |  |  | 61 |  |  | 50000 |  |  | 147 | [32 empty] | No | [10 empty] | 50-60 Hz | [11 empty] | < 20% | < 0.4 | [8 empty] | E27 | Tungsram | 80 | 4000 | 4000 | 2484 | 18 |  | Available
93119621 | LED HID 18W/830/E27/PC 1/24 TU | image | datasheet | deeplink | [6 empty] | E |  |  |  |  | 6 steps |  |  |  |  | < 500 ms | 18 | 100-240V | Standard | [5 empty] | 5994100080770 | 15994100080777 |  | -25 | 50 |  |  | 1/24 |  |  | 132 | 0.9 | [5 empty] | 0.29 |  |  | 15000 | [5 empty] | LED HID 18W/830/E27/PC 1/24 TU | 93119534 - LED HID 18W/830/E27/PC 1/24 TU DS |  |  | 61 |  |  | 50000 |  |  | 147 | [32 empty] | No | [10 empty] | 50-60 Hz | [11 empty] | < 20% | < 0.4 | [8 empty] | E27 | Tungsram | 80 | 3000 | 3000 | 2376 | 18 |  | Available
93119419 | LED Fil Dim A66 13W 927 B22 FR TU DS | image | datasheet | deeplink |  | 320° |  |  |  | Yes | E | [9 empty] | <0.5 | 13 | 220-240V | Direct shipment | [5 empty] | 5994100079545 | 15994100079702 |  | -20 | 40 |  |  | 10 |  |  | 117 | 0.7 | [5 empty] | 47 |  |  | 30000 | [8 empty] | frosted | 66 |  |  | 20000 |  |  | 120 |  |  |  | <0.5 | [19 empty] | Yes | [41 empty] | B22 | Tungsram | 90 | 2700 | 2700 | 1521 | 13 |  | Available
93119418 | LED Fil Dim A66 13W 927 E27 FR TU DS | image | datasheet | deeplink |  | 320° |  |  |  | Yes | E | [9 empty] | <0.5 | 13 | 220-240V | Direct shipment | [5 empty] | 5994100079538 | 15994100079696 |  | -20 | 40 |  |  | 10 |  |  | 117 | 0.7 | [5 empty] | 37 |  |  | 30000 | [8 empty] | frosted | 66 |  |  | 20000 |  |  | 103 |  |  |  | <0.5 | [19 empty] | Yes | [41 empty] | E27 | Tungsram | 90 | 2700 | 2700 | 1521 | 13 |  | Available
93119417 | LED Fil Dim A60 13W 927 B22 CL TU DS | image | datasheet | deeplink |  | 320° |  |  |  | Yes | E | [9 empty] | <0.5 | 13 | 220-240V | Direct shipment | [5 empty] | 5994100079521 | 15994100079689 |  | -20 | 40 |  |  | 10 |  |  | 117 | 0.7 | [5 empty] | 37 |  |  | 30000 | [8 empty] | clear | 60 |  |  | 20000 |  |  | 104 |  |  |  | <0.5 | [19 empty] | Yes | [41 empty] | B22 | Tungsram | 90 | 2700 | 2700 | 1521 | 13 |  | Available
93119416 | LED Fil Dim A60 13W 927 E27 CL TU DS | image | datasheet | deeplink |  | 320° |  |  |  | Yes | E | [9 empty] | <0.5 | 11 | 220-240V | Direct shipment | [5 empty] | 5994100079514 | 15994100079672 |  | -20 | 40 |  |  | 10 |  |  | 117 | 0.7 | [5 empty] | 37 |  |  | 30000 | [8 empty] | clear | 60 |  |  | 20000 |  |  | 103 |  |  |  | <0.5 | [19 empty] | Yes | [41 empty] | E27 | Tungsram | 90 | 2700 | 2700 | 1521 | 13 |  | Available
93119403 | LED Fil Dim A66 13W 927 B22 FR TU | image | datasheet | deeplink |  | 320° |  |  |  | Yes | E | [9 empty] | <0.5 | 13 | 220-240V | Standard | [5 empty] | 5994100079545 | 15994100079542 |  | -20 | 40 |  |  | 10 |  |  | 117 | 0.7 | [5 empty] | 47 |  |  | 30000 | [6 empty] | 93119419 - LED Fil Dim A66 13W 927 B22 FR TU DS |  | frosted | 66 |  |  | 20000 |  |  | 120 |  |  |  | <0.5 | [19 empty] | Yes | [41 empty] | B22 | Tungsram | 90 | 2700 | 2700 | 1521 | 13 |  | Available
93119402 | LED Fil Dim A66 13W 927 E27 FR TU | image | datasheet | deeplink |  | 320° |  |  |  | Yes | E | [9 empty] | <0.5 | 13 | 220-240V | Standard | [5 empty] | 5994100079538 | 15994100079535 |  | -20 | 40 |  |  | 10 |  |  | 117 | 0.7 | [5 empty] | 37 |  |  | 30000 | [6 empty] | 93119418 - LED Fil Dim A66 13W 927 E27 FR TU DS |  | frosted | 66 |  |  | 20000 |  |  | 103 |  |  |  | <0.5 | [19 empty] | Yes | [41 empty] | E27 | Tungsram | 90 | 2700 | 2700 | 1521 | 13 |  | Available
93119401 | LED Fil Dim A60 13W 927 B22 CL TU | image | datasheet | deeplink |  | 320° |  |  |  | Yes | E | [9 empty] | <0.5 | 13 | 220-240V | Standard | [5 empty] | 5994100079521 | 15994100079528 |  | -20 | 40 |  |  | 10 |  |  | 117 | 0.7 | [5 empty] | 37 |  |  | 30000 | [6 empty] | 93119417 - LED Fil Dim A60 13W 927 B22 CL TU DS |  | clear | 60 |  |  | 20000 |  |  | 104 |  |  |  | <0.5 | [19 empty] | Yes | [41 empty] | B22 | Tungsram | 90 | 2700 | 2700 | 1521 | 13 |  | Available
93119400 | LED Fil Dim A60 13W 927 E27 CL TU | image | datasheet | deeplink |  | 320° |  |  |  | Yes | E | [9 empty] | <0.5 | 11 | 220-240V | Standard | [5 empty] | 5994100079514 | 15994100079511 |  | -20 | 40 |  |  | 10 |  |  | 117 | 0.7 | [5 empty] | 37 |  |  | 30000 | [6 empty] | 93119416 - LED Fil Dim A60 13W 927 E27 CL TU DS |  | clear | 60 |  |  | 20000 |  |  | 103 |  |  |  | <0.5 | [19 empty] | Yes | [41 empty] | E27 | Tungsram | 90 | 2700 | 2700 | 1521 | 13 |  | Available
93119399 | LED Fil Dim A60 10.5W 927 B22 FR TU | image | datasheet | deeplink |  | 320° |  |  |  | Yes | F | [9 empty] | <0.5 | 11 | 220-240V | Standard | [5 empty] | 5994100079507 | 15994100079504 |  | -20 | 40 |  |  | 10 |  |  | 100 | 0.7 | [5 empty] | 37 |  |  | 30000 | [6 empty] | 93119415 - LED Fil Dim A60 10.5W 927 B22 FR TU DS |  | frosted | 60 |  |  | 20000 |  |  | 104 |  |  |  | <0.5 | [19 empty] | Yes | [41 empty] | B22 | Tungsram | 90 | 2700 | 2700 | 1055 | 10.5 |  | Available
93119398 | LED Fil Dim A60 10.5W 927 E27 FR TU | image | datasheet | deeplink |  | 320° |  |  |  | Yes | F | [9 empty] | <0.5 | 11 | 220-240V | Standard | [5 empty] | 5994100079491 | 15994100079498 |  | -20 | 40 |  |  | 10 |  |  | 100 | 0.7 | [5 empty] | 37 |  |  | 30000 | [6 empty] | 93119414 - LED Fil Dim A60 10.5W 927 E27 FR TU DS |  | frosted | 60 |  |  | 20000 |  |  | 103 |  |  |  | <0.5 | [19 empty] | Yes | [41 empty] | E27 | Tungsram | 90 | 2700 | 2700 | 1055 | 10.5 |  | Available
93119397 | LED Fil Dim A60 10.5W 927 B22 CL TU | image | datasheet | deeplink |  | 320° |  |  |  | Yes | F | [9 empty] | <0.5 | 11 | 220-240V | Standard | [5 empty] | 5994100079484 | 15994100079481 |  | -20 | 40 |  |  | 10 |  |  | 100 | 0.7 | [5 empty] | 37 |  |  | 30000 | [6 empty] | 93119413 - LED Fil Dim A60 10.5W 927 B22 CL TU DS |  | clear | 60 |  |  | 20000 |  |  | 104 |  |  |  | <0.5 | [19 empty] | Yes | [41 empty] | B22 | Tungsram | 90 | 2700 | 2700 | 1055 | 10.5 |  | Available
93119396 | LED Fil Dim A60 10.5W 927 E27 CL TU | image | datasheet | deeplink |  | 320° |  |  |  | Yes | F | [9 empty] | <0.5 | 8 | 220-240V | Standard | [5 empty] | 5994100079477 | 15994100079474 |  | -20 | 40 |  |  | 10 |  |  | 100 | 0.7 | [5 empty] | 33 |  |  | 30000 | [6 empty] | 93119412 - LED Fil Dim A60 10.5W 927 E27 CL TU DS |  | clear | 60 |  |  | 20000 |  |  | 103 |  |  |  | <0.5 | [19 empty] | Yes | [41 empty] | E27 | Tungsram | 90 | 2700 | 2700 | 1055 | 10.5 |  | Available
93119415 | LED Fil Dim A60 10.5W 927 B22 FR TU DS | image | datasheet | deeplink |  | 320° |  |  |  | Yes | F | [9 empty] | <0.5 | 11 | 220-240V | Direct shipment | [5 empty] | 5994100079507 | 15994100079665 |  | -20 | 40 |  |  | 10 |  |  | 100 | 0.7 | [5 empty] | 37 |  |  | 30000 | [8 empty] | frosted | 60 |  |  | 20000 |  |  | 104 |  |  |  | <0.5 | [19 empty] | Yes | [41 empty] | B22 | Tungsram | 90 | 2700 | 2700 | 1055 | 10.5 |  | Available
93119414 | LED Fil Dim A60 10.5W 927 E27 FR TU DS | image | datasheet | deeplink |  | 320° |  |  |  | Yes | F | [9 empty] | <0.5 | 11 | 220-240V | Direct shipment | [5 empty] | 5994100079491 | 15994100079658 |  | -20 | 40 |  |  | 10 |  |  | 100 | 0.7 | [5 empty] | 37 |  |  | 30000 | [8 empty] | frosted | 60 |  |  | 20000 |  |  | 103 |  |  |  | <0.5 | [19 empty] | Yes | [41 empty] | E27 | Tungsram | 90 | 2700 | 2700 | 1055 | 10.5 |  | Available
93119413 | LED Fil Dim A60 10.5W 927 B22 CL TU DS | image | datasheet | deeplink |  | 320° |  |  |  | Yes | F | [9 empty] | <0.5 | 11 | 220-240V | Direct shipment | [5 empty] | 5994100079484 | 15994100079641 |  | -20 | 40 |  |  | 10 |  |  | 100 | 0.7 | [5 empty] | 37 |  |  | 30000 | [8 empty] | clear | 60 |  |  | 20000 |  |  | 104 |  |  |  | <0.5 | [19 empty] | Yes | [41 empty] | B22 | Tungsram | 90 | 2700 | 2700 | 1055 | 10.5 |  | Available
93119412 | LED Fil Dim A60 10.5W 927 E27 CL TU DS | image | datasheet | deeplink |  | 320° |  |  |  | Yes | F | [9 empty] | <0.5 | 8 | 220-240V | Direct shipment | [5 empty] | 5994100079477 | 15994100079634 |  | -20 | 40 |  |  | 10 |  |  | 100 | 0.7 | [5 empty] | 33 |  |  | 30000 | [8 empty] | clear | 60 |  |  | 20000 |  |  | 103 |  |  |  | <0.5 | [19 empty] | Yes | [41 empty] | E27 | Tungsram | 90 | 2700 | 2700 | 1055 | 10.5 |  | Available
93119411 | LED Fil Dim A60 8W 927 B22 FR TU DS | image | datasheet | deeplink |  | 320° |  |  |  | Yes | F | [9 empty] | <0.5 | 8 | 220-240V | Direct shipment | [5 empty] | 5994100079460 | 15994100079627 |  | -20 | 40 |  |  | 10 |  |  | 101 | 0.7 | [5 empty] | 33 |  |  | 30000 | [8 empty] | frosted | 60 |  |  | 20000 |  |  | 104 |  |  |  | <0.5 | [19 empty] | Yes | [41 empty] | B22 | Tungsram | 90 | 2700 | 2700 | 810 | 8 |  | Available
93119410 | LED Fil Dim A60 8W 927 E27 FR TU DS | image | datasheet | deeplink |  | 320° |  |  |  | Yes | F | [9 empty] | <0.5 | 8 | 220-240V | Direct shipment | [5 empty] | 5994100079453 | 15994100079610 |  | -20 | 40 |  |  | 10 |  |  | 101 | 0.7 | [5 empty] | 33 |  |  | 30000 | [8 empty] | frosted | 60 |  |  | 20000 |  |  | 103 |  |  |  | <0.5 | [19 empty] | Yes | [41 empty] | E27 | Tungsram | 90 | 2700 | 2700 | 810 | 8 |  | Available
93119409 | LED Fil Dim A60 8W 927 B22 CL TU DS | image | datasheet | deeplink |  | 320° |  |  |  | Yes | F | [9 empty] | <0.5 | 8 | 220-240V | Direct shipment | [5 empty] | 5994100079446 | 15994100079603 |  | -20 | 40 |  |  | 10 |  |  | 101 | 0.7 | [5 empty] | 33 |  |  | 30000 | [8 empty] | clear | 60 |  |  | 20000 |  |  | 104 |  |  |  | <0.5 | [19 empty] | Yes | [41 empty] | B22 | Tungsram | 90 | 2700 | 2700 | 810 | 8 |  | Available
93119408 | LED Fil Dim A60 8W 927 E27 CL TU DS | image | datasheet | deeplink |  | 320° |  |  |  | Yes | F | [9 empty] | <0.5 | 5 | 220-240V | Direct shipment | [5 empty] | 5994100079439 | 15994100079597 |  | -20 | 40 |  |  | 10 |  |  | 101 | 0.7 | [5 empty] | 29 |  |  | 30000 | [8 empty] | clear | 60 |  |  | 20000 |  |  | 103 |  |  |  | <0.5 | [19 empty] | Yes | [41 empty] | E27 | Tungsram | 90 | 2700 | 2700 | 810 | 8 |  | Available
93119385 | LED Fil Dim A60 8W 927 B22 FR TU | image | datasheet | deeplink |  | 320° |  |  |  | Yes | F | [9 empty] | <0.5 | 8 | 220-240V | Standard | [5 empty] | 5994100079460 | 15994100079467 |  | -20 | 40 |  |  | 10 |  |  | 101 | 0.7 | [5 empty] | 33 |  |  | 30000 | [6 empty] | 93119411 - LED Fil Dim A60 8W 927 B22 FR TU DS |  | frosted | 60 |  |  | 20000 |  |  | 104 |  |  |  | <0.5 | [19 empty] | Yes | [41 empty] | B22 | Tungsram | 90 | 2700 | 2700 | 810 | 8 |  | Available
93119384 | LED Fil Dim A60 8W 927 E27 FR TU | image | datasheet | deeplink |  | 320° |  |  |  | Yes | F | [9 empty] | <0.5 | 8 | 220-240V | Standard | [5 empty] | 5994100079453 | 15994100079450 |  | -20 | 40 |  |  | 10 |  |  | 101 | 0.7 | [5 empty] | 33 |  |  | 30000 | [6 empty] | 93119410 - LED Fil Dim A60 8W 927 E27 FR TU DS |  | frosted | 60 |  |  | 20000 |  |  | 103 |  |  |  | <0.5 | [19 empty] | Yes | [41 empty] | E27 | Tungsram | 90 | 2700 | 2700 | 810 | 8 |  | Available
93119383 | LED Fil Dim A60 8W 927 B22 CL TU | image | datasheet | deeplink |  | 320° |  |  |  | Yes | F | [9 empty] | <0.5 | 8 | 220-240V | Standard | [5 empty] | 5994100079446 | 15994100079443 |  | -20 | 40 |  |  | 10 |  |  | 101 | 0.7 | [5 empty] | 33 |  |  | 30000 | [6 empty] | 93119409 - LED Fil Dim A60 8W 927 B22 CL TU DS |  | clear | 60 |  |  | 20000 |  |  | 104 |  |  |  | <0.5 | [19 empty] | Yes | [41 empty] | B22 | Tungsram | 90 | 2700 | 2700 | 810 | 8 |  | Available
93119382 | LED Fil Dim A60 8W 927 E27 CL TU | image | datasheet | deeplink |  | 320° |  |  |  | Yes | F | [9 empty] | <0.5 | 5 | 220-240V | Standard | [5 empty] | 5994100079439 | 15994100079436 |  | -20 | 40 |  |  | 10 |  |  | 101 | 0.7 | [5 empty] | 29 |  |  | 30000 | [6 empty] | 93119408 - LED Fil Dim A60 8W 927 E27 CL TU DS |  | clear | 60 |  |  | 20000 |  |  | 103 |  |  |  | <0.5 | [19 empty] | Yes | [41 empty] | E27 | Tungsram | 90 | 2700 | 2700 | 810 | 8 |  | Available
93119407 | LED Fil Dim A60 4.9W 927 B22 FR TU DS | image | datasheet | deeplink |  | 320° |  |  |  | Yes | F | [9 empty] | <0.5 | 5 | 220-240V | Direct shipment | [5 empty] | 5994100079422 | 15994100079580 |  | -20 | 40 |  |  | 10 |  |  | 96 | 0.7 | [5 empty] | 29 |  |  | 30000 | [8 empty] | frosted | 60 |  |  | 20000 |  |  | 104 |  |  |  | <0.5 | [19 empty] | Yes | [41 empty] | B22 | Tungsram | 90 | 2700 | 2700 | 470 | 4.9 |  | Available
93119406 | LED Fil Dim A60 4.9W 927 E27 FR TU DS | image | datasheet | deeplink |  | 320° |  |  |  | Yes | F | [9 empty] | <0.5 | 5 | 220-240V | Direct shipment | [5 empty] | 5994100079415 | 15994100079573 |  | -20 | 40 |  |  | 10 |  |  | 96 | 0.7 | [5 empty] | 29 |  |  | 30000 | [8 empty] | frosted | 60 |  |  | 20000 |  |  | 103 |  |  |  | <0.5 | [19 empty] | Yes | [41 empty] | E27 | Tungsram | 90 | 2700 | 2700 | 470 | 4.9 |  | Available
93119405 | LED Fil Dim A60 4.9W 927 B22 CL TU DS | image | datasheet | deeplink |  | 320° |  |  |  | Yes | F | [9 empty] | <0.5 | 5 | 220-240V | Direct shipment | [5 empty] | 5994100079408 | 15994100079566 |  | -20 | 40 |  |  | 10 |  |  | 96 | 0.7 | [5 empty] | 29 |  |  | 30000 | [8 empty] | clear | 60 |  |  | 20000 |  |  | 104 |  |  |  | <0.5 | [19 empty] | Yes | [41 empty] | B22 | Tungsram | 90 | 2700 | 2700 | 470 | 4.9 |  | Available
93119404 | LED Fil Dim A60 4.9W 927 E27 CL TU DS | image | datasheet | deeplink |  | 320° |  |  |  | Yes | F | [9 empty] | <0.5 | 13 | 220-240V | Direct shipment | [5 empty] | 5994100079392 | 15994100079559 |  | -20 | 40 |  |  | 10 |  |  | 96 | 0.7 | [5 empty] | 47 |  |  | 30000 | [8 empty] | clear | 60 |  |  | 20000 |  |  | 119 |  |  |  | <0.5 | [19 empty] | Yes | [41 empty] | E27 | Tungsram | 90 | 2700 | 2700 | 470 | 4.9 |  | Available
93119381 | LED Fil Dim A60 4.9W 927 B22 FR TU | image | datasheet | deeplink |  | 320° |  |  |  | Yes | F | [9 empty] | <0.5 | 5 | 220-240V | Standard | [5 empty] | 5994100079422 | 15994100079429 |  | -20 | 40 |  |  | 10 |  |  | 96 | 0.7 | [5 empty] | 29 |  |  | 30000 | [6 empty] | 93119407 - LED Fil Dim A60 4.9W 927 B22 FR TU DS |  | frosted | 60 |  |  | 20000 |  |  | 104 |  |  |  | <0.5 | [19 empty] | Yes | [41 empty] | B22 | Tungsram | 90 | 2700 | 2700 | 470 | 4.9 |  | Available
93119380 | LED Fil Dim A60 4.9W 927 E27 FR TU | image | datasheet | deeplink |  | 320° |  |  |  | Yes | F | [9 empty] | <0.5 | 5 | 220-240V | Standard | [5 empty] | 5994100079415 | 15994100079412 |  | -20 | 40 |  |  | 10 |  |  | 96 | 0.7 | [5 empty] | 29 |  |  | 30000 | [6 empty] | 93119406 - LED Fil Dim A60 4.9W 927 E27 FR TU DS |  | frosted | 60 |  |  | 20000 |  |  | 103 |  |  |  | <0.5 | [19 empty] | Yes | [41 empty] | E27 | Tungsram | 90 | 2700 | 2700 | 470 | 4.9 |  | Available
93119379 | LED Fil Dim A60 4.9W 927 B22 CL TU | image | datasheet | deeplink |  | 320° |  |  |  | Yes | F | [9 empty] | <0.5 | 5 | 220-240V | Standard | [5 empty] | 5994100079408 | 15994100079405 |  | -20 | 40 |  |  | 10 |  |  | 96 | 0.7 | [5 empty] | 29 |  |  | 30000 | [6 empty] | 93119405 - LED Fil Dim A60 4.9W 927 B22 CL TU DS |  | clear | 60 |  |  | 20000 |  |  | 104 |  |  |  | <0.5 | [19 empty] | Yes | [41 empty] | B22 | Tungsram | 90 | 2700 | 2700 | 470 | 4.9 |  | Available
93119378 | LED Fil Dim A60 4.9W 927 E27 CL TU | image | datasheet | deeplink |  | 10° |  |  |  | Yes | F | [9 empty] | <0.5 | 6 | 220-240V | Standard | [5 empty] | 5994100079392 | 15994100079399 |  | -20 | 40 |  |  | 10 |  |  | 96 | 0.8 | [5 empty] | 59 |  |  | 30000 | [6 empty] | 93119404 - LED Fil Dim A60 4.9W 927 E27 CL TU DS |  | clear | 60 |  |  | 20000 |  |  | 58 |  |  |  | <0.5 | [19 empty] | Yes | [41 empty] | E27 | Tungsram | 90 | 2700 | 2700 | 470 | 4.9 |  | Available
93118647 | LED Spot GU10 5.2W(50)Dim 840 10° DS | image | datasheet | deeplink |  | 10° |  |  |  | Yes | G | [9 empty] | <0.5 | 6 | 220-240V | Direct shipment | [5 empty] | 5994100073024 | 15994100073045 |  | -20 | 40 |  |  | 10 |  |  | 66 | 0.8 | [5 empty] | 59 |  |  | 30000 | [8 empty] | Glass | 51 |  |  | 25000 |  |  | 58 |  |  |  | <0.5 | [19 empty] | Yes | [41 empty] | GU10 | Tungsram | 80 | 4000 | 4000 | 345 | 5.2 |  | Available
93118646 | LED Spot GU10 5.2W(50)Dim 827 10° DS | image | datasheet | deeplink |  | 10° |  |  |  | Yes | G | [9 empty] | <0.5 | 6 | 220-240V | Direct shipment | [5 empty] | 5994100073017 | 15994100073038 |  | -20 | 40 |  |  | 10 |  |  | 66 | 0.8 | [5 empty] | 59 |  |  | 30000 | [8 empty] | Glass | 51 |  |  | 25000 |  |  | 58 |  |  |  | <0.5 | [19 empty] | Yes | [41 empty] | GU10 | Tungsram | 80 | 2700 | 2700 | 345 | 5.2 |  | Available
93118645 | LED Spot GU10 5.2W(50)Dim 840 10° | image | datasheet | deeplink |  | 10° |  |  |  | Yes | G | [9 empty] | <0.5 | 6 | 220-240V | Standard | [5 empty] | 5994100073024 | 15994100073021 |  | -20 | 40 |  |  | 10 |  |  | 66 | 0.8 | [5 empty] | 59 |  |  | 30000 | [6 empty] | 93118647 - LED Spot GU10 5.2W(50)Dim 840 10° DS |  | Glass | 51 |  |  | 25000 |  |  | 58 |  |  |  | <0.5 | [19 empty] | Yes | [41 empty] | GU10 | Tungsram | 80 | 4000 | 4000 | 345 | 5.2 |  | Available
93118644 | LED Spot GU10 5.2W(50)Dim 827 10° | image | datasheet | deeplink |  | 10° |  |  |  | Yes | G | [9 empty] | <0.5 | 18.15 | 220-240V | Standard | [5 empty] | 5994100073017 | 15994100073014 |  | -20 | 40 |  |  | 10 |  |  | 81 | 0.9 | [5 empty] | 655 |  |  | 15000 | [6 empty] | 93118646 - LED Spot GU10 5.2W(50)Dim 827 10° DS |  | Glass | 51 |  |  | 25000 |  |  | 110 |  |  |  | <0.5 | [19 empty] | Yes | [41 empty] | GU10 | Tungsram | 80 | 2700 | 2700 | 345 | 5.2 |  | Available
93119197 | LED PAR56 12V AC 16.5W 865 IP68 90° DS | image | datasheet | deeplink |  | 90° |  |  |  | No | F | [9 empty] | <0.5 | 18.15 | 12V | Direct shipment | [6 empty] | 15994100078309 |  | -20 | 40 |  |  | 12 |  |  | 86 | 0.9 | [5 empty] | 655 |  |  | 15000 | [8 empty] | Glass | 178 |  |  | 25000 |  |  | 110 |  |  |  | <0.5 | [19 empty] | Yes | [41 empty] | Screw Terminal | Tungsram | 80 | 6500 | 6500 | 1420 | 16.5 |  | Available
93119196 | LED PAR56 12V AC 16.5W 830 IP68 90° DS | image | datasheet | deeplink |  | 90° |  |  |  | No | F | [9 empty] | <0.5 | 18.15 | 12V | Direct shipment | [5 empty] | 5994100099994 | 15994100078293 |  | -20 | 40 |  |  | 12 |  |  | 81 | 0.9 | [5 empty] | 655 |  |  | 15000 | [8 empty] | Glass | 178 |  |  | 25000 |  |  | 110 |  |  |  | <0.5 | [19 empty] | Yes | [41 empty] | Screw Terminal | Tungsram | 80 | 3000 | 3000 | 1340 | 16.5 |  | Available
93119175 | LED PAR56 12V AC 16.5W 865 IP68 90° | image | datasheet | deeplink |  | 90° |  |  |  | No | F | [9 empty] | <0.5 | 18.15 | 12V | Standard | [6 empty] | 15994100078286 |  | -20 | 40 |  |  | 12 |  |  | 86 | 0.9 | [5 empty] | 655 |  |  | 15000 | [6 empty] | 93119197 - LED PAR56 12V AC 17W 865 IP68 90° DS |  | Glass | 178 |  |  | 25000 |  |  | 110 |  |  |  | <0.5 | [19 empty] | Yes | [41 empty] | Screw Terminal | Tungsram | 80 | 6500 | 6500 | 1420 | 16.5 |  | Available
93119174 | LED PAR56 12V AC 16.5W 830 IP68 90° | image | datasheet | deeplink |  | 90° |  |  |  | No | F | [9 empty] | <0.5 | 18.15 | 12V | Standard | [6 empty] | 15994100078279 |  | -20 | 40 |  |  | 12 |  |  | 81 | 0.9 | [5 empty] | 655 |  |  | 15000 | [6 empty] | 93119196 - LED PAR56 12V AC 17W 830 IP68 90° DS |  | Glass | 178 |  |  | 25000 |  |  | 110 |  |  |  | <0.5 | [19 empty] | Yes | [41 empty] | Screw Terminal | Tungsram | 80 | 3000 | 3000 | 1340 | 16.5 |  | Available
93104615 | LU750W/PSL/T/E40 TU | image | datasheet | deeplink | Yes |  |  | 0.52 |  | only with specific dimmers |  |  | 7.3 | [5 empty] | 734.2 | 109200 | <10 |  | 115 | Standard | [5 empty] | 5994100019114 | 15994100019111 | [5 empty] | 12 |  |  | 148.7 |  |  |  | 0.42 | 171 | 291 | 170 |  |  |  |  | <180 | [5 empty] | Tubular | Clear |  | 52 | SLEEVE |  | 206 | 288 EUR. 348 UK |  |  |  | 0.978 | [5 empty] | <300 |  | OUTER BOX |  |  | 288 | 348 |  |  | 0.93 |  |  | 864 |  | 227x170x350mm | Yes | U - Universal | [10 empty] | 1044 | 115 | 21.1 | [7 empty] | Exempt | [19 empty] | E40 | Tungsram | 22 | 2100 | 2100 | 109200 | 750 | 115 | Available
93104709 | LU600/HO/T/E40 GL TU | image | datasheet | deeplink | Yes |  |  | 0.53 |  | only with specific dimmers |  |  | 6.2 | [5 empty] | 592.1 | 84500 | <10 |  | 105 | Standard | [5 empty] | 5994100019756 | 15994100019753 | [5 empty] | 12 |  |  | 142.7 |  |  |  | 0.43 | 170 | 292 | 172 |  |  |  |  | <180 | [5 empty] | Tubular | Clear |  | 48 | SLEEVE |  | 210 | 288 EUR. 372 UK |  | 0.99 |  | 0.996 | [5 empty] | <300 |  | OUTER BOX |  |  | 288 | 372 |  | 0.975 | 0.982 |  |  | 864 |  | 215x162x349mm | Yes | U - Universal |  |  |  | 0.955 | 0.97 | [5 empty] | 1116 | 117.9 | 19.8 |  | 0.88 |  | 0.91 |  |  |  | Exempt | 0.88 |  |  |  |  | 0.815 |  |  | 0.78 | [7 empty] | 0.84 | 0.74 |  | E40 | Tungsram | 25 | 2000 | 2000 | 84500 | 600 | 105 | Available
93104710 | LU400/HO/T/E40 GL TU | image | datasheet | deeplink | Yes |  |  | 0.52 |  | only with specific dimmers | E |  | 4.5 | [5 empty] | 400 | 54000 | <10 | 400 | 100 | Standard | [5 empty] | 5994100019763 | 15994100019760 | [5 empty] | 12 |  |  | 135 |  |  |  | 0.42 | 175 | 277 | 155 |  |  |  |  | <150 | [5 empty] | Tubular | Clear |  | 48 | SLEEVE |  | 210 | 288 EUR. 372 UK |  | 0.99 |  | 0.996 | [5 empty] | <300 | ECODESIGN Scope 2019/2020 EU | OUTER BOX |  |  | 288 | 372 |  | 0.975 | 0.982 |  |  | 864 |  | 215x162x349mm | Yes | U - Universal |  |  |  | 0.955 | 0.97 | [5 empty] | 1116 | 85.3 | 15.8 |  | 0.88 |  | 0.91 |  |  |  | Exempt | 0.88 |  |  |  |  | 0.815 |  |  | 0.78 | [7 empty] | 0.84 | 0.74 |  | E40 | Tungsram | 25 | 2000 | 2000 | 54000 | 400 | 100 | Available
93104720 | LU70/90/HO/T/E27 TU MIC DS | image | datasheet | deeplink | Yes |  |  | 0.53 |  | No | G |  | 0.98 | [5 empty] | 73 | 6600 | <10 | 73 | 90 | Direct Shipment | [5 empty] | 5994100019862 | 15994100019869 | [5 empty] | 25 |  |  | 90.4 |  |  |  | 0.42 | 102 | 156 | 75 |  |  |  |  | <240 | [5 empty] | Tubular | Clear |  | 39 | SLEEVE |  | 80 | 375 EUR. 500 UK |  | 0.93 |  | 1 | [5 empty] | <300 | ECODESIGN Scope 2019/2020 EU | OUTER BOX |  |  | 375 | 500 |  | 0.89 | 0.993 |  |  | 1875 |  | 211x210x192mm | Yes | U - Universal |  |  |  | 0.86 | 0.979 | [5 empty] | 2500 | 35 | 8 |  | 0.83 |  | 0.9 |  |  |  | Exempt | 0.83 |  |  |  |  | 0.8 |  |  | 0.79 | [7 empty] | 0.819 | 0.723 |  | E27 | Tungsram | 21 | 2000 | 2000 | 6600 | 70 | 90 | Available
93104717 | LU250/HO/T/E40 TU MIC DS | image | datasheet | deeplink | Yes |  |  | 0.53 |  | No | E |  | 3 | [5 empty] | 265 | 33100 | <10 | 265 | 100 | Direct Shipment | [5 empty] | 5994100019831 | 15994100019838 | [5 empty] | 12 |  |  | 124.9 |  |  |  | 0.42 | 158 | 260 | 149 |  |  |  |  | <300 | [5 empty] | Tubular | Clear |  | 48 | SLEEVE |  | 190 | 288 EUR. 372 UK |  | 0.965 |  | 0.999 | [5 empty] | <300 | ECODESIGN Scope 2019/2020 EU | OUTER BOX |  |  | 288 | 372 |  | 0.95 | 0.997 |  |  | 864 |  | 204x154x333mm | Yes | U - Universal |  |  |  | 0.945 | 0.995 | [5 empty] | 744 | 64 | 20 |  | 0.915 |  | 0.966 |  |  |  | Exempt | 0.915 |  |  |  |  | 0.9 |  |  | 0.88 | [7 empty] | 0.903 | 0.8 |  | E40 | Tungsram | 21 | 2000 | 2000 | 33100 | 250 | 100 | Available
93104719 | LU100/100/HO/T/E40 TU MIC DS | image | datasheet | deeplink | Yes |  |  | 0.53 |  | No | F |  | 1.2 | [5 empty] | 100 | 10500 | <10 | 100 | 100 | Direct Shipment | [5 empty] | 5994100019855 | 15994100019852 | [5 empty] | 12 |  |  | 105 |  |  |  | 0.42 | 132 | 211 | 120 |  |  |  |  | <240 | [5 empty] | Tubular | Clear |  | 48 | SLEEVE |  | 169 | 288 EUR. 384 UK |  | 0.965 |  | 0.999 | [5 empty] | <300 | ECODESIGN Scope 2019/2020 EU | OUTER BOX |  |  | 288 | 384 |  | 0.95 | 0.997 |  |  | 864 |  | 207x154x268mm | Yes | U - Universal |  |  |  | 0.945 | 0.995 | [5 empty] | 1152 | 42 | 8 |  | 0.915 |  | 0.966 |  |  |  | Exempt | 0.915 |  |  |  |  | 0.9 |  |  | 0.88 | [7 empty] | 0.903 | 0.8 |  | E40 | Tungsram | 21 | 2000 | 2000 | 10500 | 100 | 100 | Available
93104721 | LU400/HO/T/E40 TU MIC DS | image | datasheet | deeplink | Yes |  |  | 0.53 |  | No | E |  | 4.6 | [5 empty] | 404 | 56200 | <10 | 404 | 100 | Direct Shipment | [5 empty] | 5994100019879 | 15994100019876 | [5 empty] | 12 |  |  | 139.1 |  |  |  | 0.42 | 175 | 283 | 176 |  |  |  |  | <180 | [5 empty] | Tubular | Clear |  | 48 | SLEEVE |  | 210 | 288 EUR. 372 UK |  | 0.965 |  | 0.999 | [5 empty] | <300 | ECODESIGN Scope 2019/2020 EU | OUTER BOX |  |  | 288 | 372 |  | 0.95 | 0.997 |  |  | 864 |  | 215x162x349mm | Yes | U - Universal |  |  |  | 0.945 | 0.995 | [5 empty] | 744 | 81 | 25 |  | 0.915 |  | 0.966 |  |  |  | Exempt | 0.915 |  |  |  |  | 0.9 |  |  | 0.88 | [7 empty] | 0.903 | 0.8 |  | E40 | Tungsram | 21 | 2000 | 2000 | 56200 | 400 | 100 | Available
93104718 | LU150/100/HO/T/E40 TU MIC DS | image | datasheet | deeplink | Yes |  |  | 0.53 |  | No | F |  | 1.8 | [5 empty] | 157 | 17600 | <5 | 157 | 100 | Direct Shipment | [5 empty] | 5994100019848 | 15994100019845 | [5 empty] | 12 |  |  | 112.1 |  |  |  | 0.42 | 132 | 211 | 139 |  |  |  |  | <240 | [5 empty] | Tubular | Clear |  | 48 | SLEEVE |  | 1520 | 288 EUR. 372 UK |  | 0.965 |  | 0.999 | [5 empty] | <300 | ECODESIGN Scope 2019/2020 EU | OUTER BOX |  |  | 288 | 372 |  | 0.95 | 0.997 |  |  | 864 |  | 215x162x284mm | Yes | U - Universal |  |  |  | 0.945 | 0.995 | [5 empty] | 1116 | 47 | 20 |  | 0.915 |  | 0.966 |  |  |  | Exempt | 0.915 |  |  |  |  | 0.9 |  |  | 0.88 | [7 empty] | 0.903 | 0.8 |  | E40 | Tungsram | 21 | 2000 | 2000 | 17600 | 150 | 100 | Available
93118392 | RP 60170LED T10 6K STD TU BL1 MICN | image | datasheet | deeplink | [18 empty] | 12 |  |  | 0.5 |  | 35 | 10 | 5994100072539 | 25994100072533 | [14 empty] | 26 | [7 empty] | 6000 | 13.1 | LED W5W |  |  |  | 11 |  | Single Blister | [23 empty] | 60170 |  |  | 124x104x69 (mm) | [10 empty] | LED | [8 empty] | 1.5 | [22 empty] | W2.1x9.5d | Tungsram | [5 empty] | 12 | Available
93118049 | 63020 LedInspection 500lm B1 CE TU MICN | image | datasheet | deeplink | [18 empty] | 3.7 |  |  | 3 |  | 500/250/100 | 10 | 5994100069713 | 25994100069717 | [14 empty] | 447 | [7 empty] | 5700 | 450 | inspection light 500 Lumens | [5 empty] | Carton Single box | [23 empty] | 63020 |  |  | 502x380x135 (mm) | [10 empty] | inspection light | [8 empty] | 260 | [23 empty] | Tungsram | [5 empty] | 3.7 | Available
93118393 | RP 60140LED T10 4K STD TU BL1 MICN | image | datasheet | deeplink | [18 empty] | 12 |  |  | 0.5 |  | 35 | 10 | 5994100072546 | 25994100072540 | [14 empty] | 26 | [7 empty] | 4000 | 13.1 | LED W5W |  |  |  | 11 |  | Single Blister | [23 empty] | 60140 |  |  | 124x104x69 (mm) | [10 empty] | LED | [8 empty] | 1.5 | [22 empty] | W2.1x9.5d | Tungsram | [5 empty] | 12 | Available
93118820 | UVC T5 40W G5 | image | datasheet | deeplink | [5 empty] | Not | [7 empty] | 110 |  |  |  |  | 153-187V | [6 empty] | 5994100074724 | 15994100074721 |  |  | 50 |  |  | 20 | [9 empty] | 225 | [11 empty] | Clear | 15 |  |  | 8000 |  |  | 1217 | [23 empty] | Yes | [41 empty] | G5 | Tungsram |  |  |  |  | 40 |  | Available
93118819 | UVC T5 30W G5 | image | datasheet | deeplink | [5 empty] | Not | [7 empty] | 107 |  |  |  |  | 127-147V | [6 empty] | 5994100074717 | 15994100074714 |  |  | 50 |  |  | 50 | [9 empty] | 175 | [11 empty] | Clear | 15 |  |  | 8000 |  |  | 912 | [23 empty] | Yes | [41 empty] | G5 | Tungsram |  |  |  |  | 30 |  | Available
93118818 | UVC T5 20W G5 | image | datasheet | deeplink | [5 empty] | Not | [7 empty] | 75 |  |  |  |  | 68-84V | [6 empty] | 5994100074700 | 15994100074707 |  |  | 50 |  |  | 50 | [9 empty] | 148 | [11 empty] | Clear | 15 |  |  | 8000 |  |  | 607 | [23 empty] | Yes | [41 empty] | G5 | Tungsram |  |  |  |  | 20 |  | Available
93118817 | UVC T5 15W G5 | image | datasheet | deeplink | [5 empty] | Not | [7 empty] | 44 |  |  |  |  | 59-71V | [6 empty] | 5994100074694 | 15994100074691 |  |  | 50 |  |  | 50 | [9 empty] | 91.3 | [11 empty] | Clear | 15 |  |  | 8000 |  |  | 454 | [23 empty] | Yes | [41 empty] | G5 | Tungsram |  |  |  |  | 15 |  | Available
93118816 | UVC T5 10W G5 | image | datasheet | deeplink | [5 empty] | Not | [7 empty] | 28 |  |  |  |  | 55-70V | [6 empty] | 5994100074687 | 15994100074684 |  |  | 50 |  |  | 50 | [9 empty] | 76.9 | [11 empty] | Clear | 15 |  |  | 8000 |  |  | 349 | [23 empty] | Yes | [41 empty] | G5 | Tungsram |  |  |  |  | 10 |  | Available
93118815 | UVC T5 8W G5 | image | datasheet | deeplink | [5 empty] | Not | [7 empty] | 22 |  |  |  |  | 48-64V | [6 empty] | 5994100074670 | 15994100074677 |  |  | 50 |  |  | 50 | [9 empty] | 68.8 | [11 empty] | Clear | 15 |  |  | 8000 |  |  | 305 | [23 empty] | Yes | [41 empty] | G5 | Tungsram |  |  |  |  | 8 |  | Available
93118814 | UVC T5 6W G5 | image | datasheet | deeplink | [5 empty] | Not | [7 empty] | 18 |  |  |  |  | 36-48V | [6 empty] | 5994100074663 | 15994100074660 |  |  | 50 |  |  | 50 | [9 empty] | 52 | [11 empty] | Clear | 15 |  |  | 8000 |  |  | 229 | [23 empty] | Yes | [41 empty] | G5 | Tungsram |  |  |  |  | 6 |  | Available
93118813 | UVC T5 4W G5 | image | datasheet | deeplink | [5 empty] | Not | [7 empty] | 11 |  |  |  |  | 24-34V | [6 empty] | 5994100074656 | 15994100074653 |  |  | 50 |  |  | 50 | [9 empty] | 42 | [11 empty] | Clear | 15 |  |  | 8000 |  |  | 153 | [23 empty] | Yes | [41 empty] | G5 | Tungsram |  |  |  |  | 4 |  | Available
93118812 | UVC T8 55W G13 | image | datasheet | deeplink | [5 empty] | Not | [7 empty] | 160 |  |  |  |  | 105-125V | [6 empty] | 5994100074649 | 15994100074646 |  |  | 50 |  |  | 30 | [9 empty] | 210 | [11 empty] | Clear | 25 |  |  | 8000 |  |  | 912 | [23 empty] | Yes | [41 empty] | G13 | Tungsram |  |  |  |  | 55 |  | Available
93118811 | UVC T8 40W G13 | image | datasheet | deeplink | [5 empty] | Not | [7 empty] | 117 |  |  |  |  | 99-113V | [6 empty] | 5994100074632 | 15994100074639 |  |  | 50 |  |  | 30 | [9 empty] | 280 | [11 empty] | Clear | 25 |  |  | 8000 |  |  | 1217 | [23 empty] | Yes | [41 empty] | G13 | Tungsram |  |  |  |  | 40 |  | Available
93118810 | UVC T8 36W G13 | image | datasheet | deeplink | [5 empty] | Not | [7 empty] | 115 |  |  |  |  | 93-113V | [6 empty] | 5994100074625 | 15994100074622 |  |  | 50 |  |  | 30 | [9 empty] | 280 | [11 empty] | Clear | 25 |  |  | 8000 |  |  | 1217 | [23 empty] | Yes | [41 empty] | G13 | Tungsram |  |  |  |  | 36 |  | Available
93118809 | UVC T8 30W G13 | image | datasheet | deeplink | [5 empty] | Not | [7 empty] | 107 |  |  |  |  | 86-110V | [6 empty] | 5994100074618 | 15994100074615 |  |  | 50 |  |  | 30 | [9 empty] | 210 | [11 empty] | Clear | 25 |  |  | 8000 |  |  | 912 | [23 empty] | Yes | [41 empty] | G13 | Tungsram |  |  |  |  | 30 |  | Available
93118808 | UVC T8 25W G13 | image | datasheet | deeplink | [5 empty] | Not | [7 empty] | 75 |  |  |  |  | 40-62V | [6 empty] | 5994100074601 | 15994100074608 |  |  | 50 |  |  | 30 | [9 empty] | 110 | [11 empty] | Clear | 25 |  |  | 8000 |  |  | 455 | [23 empty] | Yes | [41 empty] | G13 | Tungsram |  |  |  |  | 25 |  | Available
93118807 | UVC T8 15W G13 | image | datasheet | deeplink | [5 empty] | Not | [7 empty] | 44 |  |  |  |  | 46-64V | [6 empty] | 5994100074595 | 15994100074592 |  |  | 50 |  |  | 30 | [9 empty] | 110 | [11 empty] | Clear | 25 |  |  | 8000 |  |  | 455 | [23 empty] | Yes | [41 empty] | G13 | Tungsram |  |  |  |  | 15 |  | Available
93118806 | UVC 90W 4P 2G11 | image | datasheet | deeplink | [5 empty] | Not | [7 empty] | 300 |  |  | <10 |  | 100-120V | [6 empty] | 5994100074588 | 15994100074585 |  |  | 50 |  |  | 50 | [9 empty] | 128 | [11 empty] | Clear | 17 |  |  | 8000 |  |  | 533 |  |  |  | 20 | [19 empty] | Yes | [41 empty] | 2G11 | Tungsram |  |  |  |  | 90 |  | Available
93118805 | UVC 55W 4P 2G11 | image | datasheet | deeplink | [5 empty] | Not | [7 empty] | 170 |  |  | <10 |  | 110-130V | [6 empty] | 5994100074571 | 15994100074578 |  |  | 50 |  |  | 50 | [9 empty] | 128 | [11 empty] | Clear | 17 |  |  | 8000 |  |  | 533 |  |  |  | 20 | [19 empty] | Yes | [41 empty] | 2G11 | Tungsram |  |  |  |  | 55 |  | Available
93118804 | UVC 40W 4P 2G11 | image | datasheet | deeplink | [5 empty] | Not | [7 empty] | 155 |  |  | <10 |  | 130-150V | [6 empty] | 5994100074564 | 15994100074561 |  |  | 50 |  |  | 50 | [9 empty] | 128 | [11 empty] | Clear | 17 |  |  | 8000 |  |  | 533 |  |  |  | 20 | [19 empty] | Yes | [41 empty] | 2G11 | Tungsram |  |  |  |  | 40 |  | Available
93118451 | UVC 36W 4P 2G11 | image | datasheet | deeplink | [5 empty] | Not | [7 empty] | 147 |  |  | <10 |  | 98-118V | [6 empty] | 5994100071617 | 15994100071614 |  |  | 50 |  |  | 50 | [9 empty] | 105 | [11 empty] | Clear | 17 |  |  | 8000 |  |  | 411 |  |  |  | 20 | [19 empty] | Yes | [41 empty] | 2G11 | Tungsram |  |  |  |  | 36 |  | Available
93118803 | UVC 24W 4P 2G11 | image | datasheet | deeplink | [5 empty] | Not | [7 empty] | 94 |  |  | <10 |  | 77-97V | [6 empty] | 5994100074557 | 15994100074554 |  |  | 50 |  |  | 50 | [9 empty] | 82 | [11 empty] | Clear | 17 |  |  | 8000 |  |  | 317 |  |  |  | 20 | [19 empty] | Yes | [41 empty] | 2G11 | Tungsram |  |  |  |  | 24 |  | Available
93118450 | UVC 18W 4P 2G11 | image | datasheet | deeplink | [5 empty] | Not | [7 empty] | 57 |  |  | <10 |  | 52-64V | [6 empty] | 5994100070900 | 15994100070907 |  |  | 50 |  |  | 50 | [9 empty] | 71 | [11 empty] | Clear | 17 |  |  | 8000 |  |  | 217 |  |  |  | 20 | [19 empty] | Yes | [41 empty] | 2G11 | Tungsram |  |  |  |  | 18 |  | Available
93118877 | UVC 11W 4P 2G7 | image | datasheet | deeplink | [5 empty] | Not | [7 empty] | 38 |  |  | <10 |  | 81-99V | [6 empty] | 5994100074953 | 15994100074950 |  |  | 50 |  |  | 200 | [9 empty] | 38 | [11 empty] | Clear | 12 |  |  | 8000 |  |  | 222 |  |  |  | 20 | [19 empty] | Yes | [41 empty] | 2G7 | Tungsram |  |  |  |  | 11 |  | Available
93118802 | UVC 9W 4P 2G7 | image | datasheet | deeplink | [5 empty] | Not | [7 empty] | 23 |  |  | <10 |  | 54-66V | [6 empty] | 5994100074540 | 15994100074547 |  |  | 50 |  |  | 200 | [9 empty] | 29 | [11 empty] | Clear | 12 |  |  | 8000 |  |  | 152 |  |  |  | 20 | [19 empty] | Yes | [41 empty] | 2G7 | Tungsram |  |  |  |  | 9 |  | Available
93118801 | UVC 7W 4P 2G7 | image | datasheet | deeplink | [5 empty] | Not | [7 empty] | 16 |  |  | <10 |  | 42-52V | [6 empty] | 5994100074533 | 15994100074530 |  |  | 50 |  |  | 200 | [9 empty] | 24 | [11 empty] | Clear | 12 |  |  | 8000 |  |  | 122 |  |  |  | 20 | [19 empty] | Yes | [41 empty] | 2G7 | Tungsram |  |  |  |  | 7 |  | Available
93118800 | UVC 5W 4P 2G7 | image | datasheet | deeplink | [5 empty] | Not | [7 empty] | 14 |  |  | <10 |  | 30-40V | [6 empty] | 5994100074526 | 15994100074523 |  |  | 50 |  |  | 200 | [9 empty] | 18 | [11 empty] | Clear | 12 |  |  | 8000 |  |  | 92 |  |  |  | 20 | [19 empty] | Yes | [41 empty] | 2G7 | Tungsram |  |  |  |  | 5 |  | Available
93118799 | UVC 13W GX23 110V | image | datasheet | deeplink | [5 empty] | Not | [7 empty] | 40 |  |  | <10 |  | 48-62V | [6 empty] | 5994100074519 | 15994100074516 |  |  | 50 |  |  | 200 | [9 empty] | 33 | [11 empty] | Clear | 12 |  |  | 8000 |  |  | 186 |  |  |  | 20 | [19 empty] | Yes | [41 empty] | GX23 | Tungsram |  |  |  |  | 13 |  | Available
93118798 | UVC 11W G23 | image | datasheet | deeplink | [5 empty] | Not | [7 empty] | 38 |  |  | <10 |  | 81-99V | [6 empty] | 5994100074502 | 15994100074509 |  |  | 50 |  |  | 200 | [9 empty] | 40 | [11 empty] | Clear | 12 |  |  | 8000 |  |  | 237 |  |  |  | 20 | [19 empty] | Yes | [41 empty] | G23 | Tungsram |  |  |  |  | 11 |  | Available
93118797 | UVC 9W G23 | image | datasheet | deeplink | [5 empty] | Not | [7 empty] | 23 |  |  | <10 |  | 54-66V | [6 empty] | 5994100074496 | 15994100074493 |  |  | 50 |  |  | 200 | [9 empty] | 31 | [11 empty] | Clear | 12 |  |  | 8000 |  |  | 167 |  |  |  | 20 | [19 empty] | Yes | [41 empty] | G23 | Tungsram |  |  |  |  | 9 |  | Available
93118796 | UVC 7W G23 | image | datasheet | deeplink | [5 empty] | Not | [7 empty] | 16 |  |  | <10 |  | 42-52V | [6 empty] | 5994100074489 | 15994100074486 |  |  | 50 |  |  | 200 | [9 empty] | 26 | [11 empty] | Clear | 12 |  |  | 8000 |  |  | 137 |  |  |  | 20 | [19 empty] | Yes | [41 empty] | G23 | Tungsram |  |  |  |  | 7 |  | Available
93118785 | UVC 5W G23 | image | datasheet | deeplink | [5 empty] | Not | [7 empty] | 14 |  |  | <10 |  | 30-40V | [6 empty] | 5994100074472 | 01599410007447 |  |  | 50 |  |  | 200 | [9 empty] | 20 | [11 empty] | Clear | 12 |  |  | 8000 |  |  | 107 |  |  |  | 20 | [19 empty] | Yes | [41 empty] | G23 | Tungsram |  |  |  |  | 5 |  | Available
93118610 | LED Start GU10 3.5W(35) 827 35° TU | image | datasheet | deeplink |  | 35 |  |  |  | No | F | [6 empty] | 550 |  |  | <0.5 | 3.5 | 220-240 | Direct shipment | [5 empty] | 5994100072553 | 15994100072550 |  | -20°C | +40°C |  |  | 8 |  |  | 80 | >0.5 | [5 empty] | 28 |  |  | 50000 | [6 empty] | 93118698 - LED Start GU10 3.5W(35) 827 35° TU DS | PAR | Diffuse | 50 |  |  | 15000 |  |  | 53 |  |  |  | <1sec/instant |  | 280 | [17 empty] | Yes | [41 empty] | GU10 | Tungsram | 80 | 2700 | 2700 | 280 | 3.5 |  | Available
93118705 | LED Start GU10 5W(50) 865 35° TU DS | image | datasheet | deeplink |  | 35 |  |  |  | No | F | [6 empty] | 700 |  |  | <0.5 | 5 | 220-240 | Direct shipment | [5 empty] | 5994100100140 | 15994100073007 |  | -20°C | +40°C |  |  | 8 |  |  | 80 | >0.5 | [5 empty] | 29 |  |  | 50000 | [7 empty] | PAR | Diffuse | 50 |  |  | 15000 |  |  | 53 |  |  |  | <1sec/instant |  | 400 | [17 empty] | Yes | [41 empty] | GU10 | Tungsram | 80 | 3000 | 3000 | 400 | 5 |  | Available
93118704 | LED Start GU10 5W(50) 840 35° TU DS | image | datasheet | deeplink |  | 35 |  |  |  | No | F | [6 empty] | 700 |  |  | <0.5 | 5 | 220-240 | Direct shipment | [5 empty] | 5994100100133 | 15994100072994 |  | -20°C | +40°C |  |  | 8 |  |  | 80 | >0.5 | [5 empty] | 29 |  |  | 50000 | [7 empty] | PAR | Diffuse | 50 |  |  | 15000 |  |  | 53 |  |  |  | <1sec/instant |  | 400 | [17 empty] | Yes | [41 empty] | GU10 | Tungsram | 80 | 2700 | 2700 | 400 | 5 |  | Available
93118703 | LED Start GU10 5W(50) 830 35° TU DS | image | datasheet | deeplink |  | 35 |  |  |  | No | F | [6 empty] | 700 |  |  | <0.5 | 5 | 220-240 | Direct shipment | [5 empty] | 5994100100126 | 15994100072987 |  | -20°C | +40°C |  |  | 8 |  |  | 78 | >0.5 | [5 empty] | 29 |  |  | 50000 | [7 empty] | PAR | Diffuse | 50 |  |  | 15000 |  |  | 53 |  |  |  | <1sec/instant |  | 390 | [17 empty] | Yes | [41 empty] | GU10 | Tungsram | 80 | 3000 | 3000 | 390 | 5 |  | Available
93118702 | LED Start GU10 5W(50) 827 35° TU DS | image | datasheet | deeplink |  | 35 |  |  |  | No | F | [6 empty] | 700 |  |  | <0.5 | 5 | 220-240 | Direct shipment | [5 empty] | 5994100099956 | 15994100072970 |  | -20°C | +40°C |  |  | 8 |  |  | 76 | >0.5 | [5 empty] | 29 |  |  | 50000 | [7 empty] | PAR | Diffuse | 50 |  |  | 15000 |  |  | 53 |  |  |  | <1sec/instant |  | 380 | [17 empty] | Yes | [41 empty] | GU10 | Tungsram | 80 | 2700 | 2700 | 380 | 5 |  | Available
93118701 | LED Start GU10 3.5W(35) 865 35° TU DS | image | datasheet | deeplink |  | 35 |  |  |  | No | F | [6 empty] | 550 |  |  | <0.5 | 3.5 | 220-240 | Direct shipment | [5 empty] | 5994100072591 | 15994100072963 |  | -20°C | +40°C |  |  | 8 |  |  | 85.7143 | >0.5 | [5 empty] | 28 |  |  | 50000 | [7 empty] | PAR | Diffuse | 50 |  |  | 15000 |  |  | 53 |  |  |  | <1sec/instant |  | 300 | [17 empty] | Yes | [41 empty] | GU10 | Tungsram | 80 | 6500 | 6500 | 300 | 3.5 |  | Available
93118700 | LED Start GU10 3.5W(35) 840 35° TU DS | image | datasheet | deeplink |  | 35 |  |  |  | No | F | [6 empty] | 550 |  |  | <0.5 | 3.5 | 220-240 | Direct shipment | [5 empty] | 5994100072584 | 15994100072956 |  | -20°C | +40°C |  |  | 8 |  |  | 85.7143 | >0.5 | [5 empty] | 28 |  |  | 50000 | [7 empty] | PAR | Diffuse | 50 |  |  | 15000 |  |  | 53 |  |  |  | <1sec/instant |  | 300 | [17 empty] | Yes | [41 empty] | GU10 | Tungsram | 80 | 4000 | 4000 | 300 | 3.5 |  | Available
93118699 | LED Start GU10 3.5W(35) 830 35° TU DS | image | datasheet | deeplink |  | 35 |  |  |  | No | F | [6 empty] | 550 |  |  | <0.5 | 3.5 | 220-240 | Direct shipment | [5 empty] | 5994100072577 | 15994100072949 |  | -20°C | +40°C |  |  | 8 |  |  | 82.8571 | >0.5 | [5 empty] | 28 |  |  | 50000 | [7 empty] | PAR | Diffuse | 50 |  |  | 15000 |  |  | 53 |  |  |  | <1sec/instant |  | 290 | [17 empty] | Yes | [41 empty] | GU10 | Tungsram | 80 | 3000 | 3000 | 290 | 3.5 |  | Available
93118698 | LED Start GU10 3.5W(35) 827 35° TU DS | image | datasheet | deeplink |  | 35 |  |  |  | No | F | [6 empty] | 550 |  |  | <0.5 | 3.5 | 220-240 | Direct shipment | [5 empty] | 5994100072553 | 15994100072932 |  | -20°C | +40°C |  |  | 8 |  |  | 80 | >0.5 | [5 empty] | 28 |  |  | 50000 | [7 empty] | PAR | Diffuse | 50 |  |  | 15000 |  |  | 53 |  |  |  | <1sec/instant |  | 280 | [17 empty] | Yes | [41 empty] | GU10 | Tungsram | 80 | 2700 | 2700 | 280 | 3.5 |  | Available
93118697 | LED Start GU10 5W(50) 865 35° TU | image | datasheet | deeplink |  | 35 |  |  |  | No | F | [6 empty] | 700 |  |  | <0.5 | 5 | 220-240 | Standard | [5 empty] | 5994100072928 | 15994100072925 |  | -20°C | +40°C |  |  | 8 |  |  | 80 | >0.5 | [5 empty] | 29 |  |  | 50000 | [6 empty] | 93118705 - LED Start GU10 5W(50) 865 35° TU DS | PAR | Diffuse | 50 |  |  | 15000 |  |  | 53 |  |  |  | <1sec/instant |  | 400 | [17 empty] | Yes | [41 empty] | GU10 | Tungsram | 80 | 6500 | 6500 | 400 | 5 |  | Available
93118696 | LED Start GU10 5W(50) 840 35° TU | image | datasheet | deeplink |  | 35 |  |  |  | No | F | [6 empty] | 700 |  |  | <0.5 | 5 | 220-240 | Standard | [5 empty] | 5994100072911 | 15994100072918 |  | -20°C | +40°C |  |  | 8 |  |  | 80 | >0.5 | [5 empty] | 29 |  |  | 50000 | [6 empty] | 93118704 - LED Start GU10 5W(50) 840 35° TU DS | PAR | Diffuse | 50 |  |  | 15000 |  |  | 53 |  |  |  | <1sec/instant |  | 400 | [17 empty] | Yes | [41 empty] | GU10 | Tungsram | 80 | 4000 | 4000 | 400 | 5 |  | Available
93118615 | LED Start GU10 5W(50) 830 35° TU | image | datasheet | deeplink |  | 35 |  |  |  | No | F | [6 empty] | 700 |  |  | <0.5 | 5 | 220-240 | Standard | [5 empty] | 5994100072607 | 15994100072604 |  | -20°C | +40°C |  |  | 8 |  |  | 78 | >0.5 | [5 empty] | 29 |  |  | 50000 | [6 empty] | 93118703 - LED Start GU10 5W(50) 830 35° TU DS | PAR | Diffuse | 50 |  |  | 15000 |  |  | 53 |  |  |  | <1sec/instant |  | 390 | [17 empty] | Yes | [41 empty] | GU10 | Tungsram | 80 | 3000 | 3000 | 390 | 5 |  | Available
93118614 | LED Start GU10 3.5W(35) 865 35° TU | image | datasheet | deeplink |  | 35 |  |  |  | No | F | [6 empty] | 550 |  |  | <0.5 | 3.5 | 220-240 | Standard | [5 empty] | 5994100072591 | 15994100072598 |  | -20°C | +40°C |  |  | 8 |  |  | 85.7143 | >0.5 | [5 empty] | 28 |  |  | 50000 | [6 empty] | 93118702 - LED Start GU10 5W(50) 827 35° TU DS | PAR | Diffuse | 50 |  |  | 15000 |  |  | 53 |  |  |  | <1sec/instant |  | 300 | [17 empty] | Yes | [41 empty] | GU10 | Tungsram | 80 | 6500 | 6500 | 300 | 3.5 |  | Available
93118613 | LED Start GU10 3.5W(35) 840 35° TU | image | datasheet | deeplink |  | 35 |  |  |  | No | F | [6 empty] | 550 |  |  | <0.5 | 3.5 | 220-240 | Standard | [5 empty] | 5994100072584 | 15994100072581 |  | -20°C | +40°C |  |  | 8 |  |  | 85.7143 | >0.5 | [5 empty] | 28 |  |  | 50000 | [6 empty] | 93118701 - LED Start GU10 3.5W(35) 865 35° TU DS | PAR | Diffuse | 50 |  |  | 15000 |  |  | 53 |  |  |  | <1sec/instant |  | 300 | [17 empty] | Yes | [41 empty] | GU10 | Tungsram | 80 | 4000 | 4000 | 300 | 3.5 |  | Available
93118612 | LED Start GU10 3.5W(35) 830 35° TU | image | datasheet | deeplink |  | 35 |  |  |  | No | F | [6 empty] | 550 |  |  | <0.5 | 3.5 | 220-240 | Standard | [5 empty] | 5994100072577 | 15994100072574 |  | -20°C | +40°C |  |  | 8 |  |  | 82.8571 | >0.5 | [5 empty] | 28 |  |  | 50000 | [6 empty] | 93118700 - LED Start GU10 3.5W(35) 840 35° TU DS | PAR | Diffuse | 50 |  |  | 15000 |  |  | 53 |  |  |  | <1sec/instant |  | 290 | [17 empty] | Yes | [41 empty] | GU10 | Tungsram | 80 | 3000 | 3000 | 290 | 3.5 |  | Available
93118611 | LED Start GU10 5W(50) 827 35° TU | image | datasheet | deeplink |  | 35 |  |  |  | No | F | [6 empty] | 700 |  |  | <0.5 | 5 | 220-240 | Standard | [5 empty] | 5994100072560 | 15994100072567 |  | -20°C | +40°C |  |  | 8 |  |  | 76 | >0.5 | [5 empty] | 29 |  |  | 50000 | [6 empty] | 93118699 - LED Start GU10 3.5W(35) 830 35° TU DS | PAR | Diffuse | 50 |  |  | 15000 |  |  | 53 |  |  |  | <1sec/instant |  | 380 | [17 empty] | Yes | [41 empty] | GU10 | Tungsram | 80 | 2700 | 2700 | 380 | 5 |  | Available
93118295 | CSI400 99-0201 TU | image | datasheet | deeplink | Yes |  |  | 0.385 |  | No |  |  | 5 | [5 empty] | 400 |  |  | 440 | [7 empty] | 5994100067375 | 15994100067372 | [5 empty] | 1 | 500 | 32000 |  |  |  | 840 | 0.39 | 25.5 | 55 | 100 |  | 30 | [8 empty] | Tubular | Clear | 32 |  | BOX |  | 113 | 560 EUR. 720 UK | [11 empty] | OUTER BOX |  |  | 560 | 720 | [5 empty] | 5040 |  | 195 x 80 x 115 (mm) |  | VBD - Vert Base Down | [10 empty] | 5040 | 9 | [28 empty] | Special | Tungsram | 80 | 4000 | 4000 | 32000 | 400 | 100 | Available
93117378 | LED 2D4P 12.5W/840GR10q/220-240TU BX1/10 | image | datasheet | deeplink | [6 empty] | E |  | 67mA |  |  |  | 140 | [5 empty] | 220-240 | Standard | [5 empty] | 5994100057314 | 15994100057311 | -20℃ to 40℃ |  |  |  |  | 10 |  | 1550 | 124 | 0.9 |  |  |  |  | 201 | 160 |  |  | 50 000 | [5 empty] | LED 2D4P 12.5W/840GR10q/220-240TU BX1/10 |  |  |  |  | 188 | Box | 40 000 | 253 | [26 empty] | Universal | [6 empty] | 50/60 | No | [24 empty] | 3 |  | 16 | [5 empty] | GR10q | Tungsram | 80 | 4000 | 4000 | 1550 | 12.5 |  | Available
93117377 | LED 2D4P 12.5W/835GR10q/220-240TU BX1/10 | image | datasheet | deeplink | [6 empty] | E |  | 67mA |  |  |  | 140 | [5 empty] | 220-240 | Standard | [5 empty] | 5994100057307 | 15994100057304 | -20℃ to 40℃ |  |  |  |  | 10 |  | 1500 | 120 | 0.9 |  |  |  |  | 201 | 160 |  |  | 50 000 | [5 empty] | LED 2D4P 12.5W/835GR10q/220-240TU BX1/10 |  |  |  |  | 188 | Box | 40 000 | 253 | [26 empty] | Universal | [6 empty] | 50/60 | No | [24 empty] | 3 |  | 16 | [5 empty] | GR10q | Tungsram | 80 | 3500 | 3500 | 1500 | 12.5 |  | Available
93117379 | LED 2D2P 6.5W/840/GR8/220-240 TU BX1/10 | image | datasheet | deeplink | [6 empty] | E |  | 33mA |  |  |  | 140 | [5 empty] | 220-240 | Standard | [5 empty] | 5994100057321 | 15994100057328 | -20℃ to 40℃ |  |  |  |  | 10 |  | 830 | 128 | 0.9 |  |  |  |  | 135.7 | 90 |  |  | 50 000 | [5 empty] | LED 2D2P 6.5W/840/GR8/220-240 TU BX1/10 |  |  |  |  | 132.5 | Box | 40 000 | 148 | [26 empty] | Universal | [6 empty] | 50/60 | No | [24 empty] | 3 |  | 16 | [5 empty] | GR8 | Tungsram | 80 | 4000 | 4000 | 830 | 6.5 |  | Available
93117376 | LED 2D2P 6.5W/835/GR8/220-240 TU BX1/10 | image | datasheet | deeplink | [6 empty] | E |  | 33mA |  |  |  | 140 | [5 empty] | 220-240 | Standard | [5 empty] | 5994100057291 | 15994100057298 | -20℃ to 40℃ |  |  |  |  | 10 |  | 800 | 123 | 0.9 |  |  |  |  | 135.7 | 90 |  |  | 50 000 | [5 empty] | LED 2D2P 6.5W/835/GR8/220-240 TU BX1/10 |  |  |  |  | 132.5 | Box | 40 000 | 148 | [26 empty] | Universal | [6 empty] | 50/60 | No | [24 empty] | 3 |  | 16 | [5 empty] | GR8 | Tungsram | 80 | 3500 | 3500 | 800 | 6.5 |  | Available
93114845 | FT5 8W 840 TU Bulk100 | image | datasheet | deeplink | [5 empty] | Yes | G |  | 0.145 | 460 | [7 empty] | 8 | 103.5 | Standard | [6 empty] | 15994100053832 |  |  |  | 25 |  | 100 |  |  | 65 |  |  | 840 |  |  | 302.5 | 29 | [5 empty] | Horizontal |  |  |  |  | Tubular |  | 16 | 16 | BULK PACKED | 5000 | 32 | 3000 EUR. 3600 UK | [8 empty] | 65 |  |  | OUTER BOX |  |  | 3000 | 3600 | [5 empty] | 9800 |  | 165 x 306 x 190 (mm) |  | Horizontal | 288.3 | [9 empty] | 10200 |  | 2.75 | [7 empty] | Exempt | [19 empty] | G5 | Tungsram | 80 | 4000 | 4000 | 460 | 7.1 |  | Available
93114837 | FT5 8W 835 TU Bulk100 | image | datasheet | deeplink | [5 empty] | Yes | G |  | 0.145 | 460 | [7 empty] | 8 | 103.5 | Standard | [6 empty] | 15994100053252 |  |  |  | 25 |  | 100 |  |  | 65 |  |  | 835 |  |  | 302.5 | 29 | [5 empty] | Horizontal |  |  |  |  | Tubular |  | 16 | 16 | BULK PACKED | 5000 | 32 | 3000 EUR. 3600 UK | [8 empty] | 65 |  |  | OUTER BOX |  |  | 3000 | 3600 | [5 empty] | 9800 |  | 165 x 306 x 190 (mm) |  | Horizontal | 288.3 | [9 empty] | 10200 |  | 2.75 | [7 empty] | Exempt | [19 empty] | G5 | Tungsram | 80 | 3500 | 3500 | 460 | 7.1 |  | Available
93108427 | FT5 LL HO 80W 840 TU Bulk40 | image | datasheet | deeplink | [5 empty] | Yes | G |  | 0.53 | 6150 | [9 empty] | Standard | [6 empty] | 15994100023293 | [5 empty] | 40 | [5 empty] | 840 |  |  | 1463.2 | [11 empty] | Tubular |  | 16 | 16 |  | 30000 |  | 200 | [11 empty] | OUTER BOX | [9 empty] | #N/A |  |  |  | Horizontal | [12 empty] | 2.5 | [27 empty] | G5 | Tungsram | 85 | 4000 | 4000 | 6150 | 80 |  | Available
93108426 | FT5 LL HO 49W 840 TU Bulk40 | image | datasheet | deeplink | [5 empty] | Yes | F |  | 0.255 | 4450 | [9 empty] | Standard | [6 empty] | 15994100023286 | [5 empty] | 40 | [5 empty] | 840 |  |  | 1463.2 | [11 empty] | Tubular |  | 16 | 16 |  | 30000 |  | 200 | [11 empty] | OUTER BOX | [9 empty] | #N/A |  |  |  | Horizontal | [12 empty] | 2.5 | [27 empty] | G5 | Tungsram | 85 | 4000 | 4000 | 4450 | 49 |  | Available
93108425 | FT5 LL HO 54W 840 TU Bulk40 | image | datasheet | deeplink | [5 empty] | Yes | F |  | 0.455 | 4460 | [9 empty] | Standard | [6 empty] | 15994100023200 | [5 empty] | 40 | [5 empty] | 840 |  |  | 1163.2 | [11 empty] | Tubular |  | 16 | 16 |  | 30000 |  | 200 | [11 empty] | OUTER BOX | [9 empty] | 2200 |  |  |  | Horizontal | [10 empty] | 2640 |  | 2.5 | [27 empty] | G5 | Tungsram | 85 | 4000 | 4000 | 4460 | 54 |  | Available
93108424 | FT5 LL HO 39W 840 TU Bulk40 | image | datasheet | deeplink | [5 empty] | Yes | F |  | 0.325 | 3200 | [9 empty] | Standard | [6 empty] | 15994100023194 | [5 empty] | 40 | [5 empty] | 840 |  |  | 863.2 | [11 empty] | Tubular |  | 16 | 16 |  | 30000 |  | 200 | [11 empty] | OUTER BOX | [9 empty] | 2200 |  |  |  | Horizontal | [10 empty] | 3080 |  | 2.5 | [27 empty] | G5 | Tungsram | 85 | 4000 | 4000 | 3200 | 39 |  | Available
93108423 | FT5 LL HO 24W 840 TU Bulk40 | image | datasheet | deeplink | [5 empty] | Yes | G |  | 0.295 | 1750 | [9 empty] | Standard | [6 empty] | 15994100023187 | [5 empty] | 40 | [5 empty] | 840 |  |  | 563.2 | [11 empty] | Tubular |  | 16 | 16 |  | 30000 |  | 320 | [11 empty] | OUTER BOX | [9 empty] | 3520 |  |  |  | Horizontal | [10 empty] | 4400 |  | 2.5 | [27 empty] | G5 | Tungsram | 85 | 4000 | 4000 | 1750 | 24 |  | Available
93108422 | FT5 LL HE 35W 840 TU Bulk40 | image | datasheet | deeplink | [5 empty] | Yes | F |  | 0.175 | 3320 | [8 empty] | 209 | Standard | [6 empty] | 15994100023279 | 25°C to 45°C | 25 | 45 | 35 |  | 40 | [5 empty] | 840 | [9 empty] | Horizontal |  |  |  |  | Tubular |  | 16 | 16 | BULK PACKED | 30000 |  | 200 | [11 empty] | OUTER BOX | [9 empty] | 2200 | 30000 |  |  | Horizontal | 1463.2 | [9 empty] | 2200 |  | 2.5 | [27 empty] | G5 | Tungsram | 85 | 4000 | 4000 | 3650 | 35.5 |  | Available
93108421 | FT5 LL HE 28W 840 TU Bulk40 | image | datasheet | deeplink | [5 empty] | Yes | F |  | 0.17 | 2640 | [7 empty] | 31 | 167 | Standard | [6 empty] | 15994100023170 | 25°C to 45°C | 25 | 45 | 35 |  | 40 |  |  | 104 |  |  | 840 |  |  | 1163.2 | 101 | [5 empty] | Horizontal |  |  |  |  | Tubular |  | 16 | 16 | BULK PACKED | 30000 | 130 | 200 EUR. 240 UK | [8 empty] | 104 |  |  | OUTER BOX |  | 104 | 200 | 240 | [5 empty] | 2200 | 30000 | 1206 x 158 x 98 (mm) |  | Horizontal | 1163.2 | [9 empty] | 2640 |  | 2.5 | [7 empty] | Exempt | [19 empty] | G5 | Tungsram | 85 | 4000 | 4000 | 2900 | 27.9 |  | Available
93108420 | FT5 LL HE 28W 830 TU Bulk40 | image | datasheet | deeplink | [5 empty] | Yes | F |  | 0.17 | 2640 | [7 empty] | 31 | 167 | Standard | [6 empty] | 15994100023163 | 25°C to 45°C | 25 | 45 | 35 |  | 40 |  |  | 104 |  |  | 830 |  |  | 1163.2 | 101 | [5 empty] | Horizontal |  |  |  |  | Tubular |  | 16 | 16 | BULK PACKED | 30000 | 130 | 200 EUR. 240 UK | [8 empty] | 104 |  |  | OUTER BOX |  | 104 | 200 | 240 | [5 empty] | 2200 | 30000 | 1206 x 158 x 98 (mm) |  | Horizontal | 1163.2 | [9 empty] | 2640 |  | 2.5 | [7 empty] | Exempt | [19 empty] | G5 | Tungsram | 85 | 3000 | 3000 | 2900 | 27.9 |  | Available
93108419 | FT5 LL HE 21W 840 TU Bulk40 | image | datasheet | deeplink | [5 empty] | Yes | F |  | 0.165 | 1910 | [8 empty] | 123 | Standard | [6 empty] | 15994100023156 | 25°C to 45°C | 25 | 45 | 35 |  | 40 | [5 empty] | 840 | [9 empty] | Horizontal |  |  |  |  | Tubular |  | 16 | 16 | BULK PACKED | 30000 |  | 200 | [11 empty] | OUTER BOX | [9 empty] | 2200 | 30000 |  |  | Horizontal | 863.2 | [9 empty] | 3080 |  | 2.5 | [27 empty] | G5 | Tungsram | 85 | 4000 | 4000 | 2100 | 20.6 |  | Available
93108418 | FT5 LL HE 14W 840 TU Bulk40 | image | datasheet | deeplink | [5 empty] | Yes | F |  | 0.165 | 1230 | [8 empty] | 82 | Standard | [6 empty] | 15994100023149 | 25°C to 45°C | 25 | 45 | 35 |  | 40 | [5 empty] | 840 | [9 empty] | Horizontal |  |  |  |  | Tubular |  | 16 | 16 | BULK PACKED | 30000 |  | 320 | [11 empty] | OUTER BOX | [9 empty] | 3520 | 30000 |  |  | Horizontal | 563.2 | [9 empty] | 4400 |  | 2.5 | [27 empty] | G5 | Tungsram | 85 | 4000 | 4000 | 1350 | 14 |  | Available
93108417 | FT5 LL HE 14W 830 TU Bulk40 | image | datasheet | deeplink | [5 empty] | Yes | F |  | 0.165 | 1230 | [8 empty] | 82 | Standard | [6 empty] | 15994100023132 | 25°C to 45°C | 25 | 45 | 35 |  | 40 | [5 empty] | 830 | [9 empty] | Horizontal |  |  |  |  | Tubular |  | 16 | 16 | BULK PACKED | 30000 |  | 320 | [11 empty] | OUTER BOX | [9 empty] | 3520 | 30000 |  |  | Horizontal | 563.2 | [9 empty] | 4400 |  | 2.5 | [27 empty] | G5 | Tungsram | 85 | 3000 | 3000 | 1350 | 14 |  | Available
93096210 | FT5 LL HO 39W 840 TU SL1/30 | image | datasheet | deeplink | [5 empty] | Yes | F |  | 0.325 | 3200 | [9 empty] | Standard | [5 empty] | 5994100016236 | 15994100016233 | [5 empty] | 30 | [5 empty] | 840 |  |  | 863.2 | [11 empty] | Tubular |  | 16 | 16 |  | 30000 |  | 180 | [11 empty] | OUTER BOX | [9 empty] | 1800 |  |  |  | Horizontal | [10 empty] | 3000 |  | 2.5 | [27 empty] | G5 | Tungsram | 85 | 4000 | 4000 | 3200 | 39 |  | Available
93116939 | LED 35W/MERCURY/730/E27 TU BX1/6 DS | image | datasheet | deeplink |  | 360 |  |  |  | No | D | No ignition |  | 4750 | -30°C to +40°C | <6 step |  |  |  |  | <0.5 sec | 35 | 220-240V AC | Direct shipment | [5 empty] | 5994100055334 | 15994100055331 | -30C … +40C | -30C | +40C |  |  | 6 |  |  | 136 | 0.9 |  | 730 |  |  | 175 | 360 |  | <0.5 | >20000 |  |  | universal | [6 empty] | 76 | 76 | Bx | 40000 | 488 | 96 EUR / 120 UK | [11 empty] | outer bx | [9 empty] | 384 |  |  | Yes | Universal | [10 empty] | 480 |  | 0g | [27 empty] | E27 | Tungsram | 70 | 3000 | 3000 | 4750 | 35 |  | Phased-out
93116940 | LED 35W/MERCURY/740/E27 TU BX1/6 DS | image | datasheet | deeplink |  | 360 |  |  |  | No | D | No ignition |  | 4800 | -30°C to +40°C | <6 step |  |  |  |  | <0.5 sec | 35 | 220-240V AC | Direct shipment | [5 empty] | 5994100055341 | 15994100055348 | -30C … +40C | -30C | +40C |  |  | 6 |  |  | 137 | 0.9 |  | 740 |  |  | 175 | 360 |  | <0.5 | >20000 |  |  | universal | [6 empty] | 76 | 76 | Bx | 40000 | 488 | 96 EUR / 120 UK | [11 empty] | outer bx | [9 empty] | 384 |  |  | Yes | Universal | [10 empty] | 480 |  | 0g | [27 empty] | E27 | Tungsram | 70 | 4000 | 4000 | 4800 | 35 |  | Phased-out
93116941 | LED 80W/HID/740/E40 TU DS | image | datasheet | deeplink |  | 360 |  |  |  | No | D | No ignition |  | 12000 | -30°C to +50°C | <6 step |  |  |  |  | <0.5 sec | 80 | 220-240V AC | Direct shipment | [5 empty] | 5994100055358 | 15994100055355 | -30~50 C | -30C | +50C |  |  | 6 |  |  | 150 | 0.9 |  | 740 |  |  | 203 | 730 |  | <0.5 | >25000 |  |  | universal | [6 empty] | 92.2 | 92.2 | Bx | 50000 |  | 66 EUR / 90 UK | [11 empty] | outer bx | [9 empty] | 264 |  |  | Yes | Universal | [10 empty] | 360 |  | 0g | [27 empty] | E40 | Tungsram | 70 | 4000 | 4000 | 12000 | 80 |  | Phased-out
93116942 | LED 80W/HID/750/E40 TU DS | image | datasheet | deeplink |  | 360 |  |  |  | No | D | No ignition |  | 12000 | -30°C to +50°C | <6 step |  |  |  |  | <0.5 sec | 80 | 220-240V AC | Direct shipment | [5 empty] | 5994100055365 | 15994100055362 | -30~50 C | -30C | +50C |  |  | 6 |  |  | 150 | 0.9 |  | 750 |  |  | 203 | 730 |  | <0.5 | >25000 |  |  | universal | [6 empty] | 92.2 | 92.2 | Bx | 50000 |  | 66 EUR / 90 UK | [11 empty] | outer bx | [9 empty] | 264 |  |  | Yes | Universal | [10 empty] | 360 |  | 0g | [27 empty] | E40 | Tungsram | 70 | 5000 | 5000 | 12000 | 80 |  | Phased-out
93116937 | LED 150W/HID/740/E40 TU DS | image | datasheet | deeplink |  | 360 |  |  |  | No | D | No ignition |  | 23000 | -30°C to +50°C | <6 step |  |  |  |  | <0.5 sec | 150 | 220-240V AC | Direct shipment | [5 empty] | 5994100055310 | 15994100055317 | -30~50 C | -30C | +50C |  |  | 1 |  |  | 150 | 0.9 |  | 740 |  |  | 211 | 950+85 |  | <0.5 | >25000 |  |  | universal | [6 empty] | 102.5 | 102.5 | Bx | 50000 |  | 60 EUR / 78 UK | [11 empty] | outer bx | [9 empty] | 340 |  |  | Yes | Universal | [10 empty] | 312 |  | 0g | [27 empty] | E40 | Tungsram | 70 | 4000 | 4000 | 23000 | 150 |  | Phased-out
93116938 | LED 150W/HID/750/E40 TU DS | image | datasheet | deeplink |  | 360 |  |  |  | No | D | No ignition |  | 23000 | -30°C to +50°C | <6 step |  |  |  |  | <0.5 sec | 150 | 220-240V AC | Direct shipment | [5 empty] | 5994100055327 | 15994100055324 | -30~50 C | -30C | +50C |  |  | 1 |  |  | 150 | 0.9 |  | 750 |  |  | 211 | 950+85 |  | <0.5 | >25000 |  |  | universal | [6 empty] | 102.5 | 102.5 | Bx | 50000 |  | 60 EUR / 78 UK | [11 empty] | outer bx | [9 empty] | 240 |  |  | Yes | Universal | [10 empty] | 312 |  | 0g | [27 empty] | E40 | Tungsram | 70 | 5000 | 5000 | 23000 | 150 |  | Phased-out
93117797 | @LEDT8 VG 1.8m 26W 865 220-240V 1/10 TU | image | datasheet | deeplink |  | 200° |  |  |  | No |  |  |  | 3600 |  | <6 steps | [6 empty] | 220-240 | Standard | [5 empty] | 5994100060758 | 15994100060755 | -30...+50°C | -30°C | +50°C | -30...+50°C |  | 10 |  |  | 138.4615 |  |  | 865 |  |  | 1778 | 350 |  | <0.5 | 50000 | [6 empty] | 93117800 - LEDT8 VG 1.8m 26W 865 220-240V 1/10TUDS | Tubular |  | 28 | 28 | sleeve | 50000 |  | 30 | [10 empty] | CE certified | OUTER BOX | [21 empty] | No |  |  |  |  | No | [7 empty] | No | [19 empty] | G13 | Tungsram | 80 | 6500 | 6500 | 3600 | 26 |  | Phased-out
93117796 | @LEDT8 VG 1.8m 26W 840 220-240V 1/10 TU | image | datasheet | deeplink |  | 200° |  |  |  | No |  |  |  | 3600 |  | <6 steps | [6 empty] | 220-240 | Standard | [5 empty] | 5994100060741 | 15994100060748 | -30...+50°C | -30°C | +50°C | -30...+50°C |  | 10 |  |  | 138.4615 |  |  | 840 |  |  | 1778 | 350 |  | <0.5 | 50000 | [6 empty] | 93117799 - LEDT8 VG 1.8m 26W 840 220-240V 1/10TUDS | Tubular |  | 28 | 28 | sleeve | 50000 |  | 30 | [10 empty] | CE certified | OUTER BOX | [21 empty] | No |  |  |  |  | No | [7 empty] | No | [19 empty] | G13 | Tungsram | 80 | 4000 | 4000 | 3600 | 26 |  | Phased-out
93117785 | @LEDT8 VG 1.8m 26W 830 220-240V 1/10 TU | image | datasheet | deeplink |  | 200° |  |  |  | No |  |  |  | 3300 |  | <6 steps | [6 empty] | 220-240 | Standard | [5 empty] | 5994100060734 | 15994100060731 | -30...+50°C | -30°C | +50°C | -30...+50°C |  | 10 |  |  | 126.9231 |  |  | 830 |  |  | 1778 | 350 |  | <0.5 | 50000 | [6 empty] | 93117798 - LEDT8 VG 1.8m 26W 830 220-240V 1/10TUDS | Tubular |  | 28 | 28 | sleeve | 50000 |  | 30 | [10 empty] | CE certified | OUTER BOX | [21 empty] | No |  |  |  |  | No | [7 empty] | No | [19 empty] | G13 | Tungsram | 80 | 3000 | 3000 | 3300 | 26 |  | Phased-out
93116717 | @LEDT8 VG 1.8m 24W 865 100-240V 1/10 TU | image | datasheet | deeplink |  | 200° |  |  |  | No |  |  |  | 3100 |  | <6 steps | [6 empty] | 100-240 | Standard | [5 empty] | 5994100056720 | 15994100056727 | -20...+40°C | -20°C | +40°C | -20...+40°C |  | 10 |  |  | 129.1667 |  |  | 865 |  |  | 1778 | 350 |  | <0.5 | 50000 | [6 empty] | 93116720 - LEDT8 VG 1.8m 24W 865 100-240V 1/10 TUDS | Tubular |  | 28 | 28 | sleeve | 50000 |  | 30 | [10 empty] | CE certified | OUTER BOX | [21 empty] | No |  |  |  |  | No | [7 empty] | No | [19 empty] | G13 | Tungsram | 80 | 6500 | 6500 | 3100 | 24 |  | Marked for phase-out
93116716 | @LEDT8 VG 1.8m 24W 840 100-240V 1/10 TU | image | datasheet | deeplink |  | 200° |  |  |  | No |  |  |  | 3100 |  | <6 steps | [6 empty] | 100-240 | Standard | [5 empty] | 5994100056713 | 15994100056710 | -20...+40°C | -20°C | +40°C | -20...+40°C |  | 10 |  |  | 129.1667 |  |  | 840 |  |  | 1778 | 350 |  | <0.5 | 50000 | [6 empty] | 93116719 - LEDT8 VG 1.8m 24W 840 100-240V 1/10 TUDS | Tubular |  | 28 | 28 | sleeve | 50000 |  | 30 | [10 empty] | CE certified | OUTER BOX | [21 empty] | No |  |  |  |  | No | [7 empty] | No | [19 empty] | G13 | Tungsram | 80 | 4000 | 4000 | 3100 | 24 |  | Marked for phase-out
93116715 | @LEDT8 VG 1.8m 24W 830 100-240V 1/10 TU | image | datasheet | deeplink |  | 200° |  |  |  | No |  |  |  | 3000 |  | <6 steps | [6 empty] | 100-240 | Standard | [5 empty] | 5994100056706 | 15994100056703 | -20...+40°C | -20°C | +40°C | -20...+40°C |  | 10 |  |  | 125 |  |  | 830 |  |  | 1778 | 350 |  | <0.5 | 50000 | [6 empty] | 93116718 - LEDT8 VG 1.8m 24W 830 100-240V 1/10 TUDS | Tubular |  | 28 | 28 | sleeve | 50000 |  | 30 | [10 empty] | CE certified | OUTER BOX | [21 empty] | No |  |  |  |  | No | [7 empty] | No | [19 empty] | G13 | Tungsram | 80 | 3000 | 3000 | 3000 | 24 |  | Marked for phase-out
93114778 | @LEDT8 VG 1.5m 24W 865 100-240V 1/10 TU | image | datasheet | deeplink |  | 200° |  |  |  | No |  |  |  | 3100 |  | <6 steps | [6 empty] | 100-240 | Standard | [5 empty] | 5994100056669 | 15994100056666 | -30...+50°C | -30°C | +50°C | -30...+50°C |  | 10 |  |  | 129.1667 |  |  | 865 |  |  | 1514.2 | 310 |  | <0.5 | 50000 | [6 empty] | 93114785 - LEDT8 VG 1.5m 24W 865 100-240V 1/10 TUDS | Tubular |  | 28 | 28 | sleeve | 50000 |  | 50 | [10 empty] | CE certified | OUTER BOX | [21 empty] | No |  |  |  |  | No | [7 empty] | No | [19 empty] | G13 | Tungsram | 80 | 6500 | 6500 | 3100 | 24 |  | Phased-out
93114777 | @LEDT8 VG 1.5m 24W 840 100-240V 1/10 TU | image | datasheet | deeplink |  | 200° |  |  |  | No |  |  |  | 3100 |  | <6 steps | [6 empty] | 100-240 | Standard | [5 empty] | 5994100056652 | 15994100056659 | -30...+50°C | -30°C | +50°C | -30...+50°C |  | 10 |  |  | 129.1667 |  |  | 840 |  |  | 1514.2 | 310 |  | <0.5 | 50000 | [6 empty] | 93114784 - LEDT8 VG 1.5m 24W 840 100-240V 1/10 TUDS | Tubular |  | 28 | 28 | sleeve | 50000 |  | 50 | [10 empty] | CE certified | OUTER BOX | [21 empty] | No |  |  |  |  | No | [7 empty] | No | [19 empty] | G13 | Tungsram | 80 | 4000 | 4000 | 3100 | 24 |  | Marked for phase-out
93114776 | @LEDT8 VG 1.5m 24W 830 100-240V 1/10 TU | image | datasheet | deeplink |  | 200° |  |  |  | No |  |  |  | 3000 |  | <6 steps | [6 empty] | 100-240 | Standard | [5 empty] | 5994100056645 | 15994100056642 | -30...+50°C | -30°C | +50°C | -30...+50°C |  | 10 |  |  | 125 |  |  | 830 |  |  | 1514.2 | 310 |  | <0.5 | 50000 | [6 empty] | 93114783 - LEDT8 VG 1.5m 24W 830 100-240V 1/10 TUDS | Tubular |  | 28 | 28 | sleeve | 50000 |  | 50 | [10 empty] | CE certified | OUTER BOX | [21 empty] | No |  |  |  |  | No | [7 empty] | No | [19 empty] | G13 | Tungsram | 80 | 3000 | 3000 | 3000 | 24 |  | Marked for phase-out
93117359 | @LED T8 SG 1.5m 20W 865 220-240V 1/15 TU | image | datasheet | deeplink |  | 200° |  |  |  | No | F |  | 76mA |  |  | <6 steps | [5 empty] | 20 | 220-240 | Standard | [5 empty] | 5994100058960 | 15994100058967 |  | -20 | 40 | -20…+40°C |  | 15 |  |  | 100 |  |  | 865 |  |  | 1500 |  |  |  | 30000 | [6 empty] | 93117368 - LED T8 SG 1.5m 20W 865 220-240V 1/15TUDS | Tubular |  | 28 | 28 | sleeve | 15000 |  | 75 | [66 empty] | G13 | Tungsram | 80 | 6500 | 6500 | 2050 | 20 |  | Marked for phase-out
93117358 | @LED T8 SG 1.5m 20W 840 220-240V 1/15 TU | image | datasheet | deeplink |  | 200° |  |  |  | No | F |  | 76mA |  |  | <6 steps | [5 empty] | 20 | 220-240 | Standard | [5 empty] | 5994100058953 | 15994100058950 |  | -20 | 40 | -20…+40°C |  | 15 |  |  | 100 |  |  | 840 |  |  | 1500 |  |  |  | 30000 | [6 empty] | 93117367 - LED T8 SG 1.5m 20W 840 220-240V 1/15TUDS | Tubular |  | 28 | 28 | sleeve | 15000 |  | 75 | [66 empty] | G13 | Tungsram | 80 | 4000 | 4000 | 2050 | 20 |  | Marked for phase-out
93117356 | @LED T8 SG 1.2m 16W 865 220-240V 1/15 TU | image | datasheet | deeplink |  | 200° |  |  |  | No | F |  | 76mA |  |  | <6 steps | [5 empty] | 16 | 220-240 | Standard | [5 empty] | 5994100058939 | 15994100058936 |  | -20 | 40 | -20…+40°C |  | 15 |  |  | 100 |  |  | 865 |  |  | 1200 |  |  |  | 30000 | [6 empty] | 93117365 - LED T8 SG 1.2m 16W 865 220-240V 1/15TUDS | Tubular |  | 28 | 28 | sleeve | 15000 |  | 75 | [66 empty] | G13 | Tungsram | 80 | 6500 | 6500 | 1600 | 16 |  | Marked for phase-out
93117325 | @LED T8 SG 1.2m 16W 840 220-240V 1/15 TU | image | datasheet | deeplink |  | 200° |  |  |  | No | F |  | 76mA |  |  | <6 steps | [5 empty] | 16 | 220-240 | Standard | [5 empty] | 5994100058922 | 15994100058929 |  | -20 | 40 | -20…+40°C |  | 15 |  |  | 100 |  |  | 840 |  |  | 1200 |  |  |  | 30000 | [6 empty] | 93117364 - LED T8 SG 1.2m 16W 840 220-240V 1/15TUDS | Tubular |  | 28 | 28 | sleeve | 15000 |  | 75 | [66 empty] | G13 | Tungsram | 80 | 4000 | 4000 | 1600 | 16 |  | Marked for phase-out
93117323 | @LED T8 SG 0.6m 8W 865 220-240V 1/15 TU | image | datasheet | deeplink |  | 200° |  |  |  | No | F |  | 76mA |  |  | <6 steps | [5 empty] | 8 | 220-240 | Standard | [5 empty] | 5994100058717 | 15994100058714 |  | -20 | 40 | -20…+40°C |  | 15 |  |  | 100 |  |  | 865 |  |  | 600 |  |  |  | 30000 | [6 empty] | 93117362 - LED T8 SG 0.6m 8W 865 220-240V 1/15 TUDS | Tubular |  | 28 | 28 | sleeve | 15000 |  | 120 | [10 empty] | CE certified | Bx |  |  | 120 | 150 | [5 empty] | 1200 |  | 635x155x105mm | Yes | Universal |  |  | 635x155x105mm | [7 empty] | 1500 | Universal | No | [27 empty] | G13 | Tungsram | 80 | 6500 | 6500 | 800 | 8 |  | Marked for phase-out
93117322 | @LED T8 SG 0.6m 8W 840 220-240V 1/15 TU | image | datasheet | deeplink |  | 200° |  |  |  | No | F |  | 76mA |  |  | <6 steps | [5 empty] | 8 | 220-240 | Standard | [5 empty] | 5994100058700 | 15994100058707 |  | -20 | 40 | -20…+40°C |  | 15 |  |  | 100 |  |  | 840 |  |  | 600 |  |  |  | 30000 | [6 empty] | 93117361 - LED T8 SG 0.6m 8W 840 220-240V 1/15 TUDS | Tubular |  | 28 | 28 | sleeve | 15000 |  | 120 | [10 empty] | CE certified | Bx |  |  | 120 | 150 | [5 empty] | 1200 |  | 635x155x105mm | Yes | Universal |  |  | 635x155x105mm | [7 empty] | 1500 | Universal | No | [27 empty] | G13 | Tungsram | 80 | 4000 | 4000 | 800 | 8 |  | Marked for phase-out
93110773 | LED 10/G2/G24q-3/4P/H/865 TU BX1/6 | image | datasheet | deeplink |  | 110 x 120 |  |  |  | No | E |  |  |  | -20°C to +40°C | <6 steps | [5 empty] | 11 |  | Standard | [5 empty] | 5994100028239 | 15994100028236 | -20C … +40C | -20 | 40 |  |  | 6 |  |  | 120 |  |  | 865 |  |  | 162 | 125 |  | <0.5 | 30000 |  |  | Horizontal | [6 empty] | 34.5 | 34.5 | Bx | 50000 | 147 | EL 600 / UL 672 | [11 empty] | outer bx |  |  | 600 | 672 | [5 empty] | 3600 |  | 118 x 80 x 178 mm | Yes | Horizontal |  |  | 118 x 80 x 178 mm | [7 empty] | 4032 | Horizontal | 0mg | [27 empty] | G24q-3 | Tungsram | 80 | 6500 | 6500 | 1200 | 10 |  | Available
93110771 | LED 10/G2/G24q-3/4P/H/830 TU BX1/6 | image | datasheet | deeplink |  | 110 x 120 |  |  |  | No | F |  |  |  | -20°C to +40°C | <6 steps | [5 empty] | 11 |  | Standard | [5 empty] | 5994100028253 | 15994100028250 | -20C … +40C | -20 | 40 |  |  | 6 |  |  | 115 |  |  | 830 |  |  | 162 | 125 |  | <0.5 | 30000 |  |  | Horizontal | [6 empty] | 34.5 | 34.5 | Bx | 50000 | 147 | EL 600 / UL 672 | [11 empty] | outer bx |  |  | 600 | 672 | [5 empty] | 3600 |  | 118 x 80 x 178 mm | Yes | Horizontal |  |  | 118 x 80 x 178 mm | [7 empty] | 4032 | Horizontal | 0mg | [27 empty] | G24q-3 | Tungsram | 80 | 3000 | 3000 | 1150 | 10 |  | Available
93114806 | LEDT8 UGC 1.2m 15W 840 220-240V 1/10 TU | image | datasheet | deeplink |  | 200° |  |  |  | No | C |  |  | 2400 | -30°C – +40°C | ≤ 6 steps SCDM | [6 empty] | 220-240V | Standard | [5 empty] | 5994100037149 | 15994100037146 |  | -30°C | +40°C |  |  | 10 |  |  | 160 |  |  | 840 |  |  | 1214 | 230 |  | <0.5 | 50000 | [9 empty] | 28 |  | Sleeve | 50000 |  | 50 | [11 empty] | OUTER BOX | [12 empty] | Yes | [7 empty] | 50/60Hz | [33 empty] | G13 | Tungsram | 80 | 4000 | 4000 | 2400 | 15 |  | Available
93114807 | LEDT8 UGC 1.2m 15W 865 220-240V 1/10 TU | image | datasheet | deeplink |  | 200° |  |  |  | No | C |  |  | 2400 | -30°C – +40°C | ≤ 6 steps SCDM | [6 empty] | 220-240V | Standard | [5 empty] | 5994100037156 | 15994100037153 |  | -30°C | +40°C |  |  | 10 |  |  | 160 |  |  | 865 |  |  | 1214 | 230 |  | <0.5 | 50000 | [9 empty] | 28 |  | Sleeve | 50000 |  | 50 | [11 empty] | OUTER BOX | [12 empty] | Yes | [7 empty] | 50/60Hz | [33 empty] | G13 | Tungsram | 80 | 6500 | 6500 | 2400 | 15 |  | Available
93114808 | LEDT8 UGC 1.5m 23.5W 840 220-240V 1/10 TU | image | datasheet | deeplink |  | 200° |  |  |  | No | D |  |  | 3700 | -30°C – +40°C | ≤ 6 steps SCDM | [6 empty] | 220-240V | Standard | [5 empty] | 5994100037163 | 15994100037160 |  | -30°C | +40°C |  |  | 10 |  |  | 157.4468 |  |  | 840 |  |  | 1514 | 280 |  | <0.5 | 50000 | [9 empty] | 28 |  | Sleeve | 50000 |  | 50 | [11 empty] | OUTER BOX | [12 empty] | Yes | [7 empty] | 50/60Hz | [33 empty] | G13 | Tungsram | 80 | 4000 | 4000 | 3700 | 23.5 |  | Available
93114809 | LEDT8 UGC 1.5m 23.5W 865 220-240V 1/10 TU | image | datasheet | deeplink |  | 200° |  |  |  | No | D |  |  | 3700 | -30°C – +40°C | ≤ 6 steps SCDM | [6 empty] | 220-240V | Standard | [5 empty] | 5994100037170 | 15994100037177 |  | -30°C | +40°C |  |  | 10 |  |  | 157.4468 |  |  | 865 |  |  | 1514 | 280 |  | <0.5 | 50000 | [9 empty] | 28 |  | Sleeve | 50000 |  | 50 | [11 empty] | OUTER BOX | [12 empty] | Yes | [7 empty] | 50/60Hz | [33 empty] | G13 | Tungsram | 80 | 6500 | 6500 | 3700 | 23.5 |  | Available
93117617 | LEDT5 1.5m 34W 830 AC220-240V 1/10 | image | datasheet | deeplink |  | 165° |  |  |  | No | D |  |  | 4700 |  | <6SDCM | [5 empty] | 34 | 220-240 | Standard | [5 empty] | 5994100059332 | 15994100059339 | 20°C - +45°C | -20 | 45 |  |  | 10 |  |  | 138 |  |  | 830 |  |  | 1449 | 180 |  | <0.5 | 50000 | [7 empty] | T5 Tube |  | 18 | 18 | Sleeve | 50000 | 333 | 60 | [11 empty] | Corrugated box | [12 empty] | Yes | Universal | [12 empty] | No | [27 empty] | G5 | Tungsram | 80 | 3000 | 3000 | 4700 | 34 |  | Available
93117616 | LEDT5 1.2m 16W 830 AC220-240V 1/10 | image | datasheet | deeplink |  | 165° |  |  |  | No | D |  |  | 2200 |  | <6SDCM | [5 empty] | 16 | 220-240 | Standard | [5 empty] | 5994100059325 | 15994100059322 | 20°C - +45°C | -20 | 45 |  |  | 10 |  |  | 137.5 |  |  | 830 |  |  | 1149 | 180 |  | <0.5 | 50000 | [7 empty] | T5 Tube |  | 18 | 18 | Sleeve | 50000 | 333 | 60 | [11 empty] | Corrugated box | [12 empty] | Yes | Universal | [12 empty] | No | [27 empty] | G5 | Tungsram | 80 | 3000 | 3000 | 2200 | 16 |  | Available
93117618 | LEDT5 0.6m 7.5W 830 AC220-240V 1/10 | image | datasheet | deeplink |  | 165° |  |  |  | No | E |  |  | 1000 |  | <6SDCM | [5 empty] | 8 | 220-240 | Standard | [5 empty] | 5994100059349 | 15994100059346 | 20°C - +45°C | -20 | 45 |  |  | 10 |  |  | 133 |  |  | 830 |  |  | 563.2 | 180 |  | <0.5 | 50000 | [7 empty] | T5 Tube |  | 18 | 18 | Sleeve | 50000 | 333 | 100 | [11 empty] | Corrugated box | [9 empty] | 1300 |  | 10 | Yes | Universal | [10 empty] | 1560 |  | No | [27 empty] | G5 | Tungsram | 80 | 3000 | 3000 | 1000 | 7.5 |  | Available
93118111 | LED Fil A60 10W 865 E27 FR TU DS | image | datasheet | deeplink |  | 300 |  |  |  |  | D | [9 empty] | <0.5 s | 10 | 220-240V | Direct Shipment | [5 empty] | 5994100047414 | 25994100047418 |  | -20°C | +40°C |  |  | 10 |  | 1450 | 145 | >0.5 | [5 empty] | 35 |  |  | 50000 | [7 empty] | A60 | Frosted |  | 60 |  | 15000 |  |  | 104 |  |  |  | Instant on | [19 empty] | Yes | [8 empty] | No | [32 empty] | E27 | Tungsram | 80 | 6500 | 6500 | 1450 | 10 |  | Available
93118110 | LED Fil A60 10W 840 E27 FR TU DS | image | datasheet | deeplink |  | 300 |  |  |  |  | D | [9 empty] | <0.5 s | 10 | 220-240V | Direct Shipment | [5 empty] | 5994100047391 | 25994100047395 |  | -20°C | +40°C |  |  | 10 |  | 1450 | 145 | >0.5 | [5 empty] | 35 |  |  | 50000 | [7 empty] | A60 | Frosted |  | 60 |  | 15000 |  |  | 104 |  |  |  | Instant on | [19 empty] | Yes | [8 empty] | No | [32 empty] | E27 | Tungsram | 80 | 4000 | 4000 | 1450 | 10 |  | Available
93118109 | LED Fil A60 10W 827 E27 FR TU DS | image | datasheet | deeplink |  | 300 |  |  |  |  | D | [9 empty] | <0.5 s | 10 | 220-240V | Direct Shipment | [5 empty] | 5994100099949 | 25994100047371 |  | -20°C | +40°C |  |  | 10 |  | 1350 | 135 | >0.5 | [5 empty] | 35 |  |  | 50000 | [7 empty] | A60 | Frosted |  | 60 |  | 15000 |  |  | 104 |  |  |  | Instant on | [19 empty] | Yes | [8 empty] | No | [32 empty] | E27 | Tungsram | 80 | 2700 | 2700 | 1350 | 10 |  | Available
93118108 | LED Fil A60 10W 827 E27 CL TU DS | image | datasheet | deeplink |  | 300 |  |  |  |  | D | [9 empty] | <0.5 s | 10 | 220-240V | Direct Shipment | [5 empty] | 5994100047353 | 25994100047357 |  | -20°C | +40°C |  |  | 10 |  | 1350 | 135 | >0.5 | [5 empty] | 35 |  |  | 50000 | [7 empty] | A60 | Clear |  | 60 |  | 15000 |  |  | 104 |  |  |  | Instant on | [19 empty] | Yes | [8 empty] | No | [32 empty] | E27 | Tungsram | 80 | 2700 | 2700 | 1350 | 10 |  | Available
93118107 | LED Fil A60 8.5W 840 E27 FR TU DS | image | datasheet | deeplink |  | 300 |  |  |  |  | E | [9 empty] | <0.5 s | 8.5 | 220-240V | Direct Shipment | [5 empty] | 5994100047339 | 25994100047333 |  | -20°C | +40°C |  |  | 10 |  | 1055 | 124 | >0.5 | [5 empty] | 33 |  |  | 50000 | [7 empty] | A60 | Frosted |  | 60 |  | 15000 |  |  | 104 |  |  |  | Instant on | [19 empty] | Yes | [8 empty] | No | [32 empty] | E27 | Tungsram | 80 | 4000 | 4000 | 1055 | 8.5 |  | Available
93118106 | LED Fil A60 8.5W 827 E27 FR TU DS | image | datasheet | deeplink |  | 300 |  |  |  |  | E | [9 empty] | <0.5 s | 8.5 | 220-240V | Direct Shipment | [5 empty] | 5994100099932 | 25994100047319 |  | -20°C | +40°C |  |  | 10 |  | 1055 | 124 | >0.5 | [5 empty] | 33 |  |  | 50000 | [7 empty] | A60 | Frosted |  | 60 |  | 15000 |  |  | 104 |  |  |  | Instant on | [19 empty] | Yes | [8 empty] | No | [32 empty] | E27 | Tungsram | 80 | 2700 | 2700 | 1055 | 8.5 |  | Available
93118105 | LED Fil A60 8.5W 827 E27 CL TU DS | image | datasheet | deeplink |  | 300 |  |  |  |  | E | [9 empty] | <0.5 s | 8.5 | 220-240V | Direct Shipment | [5 empty] | 5994100046493 | 25994100046497 |  | -20°C | +40°C |  |  | 10 |  | 1055 | 124 | >0.5 | [5 empty] | 33 |  |  | 50000 | [7 empty] | A60 | Clear |  | 60 |  | 15000 |  |  | 104 |  |  |  | Instant on | [19 empty] | Yes | [8 empty] | No | [32 empty] | E27 | Tungsram | 80 | 2700 | 2700 | 1055 | 8.5 |  | Available
93118104 | LED Fil Golf 7W 840 E27 FR TU DS | image | datasheet | deeplink |  | 300 |  |  |  |  | E | [9 empty] | <0.5 s | 7 | 220-240V | Direct Shipment | [5 empty] | 5994100099925 | 25994100043656 |  | -20°C | +40°C |  |  | 10 |  | 806 | 115 | >0.5 | [5 empty] | 17 |  |  | 50000 | [7 empty] | P45 | Frosted |  | 45 |  | 15000 |  |  | 79 |  |  |  | Instant on | [19 empty] | Yes | [8 empty] | No | [32 empty] | E27 | Tungsram | 80 | 4000 | 4000 | 806 | 7 |  | Available
93118103 | LED Fil Golf 7W 840 E14 FR TU DS | image | datasheet | deeplink |  | 300 |  |  |  |  | E | [9 empty] | <0.5 s | 7 | 220-240V | Direct Shipment | [5 empty] | 5994100099918 | 25994100043649 |  | -20°C | +40°C |  |  | 10 |  | 806 | 115 | >0.5 | [5 empty] | 15 |  |  | 50000 | [7 empty] | P45 | Frosted |  | 45 |  | 15000 |  |  | 79 |  |  |  | Instant on | [19 empty] | Yes | [8 empty] | No | [32 empty] | E14 | Tungsram | 80 | 4000 | 4000 | 806 | 7 |  | Available
93118102 | LED Fil Golf 7W 827 E27 FR TU DS | image | datasheet | deeplink |  | 300 |  |  |  |  | E | [9 empty] | <0.5 s | 7 | 220-240V | Direct Shipment | [5 empty] | 5994100099901 | 25994100043625 |  | -20°C | +40°C |  |  | 10 |  | 806 | 115 | >0.5 | [5 empty] | 17 |  |  | 50000 | [7 empty] | P45 | Frosted |  | 45 |  | 15000 |  |  | 79 |  |  |  | Instant on | [19 empty] | Yes | [8 empty] | No | [32 empty] | E27 | Tungsram | 80 | 2700 | 2700 | 806 | 7 |  | Available
93118101 | LED Fil Golf 7W 827 E14 FR TU DS | image | datasheet | deeplink |  | 300 |  |  |  |  | E | [9 empty] | <0.5 s | 7 | 220-240V | Direct Shipment | [5 empty] | 5994100099895 | 25994100043618 |  | -20°C | +40°C |  |  | 10 |  | 806 | 115 | >0.5 | [5 empty] | 15 |  |  | 50000 | [7 empty] | P45 | Frosted |  | 45 |  | 15000 |  |  | 79 |  |  |  | Instant on | [19 empty] | Yes | [8 empty] | No | [32 empty] | E14 | Tungsram | 80 | 2700 | 2700 | 806 | 7 |  | Available
93118100 | LED Fil Golf 7W 827 E27 CL TU DS | image | datasheet | deeplink |  | 300 |  |  |  |  | E | [9 empty] | <0.5 s | 7 | 220-240V | Direct Shipment | [5 empty] | 5994100043591 | 25994100043595 |  | -20°C | +40°C |  |  | 10 |  | 806 | 115 | >0.5 | [5 empty] | 17 |  |  | 50000 | [7 empty] | P45 | Clear |  | 45 |  | 15000 |  |  | 79 |  |  |  | Instant on | [19 empty] | Yes | [8 empty] | No | [32 empty] | E27 | Tungsram | 80 | 2700 | 2700 | 806 | 7 |  | Available
93118099 | LED Fil Golf 7W 827 E14 CL TU DS | image | datasheet | deeplink |  | 300 |  |  |  |  | E | [9 empty] | <0.5 s | 7 | 220-240V | Direct Shipment | [5 empty] | 5994100043584 | 25994100043588 |  | -20°C | +40°C |  |  | 10 |  | 806 | 115 | >0.5 | [5 empty] | 15 |  |  | 50000 | [7 empty] | P45 | Clear |  | 45 |  | 15000 |  |  | 79 |  |  |  | Instant on | [19 empty] | Yes | [8 empty] | No | [32 empty] | E14 | Tungsram | 80 | 2700 | 2700 | 806 | 7 |  | Available
93118065 | LED Fil Candle 2.5W 840 E14 FR TU DS | image | datasheet | deeplink |  | 300 |  |  |  |  | F | [9 empty] | <0.5 s | 2.5 | 220-240V | Direct Shipment | [5 empty] | 5994100043072 | 25994100043076 |  | -20°C | +40°C |  |  | 10 |  | 250 | 100 | >0.5 | [5 empty] | 14 |  |  | 50000 | [7 empty] | B35 | Frosted |  | 35 |  | 15000 |  |  | 97 |  |  |  | Instant on | [19 empty] | Yes | [8 empty] | No | [32 empty] | E14 | Tungsram | 80 | 4000 | 4000 | 250 | 2.5 |  | Available
93118098 | LED Fil Golf 4.5W 865 E27 FR TU DS | image | datasheet | deeplink |  | 300 |  |  |  |  | F | [9 empty] | <0.5 s | 4.5 | 220-240V | Direct Shipment | [5 empty] | 5994100099888 | 25994100043564 |  | -20°C | +40°C |  |  | 10 |  | 470 | 104 | >0.5 | [5 empty] | 17 |  |  | 50000 | [7 empty] | P45 | Frosted |  | 45 |  | 15000 |  |  | 79 |  |  |  | Instant on | [19 empty] | Yes | [8 empty] | No | [32 empty] | E27 | Tungsram | 80 | 6500 | 6500 | 470 | 4.5 |  | Available
93118097 | LED Fil Golf 4.5W 865 E14 FR TU DS | image | datasheet | deeplink |  | 300 |  |  |  |  | F | [9 empty] | <0.5 s | 4.5 | 220-240V | Direct Shipment | [5 empty] | 5994100099871 | 25994100043557 |  | -20°C | +40°C |  |  | 10 |  | 470 | 104 | >0.5 | [5 empty] | 15 |  |  | 50000 | [7 empty] | P45 | Frosted |  | 45 |  | 15000 |  |  | 79 |  |  |  | Instant on | [19 empty] | Yes | [8 empty] | No | [32 empty] | E14 | Tungsram | 80 | 6500 | 6500 | 470 | 4.5 |  | Available
93118096 | LED Fil Golf 4.5W 840 E27 FR TU DS | image | datasheet | deeplink |  | 300 |  |  |  |  | F | [9 empty] | <0.5 s | 4.5 | 220-240V | Direct Shipment | [5 empty] | 5994100099864 | 25994100043533 |  | -20°C | +40°C |  |  | 10 |  | 470 | 104 | >0.5 | [5 empty] | 17 |  |  | 50000 | [7 empty] | P45 | Frosted |  | 45 |  | 15000 |  |  | 79 |  |  |  | Instant on | [19 empty] | Yes | [8 empty] | No | [32 empty] | E27 | Tungsram | 80 | 4000 | 4000 | 470 | 4.5 |  | Available
93118095 | LED Fil Golf 4.5W 840 E14 FR TU DS | image | datasheet | deeplink |  | 300 |  |  |  |  | F | [9 empty] | <0.5 s | 4.5 | 220-240V | Direct Shipment | [5 empty] | 5994100099857 | 25994100063265 |  | -20°C | +40°C |  |  | 10 |  | 470 | 104 | >0.5 | [5 empty] | 15 |  |  | 50000 | [7 empty] | P45 | Frosted |  | 45 |  | 15000 |  |  | 79 |  |  |  | Instant on | [19 empty] | Yes | [8 empty] | No | [32 empty] | E14 | Tungsram | 80 | 4000 | 4000 | 470 | 4.5 |  | Available
93118094 | LED Fil Golf 4.5W 827 E27 FR TU DS | image | datasheet | deeplink |  | 300 |  |  |  |  | F | [9 empty] | <0.5 s | 4.5 | 220-240V | Direct Shipment | [5 empty] | 5994100099840 | 25994100043502 |  | -20°C | +40°C |  |  | 10 |  | 470 | 104 | >0.5 | [5 empty] | 17 |  |  | 50000 | [7 empty] | P45 | Frosted |  | 45 |  | 15000 |  |  | 79 |  |  |  | Instant on | [19 empty] | Yes | [8 empty] | No | [32 empty] | E27 | Tungsram | 80 | 2700 | 2700 | 470 | 4.5 |  | Available
93118093 | LED Fil Golf 4.5W 827 E14 FR TU DS | image | datasheet | deeplink |  | 300 |  |  |  |  | F | [9 empty] | <0.5 s | 4.5 | 220-240V | Direct Shipment | [5 empty] | 5994100099833 | 25994100043496 |  | -20°C | +40°C |  |  | 10 |  | 470 | 104 | >0.5 | [5 empty] | 15 |  |  | 50000 | [7 empty] | P45 | Frosted |  | 45 |  | 15000 |  |  | 79 |  |  |  | Instant on | [19 empty] | Yes | [8 empty] | No | [32 empty] | E14 | Tungsram | 80 | 2700 | 2700 | 470 | 4.5 |  | Available
93118092 | LED Fil Golf 4.5W 827 E27 CL TU DS | image | datasheet | deeplink |  | 300 |  |  |  |  | F | [9 empty] | <0.5 s | 4.5 | 220-240V | Direct Shipment | [5 empty] | 5994100099826 | 25994100043472 |  | -20°C | +40°C |  |  | 10 |  | 470 | 104 | >0.5 | [5 empty] | 17 |  |  | 50000 | [7 empty] | P45 | Clear |  | 45 |  | 15000 |  |  | 79 |  |  |  | Instant on | [19 empty] | Yes | [8 empty] | No | [32 empty] | E27 | Tungsram | 80 | 2700 | 2700 | 470 | 4.5 |  | Available
93118091 | LED Fil Golf 4.5W 827 E14 CL TU DS | image | datasheet | deeplink |  | 300 |  |  |  |  | F | [9 empty] | <0.5 s | 4.5 | 220-240V | Direct Shipment | [5 empty] | 5994100099819 | 25994100043465 |  | -20°C | +40°C |  |  | 10 |  | 470 | 104 | >0.5 | [5 empty] | 15 |  |  | 50000 | [7 empty] | P45 | Clear |  | 45 |  | 15000 |  |  | 79 |  |  |  | Instant on | [19 empty] | Yes | [8 empty] | No | [32 empty] | E14 | Tungsram | 80 | 2700 | 2700 | 470 | 4.5 |  | Available
93118090 | LED Fil Golf 2.5W 865 E27 FR TU DS | image | datasheet | deeplink |  | 300 |  |  |  |  | F | [9 empty] | <0.5 s | 2.5 | 220-240V | Direct Shipment | [5 empty] | 5994100043447 | 25994100043441 |  | -20°C | +40°C |  |  | 10 |  | 250 | 100 | >0.5 | [5 empty] | 17 |  |  | 50000 | [7 empty] | P45 | Frosted |  | 45 |  | 15000 |  |  | 79 |  |  |  | Instant on | [19 empty] | Yes | [8 empty] | No | [32 empty] | E27 | Tungsram | 80 | 6500 | 6500 | 250 | 2.5 |  | Available
93118089 | LED Fil Golf 2.5W 865 E14 FR TU DS | image | datasheet | deeplink |  | 300 |  |  |  |  | F | [9 empty] | <0.5 s | 2.5 | 220-240V | Direct Shipment | [5 empty] | 5994100043430 | 25994100043434 |  | -20°C | +40°C |  |  | 10 |  | 250 | 100 | >0.5 | [5 empty] | 15 |  |  | 50000 | [7 empty] | P45 | Frosted |  | 45 |  | 15000 |  |  | 79 |  |  |  | Instant on | [19 empty] | Yes | [8 empty] | No | [32 empty] | E14 | Tungsram | 80 | 6500 | 6500 | 250 | 2.5 |  | Available
93118088 | LED Fil Golf 2.5W 840 E27 FR TU DS | image | datasheet | deeplink |  | 300 |  |  |  |  | F | [9 empty] | <0.5 s | 2.5 | 220-240V | Direct Shipment | [5 empty] | 5994100043416 | 25994100043410 |  | -20°C | +40°C |  |  | 10 |  | 250 | 100 | >0.5 | [5 empty] | 17 |  |  | 50000 | [7 empty] | P45 | Frosted |  | 45 |  | 15000 |  |  | 79 |  |  |  | Instant on | [19 empty] | Yes | [8 empty] | No | [32 empty] | E27 | Tungsram | 80 | 4000 | 4000 | 250 | 2.5 |  | Available
93118087 | LED Fil Golf 2.5W 840 E14 FR TU DS | image | datasheet | deeplink |  | 300 |  |  |  |  | F | [9 empty] | <0.5 s | 2.5 | 220-240V | Direct Shipment | [5 empty] | 5994100043409 | 25994100043403 |  | -20°C | +40°C |  |  | 10 |  | 250 | 100 | >0.5 | [5 empty] | 15 |  |  | 50000 | [7 empty] | P45 | Frosted |  | 45 |  | 15000 |  |  | 79 |  |  |  | Instant on | [19 empty] | Yes | [8 empty] | No | [32 empty] | E14 | Tungsram | 80 | 4000 | 4000 | 250 | 2.5 |  | Available
93118086 | LED Fil Golf 2.5W 827 E27 FR TU DS | image | datasheet | deeplink |  | 300 |  |  |  |  | F | [9 empty] | <0.5 s | 2.5 | 220-240V | Direct Shipment | [5 empty] | 5994100043386 | 25994100043380 |  | -20°C | +40°C |  |  | 10 |  | 250 | 100 | >0.5 | [5 empty] | 17 |  |  | 50000 | [7 empty] | P45 | Frosted |  | 45 |  | 15000 |  |  | 79 |  |  |  | Instant on | [19 empty] | Yes | [8 empty] | No | [32 empty] | E27 | Tungsram | 80 | 2700 | 2700 | 250 | 2.5 |  | Available
93118085 | LED Fil Golf 2.5W 827 E14 FR TU DS | image | datasheet | deeplink |  | 300 |  |  |  |  | F | [9 empty] | <0.5 s | 2.5 | 220-240V | Direct Shipment | [5 empty] | 5994100043379 | 25994100043373 |  | -20°C | +40°C |  |  | 10 |  | 250 | 100 | >0.5 | [5 empty] | 15 |  |  | 50000 | [7 empty] | P45 | Frosted |  | 45 |  | 15000 |  |  | 79 |  |  |  | Instant on | [19 empty] | Yes | [8 empty] | No | [32 empty] | E14 | Tungsram | 80 | 2700 | 2700 | 250 | 2.5 |  | Available
93118084 | LED Fil Golf 2.5W 827 E27 CL TU DS | image | datasheet | deeplink |  | 300 |  |  |  |  | F | [9 empty] | <0.5 s | 2.5 | 220-240V | Direct Shipment | [5 empty] | 5994100099802 | 25994100043359 |  | -20°C | +40°C |  |  | 10 |  | 250 | 100 | >0.5 | [5 empty] | 17 |  |  | 50000 | [7 empty] | P45 | Clear |  | 45 |  | 15000 |  |  | 79 |  |  |  | Instant on | [19 empty] | Yes | [8 empty] | No | [32 empty] | E27 | Tungsram | 80 | 2700 | 2700 | 250 | 2.5 |  | Available
93118083 | LED Fil Golf 2.5W 827 E14 CL TU DS | image | datasheet | deeplink |  | 300 |  |  |  |  | F | [9 empty] | <0.5 s | 2.5 | 220-240V | Direct Shipment | [5 empty] | 5994100043348 | 25994100043342 |  | -20°C | +40°C |  |  | 10 |  | 250 | 100 | >0.5 | [5 empty] | 15 |  |  | 50000 | [7 empty] | P45 | Clear |  | 45 |  | 15000 |  |  | 79 |  |  |  | Instant on | [19 empty] | Yes | [8 empty] | No | [32 empty] | E14 | Tungsram | 80 | 2700 | 2700 | 250 | 2.5 |  | Available
93118082 | LED Fil Candle 7W 840 E27 FR TU DS | image | datasheet | deeplink |  | 300 |  |  |  |  | E | [9 empty] | <0.5 s | 7 | 220-240V | Direct Shipment | [5 empty] | 5994100043324 | 25994100043328 |  | -20°C | +40°C |  |  | 10 |  | 806 | 115 | >0.5 | [5 empty] | 16 |  |  | 50000 | [7 empty] | B35 | Frosted |  | 35 |  | 15000 |  |  | 95 |  |  |  | Instant on | [19 empty] | Yes | [8 empty] | No | [32 empty] | E27 | Tungsram | 80 | 4000 | 4000 | 806 | 7 |  | Available
93118081 | LED Fil Candle 7W 840 E14 FR TU DS | image | datasheet | deeplink |  | 300 |  |  |  |  | E | [9 empty] | <0.5 s | 7 | 220-240V | Direct Shipment | [5 empty] | 5994100099796 | 25994100043311 |  | -20°C | +40°C |  |  | 10 |  | 806 | 115 | >0.5 | [5 empty] | 14 |  |  | 50000 | [7 empty] | B35 | Frosted |  | 35 |  | 15000 |  |  | 97 |  |  |  | Instant on | [19 empty] | Yes | [8 empty] | No | [32 empty] | E14 | Tungsram | 80 | 4000 | 4000 | 806 | 7 |  | Available
93118080 | LED Fil Candle 7W 827 E27 FR TU DS | image | datasheet | deeplink |  | 300 |  |  |  |  | E | [9 empty] | <0.5 s | 7 | 220-240V | Direct Shipment | [5 empty] | 5994100043294 | 25994100043298 |  | -20°C | +40°C |  |  | 10 |  | 806 | 115 | >0.5 | [5 empty] | 16 |  |  | 50000 | [7 empty] | B35 | Frosted |  | 35 |  | 15000 |  |  | 95 |  |  |  | Instant on | [19 empty] | Yes | [8 empty] | No | [32 empty] | E27 | Tungsram | 80 | 2700 | 2700 | 806 | 7 |  | Available
93118079 | LED Fil Candle 7W 827 E14 FR TU DS | image | datasheet | deeplink |  | 300 |  |  |  |  | E | [9 empty] | <0.5 s | 7 | 220-240V | Direct Shipment | [5 empty] | 5994100099789 | 25994100043281 |  | -20°C | +40°C |  |  | 10 |  | 806 | 115 | >0.5 | [5 empty] | 14 |  |  | 50000 | [7 empty] | B35 | Frosted |  | 35 |  | 15000 |  |  | 97 |  |  |  | Instant on | [19 empty] | Yes | [8 empty] | No | [32 empty] | E14 | Tungsram | 80 | 2700 | 2700 | 806 | 7 |  | Available
93118078 | LED Fil Candle 7W 827 E27 CL TU DS | image | datasheet | deeplink |  | 300 |  |  |  |  | E | [9 empty] | <0.5 s | 7 | 220-240V | Direct Shipment | [5 empty] | 5994100043263 | 25994100043267 |  | -20°C | +40°C |  |  | 10 |  | 806 | 115 | >0.5 | [5 empty] | 16 |  |  | 50000 | [7 empty] | B35 | Clear |  | 35 |  | 15000 |  |  | 95 |  |  |  | Instant on | [19 empty] | Yes | [8 empty] | No | [32 empty] | E27 | Tungsram | 80 | 2700 | 2700 | 806 | 7 |  | Available
93118077 | LED Fil Candle 7W 827 E14 CL TU DS | image | datasheet | deeplink |  | 300 |  |  |  |  | E | [9 empty] | <0.5 s | 7 | 220-240V | Direct Shipment | [5 empty] | 5994100043256 | 25994100043250 |  | -20°C | +40°C |  |  | 10 |  | 806 | 115 | >0.5 | [5 empty] | 14 |  |  | 50000 | [7 empty] | B35 | Clear |  | 35 |  | 15000 |  |  | 97 |  |  |  | Instant on | [19 empty] | Yes | [8 empty] | No | [32 empty] | E14 | Tungsram | 80 | 2700 | 2700 | 806 | 7 |  | Available
93118076 | LED Fil Candle 4.5W 865 E27 FR TU DS | image | datasheet | deeplink |  | 300 |  |  |  |  | F | [9 empty] | <0.5 s | 4.5 | 220-240V | Direct Shipment | [5 empty] | 5994100099772 | 25994100043236 |  | -20°C | +40°C |  |  | 10 |  | 470 | 104 | >0.5 | [5 empty] | 16 |  |  | 50000 | [7 empty] | B35 | Frosted |  | 35 |  | 15000 |  |  | 95 |  |  |  | Instant on | [19 empty] | Yes | [8 empty] | No | [32 empty] | E27 | Tungsram | 80 | 6500 | 6500 | 470 | 4.5 |  | Available
93118075 | LED Fil Candle 4.5W 865 E14 FR TU DS | image | datasheet | deeplink |  | 300 |  |  |  |  | F | [9 empty] | <0.5 s | 4.5 | 220-240V | Direct Shipment | [5 empty] | 5994100099765 | 25994100043229 |  | -20°C | +40°C |  |  | 10 |  | 470 | 104 | >0.5 | [5 empty] | 14 |  |  | 50000 | [7 empty] | B35 | Frosted |  | 35 |  | 15000 |  |  | 97 |  |  |  | Instant on | [19 empty] | Yes | [8 empty] | No | [32 empty] | E14 | Tungsram | 80 | 6500 | 6500 | 470 | 4.5 |  | Available
93118074 | LED Fil Candle 4.5W 840 E27 FR TU DS | image | datasheet | deeplink |  | 300 |  |  |  |  | F | [9 empty] | <0.5 s | 4.5 | 220-240V | Direct Shipment | [5 empty] | 5994100099758 | 25994100043205 |  | -20°C | +40°C |  |  | 10 |  | 470 | 104 | >0.5 | [5 empty] | 16 |  |  | 50000 | [7 empty] | B35 | Frosted |  | 35 |  | 15000 |  |  | 95 |  |  |  | Instant on | [19 empty] | Yes | [8 empty] | No | [32 empty] | E27 | Tungsram | 80 | 4000 | 4000 | 470 | 4.5 |  | Available
93118073 | LED Fil Candle 4.5W 840 E14 FR TU DS | image | datasheet | deeplink |  | 300 |  |  |  |  | F | [9 empty] | <0.5 s | 4.5 | 220-240V | Direct Shipment | [5 empty] | 5994100099741 | 25994100043199 |  | -20°C | +40°C |  |  | 10 |  | 470 | 104 | >0.5 | [5 empty] | 14 |  |  | 50000 | [7 empty] | B35 | Frosted |  | 35 |  | 15000 |  |  | 97 |  |  |  | Instant on | [19 empty] | Yes | [8 empty] | No | [32 empty] | E14 | Tungsram | 80 | 4000 | 4000 | 470 | 4.5 |  | Available
93118072 | LED Fil Candle 4.5W 827 E27 FR TU DS | image | datasheet | deeplink |  | 300 |  |  |  |  | F | [9 empty] | <0.5 s | 4.5 | 220-240V | Direct Shipment | [5 empty] | 5994100099734 | 25994100043175 |  | -20°C | +40°C |  |  | 10 |  | 470 | 104 | >0.5 | [5 empty] | 16 |  |  | 50000 | [7 empty] | B35 | Frosted |  | 35 |  | 15000 |  |  | 95 |  |  |  | Instant on | [19 empty] | Yes | [8 empty] | No | [32 empty] | E27 | Tungsram | 80 | 2700 | 2700 | 470 | 4.5 |  | Available
93118071 | LED Fil Candle 4.5W 827 E14 FR TU DS | image | datasheet | deeplink |  | 300 |  |  |  |  | F | [9 empty] | <0.5 s | 4.5 | 220-240V | Direct Shipment | [5 empty] | 5994100099727 | 25994100043168 |  | -20°C | +40°C |  |  | 10 |  | 470 | 104 | >0.5 | [5 empty] | 14 |  |  | 50000 | [7 empty] | B35 | Frosted |  | 35 |  | 15000 |  |  | 97 |  |  |  | Instant on | [19 empty] | Yes | [8 empty] | No | [32 empty] | E14 | Tungsram | 80 | 2700 | 2700 | 470 | 4.5 |  | Available
93118070 | LED Fil Candle 4.5W 827 E27 CL TU DS | image | datasheet | deeplink |  | 300 |  |  |  |  | F | [9 empty] | <0.5 s | 4.5 | 220-240V | Direct Shipment | [5 empty] | 5994100099710 | 25994100043144 |  | -20°C | +40°C |  |  | 10 |  | 470 | 104 | >0.5 | [5 empty] | 16 |  |  | 50000 | [7 empty] | B35 | Clear |  | 35 |  | 15000 |  |  | 95 |  |  |  | Instant on | [19 empty] | Yes | [8 empty] | No | [32 empty] | E27 | Tungsram | 80 | 2700 | 2700 | 470 | 4.5 |  | Available
93118069 | LED Fil Candle 4.5W 827 E14 CL TU DS | image | datasheet | deeplink |  | 300 |  |  |  |  | F | [9 empty] | <0.5 s | 4.5 | 220-240V | Direct Shipment | [5 empty] | 5994100099604 | 25994100043137 |  | -20°C | +40°C |  |  | 10 |  | 470 | 104 | >0.5 | [5 empty] | 14 |  |  | 50000 | [7 empty] | B35 | Clear |  | 35 |  | 15000 |  |  | 97 |  |  |  | Instant on | [19 empty] | Yes | [8 empty] | No | [32 empty] | E14 | Tungsram | 80 | 2700 | 2700 | 470 | 4.5 |  | Available
93118068 | LED Fil Candle 2.5W 865 E27 FR TU DS | image | datasheet | deeplink |  | 300 |  |  |  |  | F | [9 empty] | <0.5 s | 2.5 | 220-240V | Direct Shipment | [5 empty] | 5994100043119 | 25994100043113 |  | -20°C | +40°C |  |  | 10 |  | 250 | 100 | >0.5 | [5 empty] | 16 |  |  | 50000 | [7 empty] | B35 | Frosted |  | 35 |  | 15000 |  |  | 95 |  |  |  | Instant on | [19 empty] | Yes | [8 empty] | No | [32 empty] | E27 | Tungsram | 80 | 6500 | 6500 | 250 | 2.5 |  | Available
93118067 | LED Fil Candle 2.5W 865 E14 FR TU DS | image | datasheet | deeplink |  | 300 |  |  |  |  | F | [9 empty] | <0.5 s | 2.5 | 220-240V | Direct Shipment | [5 empty] | 5994100043102 | 25994100043106 |  | -20°C | +40°C |  |  | 10 |  | 250 | 100 | >0.5 | [5 empty] | 14 |  |  | 50000 | [7 empty] | B35 | Frosted |  | 35 |  | 15000 |  |  | 97 |  |  |  | Instant on | [19 empty] | Yes | [8 empty] | No | [32 empty] | E14 | Tungsram | 80 | 6500 | 6500 | 250 | 2.5 |  | Available
93118066 | LED Fil Candle 2.5W 840 E27 FR TU DS | image | datasheet | deeplink |  | 300 |  |  |  |  | F | [9 empty] | <0.5 s | 2.5 | 220-240V | Direct Shipment | [5 empty] | 5994100043089 | 25994100043083 |  | -20°C | +40°C |  |  | 10 |  | 250 | 100 | >0.5 | [5 empty] | 16 |  |  | 50000 | [7 empty] | B35 | Frosted |  | 35 |  | 15000 |  |  | 95 |  |  |  | Instant on | [19 empty] | Yes | [8 empty] | No | [32 empty] | E27 | Tungsram | 80 | 4000 | 4000 | 250 | 2.5 |  | Available
93118064 | LED Fil Candle 2.5W 827 E27 FR TU DS | image | datasheet | deeplink |  | 300 |  |  |  |  | F | [9 empty] | <0.5 s | 2.5 | 220-240V | Direct Shipment | [5 empty] | 5994100043058 | 25994100043052 |  | -20°C | +40°C |  |  | 10 |  | 250 | 100 | >0.5 | [5 empty] | 16 |  |  | 50000 | [7 empty] | B35 | Frosted |  | 35 |  | 15000 |  |  | 95 |  |  |  | Instant on | [19 empty] | Yes | [8 empty] | No | [32 empty] | E27 | Tungsram | 80 | 2700 | 2700 | 250 | 2.5 |  | Available
93118063 | LED Fil Candle 2.5W 827 E14 FR TU DS | image | datasheet | deeplink |  | 300 |  |  |  |  | F | [9 empty] | <0.5 s | 2.5 | 220-240V | Direct Shipment | [5 empty] | 5994100043041 | 25994100043045 |  | -20°C | +40°C |  |  | 10 |  | 250 | 100 | >0.5 | [5 empty] | 14 |  |  | 50000 | [7 empty] | B35 | Frosted |  | 35 |  | 15000 |  |  | 97 |  |  |  | Instant on | [19 empty] | Yes | [8 empty] | No | [32 empty] | E14 | Tungsram | 80 | 2700 | 2700 | 250 | 2.5 |  | Available
93118062 | LED Fil Candle 2.5W 827 E27 CL TU DS | image | datasheet | deeplink |  | 300 |  |  |  |  | F | [9 empty] | <0.5 s | 2.5 | 220-240V | Direct Shipment | [5 empty] | 5994100043027 | 25994100043021 |  | -20°C | +40°C |  |  | 10 |  | 250 | 100 | >0.5 | [5 empty] | 16 |  |  | 50000 | [7 empty] | B35 | Clear |  | 35 |  | 15000 |  |  | 95 |  |  |  | Instant on | [19 empty] | Yes | [8 empty] | No | [32 empty] | E27 | Tungsram | 80 | 2700 | 2700 | 250 | 2.5 |  | Available
93118061 | LED Fil Candle 2.5W 827 E14 CL TU DS | image | datasheet | deeplink |  | 300 |  |  |  |  | F | [9 empty] | <0.5 s | 2.5 | 220-240V | Direct Shipment | [5 empty] | 5994100043010 | 25994100043014 |  | -20°C | +40°C |  |  | 10 |  | 250 | 100 | >0.5 | [5 empty] | 14 |  |  | 50000 | [7 empty] | B35 | Clear |  | 35 |  | 15000 |  |  | 97 |  |  |  | Instant on | [19 empty] | Yes | [8 empty] | No | [32 empty] | E14 | Tungsram | 80 | 2700 | 2700 | 250 | 2.5 |  | Available
93118060 | LED Fil A60 7W 865 E27 FR TU DS | image | datasheet | deeplink |  | 300 |  |  |  |  | E | [9 empty] | <0.5 s | 7 | 220-240V | Direct Shipment | [5 empty] | 5994100042792 | 25994100042796 |  | -20°C | +40°C |  |  | 10 |  | 806 | 115 | >0.5 | [5 empty] | 30 |  |  | 50000 | [7 empty] | A60 | Frosted |  | 60 |  | 15000 |  |  | 104 |  |  |  | Instant on | [19 empty] | Yes | [8 empty] | No | [32 empty] | E27 | Tungsram | 80 | 6500 | 6500 | 806 | 7 |  | Available
93118059 | LED Fil A60 7W 840 E27 FR TU DS | image | datasheet | deeplink |  | 300 |  |  |  |  | E | [9 empty] | <0.5 s | 7 | 220-240V | Direct Shipment | [5 empty] | 5994100099598 | 25994100042772 |  | -20°C | +40°C |  |  | 10 |  | 806 | 115 | >0.5 | [5 empty] | 30 |  |  | 50000 | [7 empty] | A60 | Frosted |  | 60 |  | 15000 |  |  | 104 |  |  |  | Instant on | [19 empty] | Yes | [8 empty] | No | [32 empty] | E27 | Tungsram | 80 | 4000 | 4000 | 806 | 7 |  | Available
93118058 | LED Fil A60 7W 827 E27 FR TU DS | image | datasheet | deeplink |  | 300 |  |  |  |  | E | [9 empty] | <0.5 s | 7 | 220-240V | Direct Shipment | [5 empty] | 5994100099581 | 25994100042758 |  | -20°C | +40°C |  |  | 10 |  | 806 | 115 | >0.5 | [5 empty] | 30 |  |  | 50000 | [7 empty] | A60 | Frosted |  | 60 |  | 15000 |  |  | 104 |  |  |  | Instant on | [19 empty] | Yes | [8 empty] | No | [32 empty] | E27 | Tungsram | 80 | 2700 | 2700 | 806 | 7 |  | Available
93118057 | LED Fil A60 7W 827 E27 CL TU DS | image | datasheet | deeplink |  | 300 |  |  |  |  | E | [9 empty] | <0.5 s | 7 | 220-240V | Direct Shipment | [5 empty] | 5994100099574 | 25994100042734 |  | -20°C | +40°C |  |  | 10 |  | 806 | 115 | >0.5 | [5 empty] | 30 |  |  | 50000 | [7 empty] | A60 | Clear |  | 60 |  | 15000 |  |  | 104 |  |  |  | Instant on | [19 empty] | Yes | [8 empty] | No | [32 empty] | E27 | Tungsram | 80 | 2700 | 2700 | 806 | 7 |  | Available
93118056 | LED Fil A60 4.5W 840 E27 FR TU DS | image | datasheet | deeplink |  | 300 |  |  |  |  | F | [9 empty] | <0.5 s | 4.5 | 220-240V | Direct Shipment | [5 empty] | 5994100042716 | 25994100042710 |  | -20°C | +40°C |  |  | 10 |  | 470 | 104 | >0.5 | [5 empty] | 30 |  |  | 50000 | [7 empty] | A60 | Frosted |  | 60 |  | 15000 |  |  | 104 |  |  |  | Instant on | [19 empty] | Yes | [8 empty] | No | [32 empty] | E27 | Tungsram | 80 | 4000 | 4000 | 470 | 4.5 |  | Available
93118045 | LED Fil A60 4.5W 827 E27 FR TU DS | image | datasheet | deeplink |  | 300 |  |  |  |  | F | [9 empty] | <0.5 s | 4.5 | 220-240V | Direct Shipment | [5 empty] | 5994100042693 | 25994100042697 |  | -20°C | +40°C |  |  | 10 |  | 470 | 104 | >0.5 | [5 empty] | 30 |  |  | 50000 | [7 empty] | A60 | Frosted |  | 60 |  | 15000 |  |  | 104 |  |  |  | Instant on | [19 empty] | Yes | [8 empty] | No | [32 empty] | E27 | Tungsram | 80 | 2700 | 2700 | 470 | 4.5 |  | Available
93118044 | LED Fil A60 4.5W 827 E27 CL TU DS | image | datasheet | deeplink |  | 300 |  |  |  |  | F | [9 empty] | <0.5 s | 4.5 | 220-240V | Direct Shipment | [5 empty] | 5994100042679 | 25994100042673 |  | -20°C | +40°C |  |  | 10 |  | 470 | 104 | >0.5 | [5 empty] | 30 |  |  | 50000 | [7 empty] | A60 | Clear |  | 60 |  | 15000 |  |  | 104 |  |  |  | Instant on | [19 empty] | Yes | [8 empty] | No | [32 empty] | E27 | Tungsram | 80 | 2700 | 2700 | 470 | 4.5 |  | Available
93114840 | FT5 13W 835 TU SL1/25 | image | datasheet | deeplink |  |  |  |  | 2CC-8 | Yes | A | [7 empty] | 13 |  |  | 14.3 |  | Standard | [5 empty] | 5994100053286 | 15994100053283 | [5 empty] | 16 | 2000 | 830 | 12.1429 | [5 empty] | 78 | 18 | [10 empty] | Spherical |  | 45 |  | TWIN BOX |  | 39 | 480 EUR. 576 UK | [10 empty] | EUP related | TRAY OUTER |  |  | 480 | 576 | [5 empty] | 6720 |  | 185 x 153 x 75 (mm) | [12 empty] | 8064 | [29 empty] | E14 | Tungsram | 100 | 2800 | 2800 | 340 | 28 | 240 | Available
93114843 | FT5 6W 835 TU SL1/25 | image | datasheet | deeplink | [5 empty] | Yes | G |  |  | 260 | -15 |  |  |  | 6 |  |  | 6.6 |  | Standard | [5 empty] | 5994100053811 | 15994100053818 |  |  |  | 25 | 25 | 25 | 5000 | 260 | 43 |  |  | 35 |  |  |  | 23 | [10 empty] | Tubular |  | 15.875 | 16 |  |  | 24 | 2000 EUR. 6000 UK | [14 empty] | 2000 | 6000 | [5 empty] | 8000 |  | 230 x 90 x 90 (mm) |  |  | 212.1 | [9 empty] | 12000 |  | 2.75 | [7 empty] | Exempt | [19 empty] | G5 | Tungsram | 54 | 3500 | 3500 | 260 | 6 |  | Available
93096208 | FT5 LL HO 24W 865 TU SL1/30 | image | datasheet | deeplink | [5 empty] | Yes | G |  |  | 1600 | -15 |  |  |  | 22.5 |  |  | 24.75 |  | Standard | [5 empty] | 5994100016212 | 15994100016219 |  |  |  | 35 | 35 | 30 | 30000 | 1900 | 84 |  |  | 865 |  |  |  | 52 | [10 empty] | Tubular |  | 16 | 16 | SLEEVE |  | 68 | 360 EUR. 480 UK | [11 empty] | OUTER BOX | 36000 |  | 360 | 480 | [5 empty] | 3600 | 30000 | 590 x 120 x 102 (mm) |  |  | 549 | [9 empty] | 4800 |  | 2.5 | [7 empty] | Exempt | [19 empty] | G5 | Tungsram | 85 | 6400 | 6400 | 1900 | 24 |  | Available
93108429 | FT8 70W 840 TU SL1/25 | image | datasheet | deeplink | [5 empty] | Yes |  |  |  | 6000 | -15 |  |  |  | 69.5 |  |  | 80.02 |  | Standard | [5 empty] | 5994100023319 | 15994100023316 |  |  |  | 25 | 25 | 25 | 15000 | 6000 | 86 |  |  | 840 |  |  |  | 305 | [10 empty] | Tubular |  | 26 | 26 |  |  | 336 | 150 Special | [12 empty] | 23000 | [8 empty] | 720 | 20000 | 1810 x 160 x 150 (mm) |  |  | 1763.8 | [9 empty] | 960 |  | 2.8 | [7 empty] | Exempt |  |  | 18000 | [16 empty] | G13 | Tungsram | 85 | 4000 | 4000 | 6000 | 70 |  | Phased-out
93096199 | FT5 LL HE 21W 865 TU SL1/30 | image | datasheet | deeplink | [5 empty] | Yes | F |  |  | 1770 | -15 |  |  |  | 20.6 |  |  | 22.66 |  | Standard | [5 empty] | 5994100016120 | 15994100016127 |  |  |  | 35 | 35 | 30 | 30000 | 1950 | 94 |  |  | 865 |  |  |  | 77 | [10 empty] | Tubular |  | 16 | 16 | SLEEVE |  | 100 | 180 EUR. 300 UK | [11 empty] | OUTER BOX | 36000 |  | 180 | 300 | [5 empty] | 1800 | 30000 | 890 x 120 x 102 (mm) |  |  | 849 | [9 empty] | 3000 |  | 2.5 | [7 empty] | Exempt | [19 empty] | G5 | Tungsram | 85 | 6400 | 6400 | 1950 | 21 |  | Available
93096212 | FT5 LL HO 54W 840 TU SL1/30 | image | datasheet | deeplink | [5 empty] | Yes | F |  |  | 4460 | -15 |  |  |  | 54.1 |  |  | 59.51 |  | Standard | [5 empty] | 5994100016250 | 15994100016257 |  |  |  | 35 | 35 | 30 | 30000 | 5000 | 93 |  |  | 840 |  |  |  | 101 | [10 empty] | Tubular |  | 16 | 16 | SLEEVE |  | 130 | 180 EUR. 240 UK | [11 empty] | OUTER BOX | 36000 |  | 180 | 240 | [5 empty] | 1800 | 30000 | 1190 x 120 x 102 (mm) |  |  | 1149 | [9 empty] | 2400 |  | 2.5 | [7 empty] | Exempt | [19 empty] | G5 | Tungsram | 85 | 4000 | 4000 | 5000 | 54 |  | Available
93096196 | FT5 LL HE 14W 865 TU SL1/30 | image | datasheet | deeplink | [5 empty] | Yes | G |  |  | 1140 | -15 |  |  |  | 14 |  |  | 15.4 |  | Standard | [5 empty] | 5994100016090 | 15994100016097 |  |  |  | 35 | 35 | 30 | 30000 | 1250 | 91 |  |  | 865 |  |  |  | 52 | [10 empty] | Tubular |  | 16 | 16 | SLEEVE |  | 68 | 360 EUR. 480 UK | [11 empty] | OUTER BOX | 36000 |  | 360 | 480 | [5 empty] | 3600 | 30000 | 590 x 120 x 102 (mm) |  |  | 549 | [9 empty] | 4800 |  | 2.5 | [7 empty] | Exempt | [19 empty] | G5 | Tungsram | 85 | 6400 | 6400 | 1250 | 14 |  | Available
93114841 | FT5 13W 840 TU SL1/25 | image | datasheet | deeplink | [5 empty] | Yes | G |  |  | 850 | -15 |  |  |  | 13 |  |  | 14.3 |  | Standard | [5 empty] | 5994100053293 | 15994100053290 |  |  |  | 25 | 25 | 25 | 5000 | 830 | 65 |  |  | 33 |  |  |  | 47 | [10 empty] | Tubular |  | 15.6 | 16 |  |  | 52 | 2500 UK | [15 empty] | 2500 | [5 empty] | 1520 |  | 573 x 112 x 98 (mm) |  |  | 516.9 | [9 empty] | 5000 |  | 2.75 | [7 empty] | Exempt | [19 empty] | G5 | Tungsram | 60 | 4000 | 4000 | 850 | 13 |  | Available
93096215 | FT5 LL HO 49W 840 TU SL1/30 | image | datasheet | deeplink | [5 empty] | Yes | F |  |  | 4450 | -15 |  |  |  | 49.2 |  |  | 54.12 |  | Standard | [5 empty] | 5994100016281 | 15994100016288 |  |  |  | 35 | 35 | 30 | 30000 | 4900 | 99 |  |  | 840 |  |  |  | 125 | [10 empty] | Tubular |  | 16 | 16 | SLEEVE |  | 160 | 210 Special | [11 empty] | OUTER BOX | 36000 | [8 empty] | 1520 | 30000 | 1490 x 120 x 102 (mm) |  |  | 1449 | [9 empty] | 2000 |  | 2.5 | [7 empty] | Exempt | [19 empty] | G5 | Tungsram | 85 | 4000 | 4000 | 4900 | 49 |  | Available
93096202 | FT5 LL HE 28W 865 TU SL1/30 | image | datasheet | deeplink | [5 empty] | Yes | F |  |  | 2450 | -15 |  |  |  | 27.9 |  |  | 30.69 |  | Standard | [5 empty] | 5994100016151 | 15994100016158 |  |  |  | 35 | 35 | 30 | 30000 | 2700 | 97 |  |  | 865 |  |  |  | 101 | [10 empty] | Tubular |  | 16 | 16 | SLEEVE |  | 130 | 180 EUR. 240 UK | [11 empty] | OUTER BOX | 36000 |  | 180 | 240 | [5 empty] | 1800 | 30000 | 1190 x 120 x 102 (mm) |  |  | 1149 | [9 empty] | 2400 |  | 2.5 | [7 empty] | Exempt | [19 empty] | G5 | Tungsram | 85 | 6400 | 6400 | 2700 | 28 |  | Available
93096155 | FT5 LL HE 14W 840 TU SL1/30 | image | datasheet | deeplink | [5 empty] | Yes | F |  |  | 1230 | -15 |  |  |  | 14 |  |  | 15.4 |  | Standard | [5 empty] | 5994100016083 | 15994100016080 |  |  |  | 35 | 35 | 30 | 30000 | 1350 | 99 |  |  | 840 |  |  |  | 52 | [10 empty] | Tubular |  | 16 | 16 | SLEEVE |  | 68 | 360 EUR. 480 UK | [11 empty] | OUTER BOX | 36000 |  | 360 | 480 | [5 empty] | 3600 | 30000 | 590 x 120 x 102 (mm) |  |  | 549 | [9 empty] | 4800 |  | 2.5 | [7 empty] | Exempt | [19 empty] | G5 | Tungsram | 85 | 4000 | 4000 | 1350 | 14 |  | Available
93096201 | FT5 LL HE 28W 840 TU SL1/30 | image | datasheet | deeplink | [5 empty] | Yes | F |  |  | 2640 | -15 |  |  |  | 27.9 |  |  | 30.69 |  | Standard | [5 empty] | 5994100016144 | 15994100016141 |  |  |  | 35 | 35 | 30 | 30000 | 2900 | 104 |  |  | 840 |  |  |  | 101 | [10 empty] | Tubular |  | 16 | 16 | SLEEVE |  | 130 | 180 EUR. 240 UK | [11 empty] | OUTER BOX | 36000 |  | 180 | 240 | [5 empty] | 1800 | 30000 | 1190 x 120 x 102 (mm) |  |  | 1149 | [9 empty] | 2400 |  | 2.5 | [7 empty] | Exempt | [19 empty] | G5 | Tungsram | 85 | 4000 | 4000 | 2900 | 28 |  | Available
93096206 | FT5 LL HO 24W 830 TU SL1/30 | image | datasheet | deeplink | [5 empty] | Yes | G |  |  | 1750 | -15 |  |  |  | 22.5 |  |  | 24.75 |  | Standard | [5 empty] | 5994100016199 | 15994100016196 |  |  |  | 35 | 35 | 30 | 30000 | 2000 | 89 |  |  | 830 |  |  |  | 52 | [10 empty] | Tubular |  | 16 | 16 | SLEEVE |  | 68 | 360 EUR. 480 UK | [11 empty] | OUTER BOX | 36000 |  | 360 | 480 | [5 empty] | 3600 | 30000 | 590 x 120 x 102 (mm) |  |  | 549 | [9 empty] | 4800 |  | 2.5 | [7 empty] | Exempt | [19 empty] | G5 | Tungsram | 85 | 3000 | 3000 | 2000 | 24 |  | Available
93096217 | FT5 LL HO 80W 830 TU SL1/30 | image | datasheet | deeplink | [5 empty] | Yes | G |  |  | 6250 | -15 |  |  |  | 79.8 |  |  | 87.78 |  | Standard | [5 empty] | 5994100016304 | 15994100016301 |  |  |  | 35 | 35 | 30 | 30000 | 7000 | 88 |  |  | 830 |  |  |  | 125 | [10 empty] | Tubular |  | 16 | 16 | SLEEVE |  | 160 | 210 Special | [11 empty] | OUTER BOX | 36000 | [8 empty] | 1520 | 30000 | 1490 x 120 x 102 (mm) |  |  | 1449 | [9 empty] | 2000 |  | 2.5 | [7 empty] | Exempt | [19 empty] | G5 | Tungsram | 85 | 3000 | 3000 | 7000 | 80 |  | Available
93096197 | FT5 LL HE 21W 830 TU SL1/30 | image | datasheet | deeplink | [5 empty] | Yes | F |  |  | 1910 | -15 |  |  |  | 20.6 |  |  | 22.66 |  | Standard | [5 empty] | 5994100016106 | 15994100016103 |  |  |  | 35 | 35 | 30 | 30000 | 2100 | 101 |  |  | 830 |  |  |  | 77 | [10 empty] | Tubular |  | 16 | 16 | SLEEVE |  | 100 | 180 EUR. 300 UK | [11 empty] | OUTER BOX | 36000 |  | 180 | 300 | [5 empty] | 1800 | 30000 | 890 x 120 x 102 (mm) |  |  | 849 | [9 empty] | 3000 |  | 2.5 | [7 empty] | Exempt | [19 empty] | G5 | Tungsram | 85 | 3000 | 3000 | 2100 | 21 |  | Available
93096205 | FT5 LL HE 35W 865 TU SL1/30 | image | datasheet | deeplink | [5 empty] | Yes | F |  |  | 3090 | -15 |  |  |  | 35.5 |  |  | 39.05 |  | Standard | [5 empty] | 5994100016182 | 15994100016189 |  |  |  | 35 | 35 | 30 | 30000 | 3400 | 98 |  |  | 865 |  |  |  | 125 | [10 empty] | Tubular |  | 16 | 16 | SLEEVE |  | 160 | 210 Special | [11 empty] | OUTER BOX | 36000 | [8 empty] | 1520 | 30000 | 1490 x 120 x 102 (mm) |  |  | 1449 | [9 empty] | 2000 |  | 2.5 | [7 empty] | Exempt | [19 empty] | G5 | Tungsram | 85 | 6400 | 6400 | 3400 | 35 |  | Available
93096154 | FT5 LL HE 14W 830 TU SL1/30 | image | datasheet | deeplink | [5 empty] | Yes | F |  |  | 1230 | -15 |  |  |  | 14 |  |  | 15.4 |  | Standard | [5 empty] | 5994100016076 | 15994100016073 |  |  |  | 35 | 35 | 30 | 30000 | 1350 | 99 |  |  | 830 |  |  |  | 52 | [10 empty] | Tubular |  | 16 | 16 | SLEEVE |  | 68 | 360 EUR. 480 UK | [11 empty] | OUTER BOX | 36000 |  | 360 | 480 | [5 empty] | 3600 | 30000 | 590 x 120 x 102 (mm) |  |  | 549 | [9 empty] | 4800 |  | 2.5 | [7 empty] | Exempt | [19 empty] | G5 | Tungsram | 85 | 3000 | 3000 | 1350 | 14 |  | Available
93108434 | FCT5 55W 840 TU HB1/10 | image | datasheet | deeplink | [5 empty] | Yes | G |  |  | 4200 | -15 |  |  |  | 55 |  |  | 60.5 |  | Standard | [5 empty] | 5994100023258 | 15994100023255 |  |  |  | 25 | 25 | 10 | 12000 | 4200 | 76 |  |  | 840 |  |  |  | 110 | [10 empty] | Tubular |  | 16 | 16 |  |  | 280 | 60 EUR. 90 UK | [10 empty] | EUP related |  |  |  | 60 | 90 | [5 empty] | 180 | 12000 | 321 x 321 x 339 (mm) | [12 empty] | 270 |  | 3.5 | [7 empty] | Exempt | [19 empty] | 2GX13 | Tungsram | 82 | 4000 | 4000 | 4200 | 55 |  | Available
93108432 | FCT5 40W 840 TU HB1/10 | image | datasheet | deeplink | [5 empty] | Yes | G |  |  | 3300 | -15 |  |  |  | 39.9 |  |  | 43.89 |  | Standard | [5 empty] | 5994100023234 | 15994100023231 |  |  |  | 25 | 25 | 10 | 12000 | 3300 | 83 |  |  | 840 |  |  |  | 109 | [10 empty] | Tubular |  | 16 | 16 |  |  | 266 | 60 EUR. 90 UK | [10 empty] | EUP related |  |  |  | 60 | 90 | [5 empty] | 180 | 12000 | 321 x 321 x 339 (mm) | [12 empty] | 270 |  | 3.5 | [7 empty] | Exempt | [19 empty] | 2GX13 | Tungsram | 82 | 4000 | 4000 | 3300 | 40 |  | Available
93096214 | FT5 LL HO 49W 830 TU SL1/30 | image | datasheet | deeplink | [5 empty] | Yes | F |  |  | 4450 | -15 |  |  |  | 49.2 |  |  | 54.12 |  | Standard | [5 empty] | 5994100016274 | 15994100016271 |  |  |  | 35 | 35 | 30 | 30000 | 4900 | 99 |  |  | 830 |  |  |  | 125 | [10 empty] | Tubular |  | 16 | 16 | SLEEVE |  | 160 | 210 Special | [11 empty] | OUTER BOX | 36000 | [8 empty] | 1520 | 30000 | 1490 x 120 x 102 (mm) |  |  | 1449 | [9 empty] | 2000 |  | 2.5 | [7 empty] | Exempt | [19 empty] | G5 | Tungsram | 85 | 3000 | 3000 | 4900 | 49 |  | Available
93096200 | FT5 LL HE 28W 830 TU SL1/30 | image | datasheet | deeplink | [5 empty] | Yes | F |  |  | 2640 | -15 |  |  |  | 27.9 |  |  | 30.69 |  | Standard | [5 empty] | 5994100016137 | 15994100016134 |  |  |  | 35 | 35 | 30 | 30000 | 2900 | 104 |  |  | 830 |  |  |  | 101 | [10 empty] | Tubular |  | 16 | 16 | SLEEVE |  | 130 | 180 EUR. 240 UK | [11 empty] | OUTER BOX | 36000 |  | 180 | 240 | [5 empty] | 1800 | 30000 | 1190 x 120 x 102 (mm) |  |  | 1149 | [9 empty] | 2400 |  | 2.5 | [7 empty] | Exempt | [19 empty] | G5 | Tungsram | 85 | 3000 | 3000 | 2900 | 28 |  | Available
93096198 | FT5 LL HE 21W 840 TU SL1/30 | image | datasheet | deeplink | [5 empty] | Yes | F |  |  | 1910 | -15 |  |  |  | 20.6 |  |  | 22.66 |  | Standard | [5 empty] | 5994100016113 | 15994100016110 |  |  |  | 35 | 35 | 30 | 30000 | 2100 | 101 |  |  | 840 |  |  |  | 77 | [10 empty] | Tubular |  | 16 | 16 | SLEEVE |  | 100 | 180 EUR. 300 UK | [11 empty] | OUTER BOX | 36000 |  | 180 | 300 | [5 empty] | 1800 | 30000 | 890 x 120 x 102 (mm) |  |  | 849 | [9 empty] | 3000 |  | 2.5 | [7 empty] | Exempt | [19 empty] | G5 | Tungsram | 85 | 4000 | 4000 | 2100 | 21 |  | Available
93108428 | FT8 70W 835 TU SL1/25 | image | datasheet | deeplink | [5 empty] | Yes |  |  |  | 6000 | -15 |  |  |  | 69.5 |  |  | 80.02 |  | Standard | [5 empty] | 5994100023302 | 15994100023309 |  |  |  | 25 | 25 | 25 | 15000 | 6000 | 86 |  |  | 835 |  |  |  | 305 | [10 empty] | Tubular |  | 26 | 26 |  |  | 336 | 150 Special | [12 empty] | 23000 | [8 empty] | 720 | 20000 | 1810 x 160 x 150 (mm) |  |  | 1763.8 | [9 empty] | 960 |  | 2.8 | [7 empty] | Exempt |  |  | 18000 | [16 empty] | G13 | Tungsram | 85 | 3500 | 3500 | 6000 | 70 |  | Phased-out
93096213 | FT5 LL HO 54W 865 TU SL1/30 | image | datasheet | deeplink | [5 empty] | Yes | G |  |  | 4100 | -15 |  |  |  | 54.1 |  |  | 59.51 |  | Standard | [5 empty] | 5994100016267 | 15994100016264 |  |  |  | 35 | 35 | 30 | 30000 | 4750 | 88 |  |  | 865 |  |  |  | 101 | [10 empty] | Tubular |  | 16 | 16 | SLEEVE |  | 130 | 180 EUR. 240 UK | [11 empty] | OUTER BOX | 36000 |  | 180 | 240 | [5 empty] | 1800 | 30000 | 1190 x 120 x 102 (mm) |  |  | 1149 | [9 empty] | 2400 |  | 2.5 | [7 empty] | Exempt | [19 empty] | G5 | Tungsram | 85 | 6400 | 6400 | 4750 | 54 |  | Available
93096216 | FT5 LL HO 49W 865 TU SL1/30 | image | datasheet | deeplink | [5 empty] | Yes | F |  |  | 4100 | -15 |  |  |  | 49.2 |  |  | 54.12 |  | Standard | [5 empty] | 5994100016298 | 15994100016295 |  |  |  | 35 | 35 | 30 | 30000 | 4650 | 94 |  |  | 865 |  |  |  | 125 | [10 empty] | Tubular |  | 16 | 16 | SLEEVE |  | 160 | 210 Special | [11 empty] | OUTER BOX | 36000 | [8 empty] | 1520 | 30000 | 1490 x 120 x 102 (mm) |  |  | 1449 | [9 empty] | 2000 |  | 2.5 | [7 empty] | Exempt | [19 empty] | G5 | Tungsram | 85 | 6400 | 6400 | 4650 | 49 |  | Available
93096211 | FT5 LL HO 54W 830 TU SL1/30 | image | datasheet | deeplink | [5 empty] | Yes | F |  |  | 4460 | -15 |  |  |  | 54.1 |  |  | 59.51 |  | Standard | [5 empty] | 5994100016243 | 15994100016240 |  |  |  | 35 | 35 | 30 | 30000 | 5000 | 93 |  |  | 830 |  |  |  | 101 | [10 empty] | Tubular |  | 16 | 16 | SLEEVE |  | 130 | 180 EUR. 240 UK | [11 empty] | OUTER BOX | 36000 |  | 180 | 240 | [5 empty] | 1800 | 30000 | 1190 x 120 x 102 (mm) |  |  | 1149 | [9 empty] | 2400 |  | 2.5 | [7 empty] | Exempt | [19 empty] | G5 | Tungsram | 85 | 3000 | 3000 | 5000 | 54 |  | Available
93096203 | FT5 LL HE 35W 830 TU SL1/30 | image | datasheet | deeplink | [5 empty] | Yes | F |  |  | 3320 | -15 |  |  |  | 35.5 |  |  | 39.05 |  | Standard | [5 empty] | 5994100016168 | 15994100016165 |  |  |  | 35 | 35 | 30 | 30000 | 3650 | 105 |  |  | 830 |  |  |  | 125 | [10 empty] | Tubular |  | 16 | 16 | SLEEVE |  | 160 | 210 Special | [11 empty] | OUTER BOX | 36000 | [8 empty] | 1520 | 30000 | 1490 x 120 x 102 (mm) |  |  | 1449 | [9 empty] | 2000 |  | 2.5 | [7 empty] | Exempt | [19 empty] | G5 | Tungsram | 85 | 3000 | 3000 | 3650 | 35 |  | Available
93096204 | FT5 LL HE 35W 840 TU SL1/30 | image | datasheet | deeplink | [5 empty] | Yes | F |  |  | 3320 | -15 |  |  |  | 35.5 |  |  | 39.05 |  | Standard | [5 empty] | 5994100016175 | 15994100016172 |  |  |  | 35 | 35 | 30 | 30000 | 3650 | 105 |  |  | 840 |  |  |  | 125 | [10 empty] | Tubular |  | 16 | 16 | SLEEVE |  | 160 | 210 Special | [11 empty] | OUTER BOX | 36000 | [8 empty] | 1520 | 30000 | 1490 x 120 x 102 (mm) |  |  | 1449 | [9 empty] | 2000 |  | 2.5 | [7 empty] | Exempt | [19 empty] | G5 | Tungsram | 85 | 4000 | 4000 | 3650 | 35 |  | Available
93096207 | FT5 LL HO 24W 840 TU SL1/30 | image | datasheet | deeplink | [5 empty] | Yes | G |  |  | 1750 | -15 |  |  |  | 22.5 |  |  | 24.75 |  | Standard | [5 empty] | 5994100016205 | 15994100016202 |  |  |  | 35 | 35 | 30 | 30000 | 2000 | 89 |  |  | 840 |  |  |  | 52 | [10 empty] | Tubular |  | 16 | 16 | SLEEVE |  | 68 | 360 EUR. 480 UK | [11 empty] | OUTER BOX | 36000 |  | 360 | 480 | [5 empty] | 3600 | 30000 | 590 x 120 x 102 (mm) |  |  | 549 | [9 empty] | 4800 |  | 2.5 | [7 empty] | Exempt | [19 empty] | G5 | Tungsram | 85 | 4000 | 4000 | 2000 | 24 |  | Available
93114842 | FT5 4W 840 TU SL1/25 | image | datasheet | deeplink | [5 empty] | Yes | G |  |  | 130 | -15 |  |  |  | 4.5 |  |  | 4.95 |  | Standard | [5 empty] | 5994100053309 | 15994100053306 |  |  |  | 25 | 25 | 25 | 5000 | 130 | 33 |  |  | 33 |  |  |  | 15 | [10 empty] | Tubular |  | 15.875 | 16 |  |  | 17 | 2000 EUR. 6000 UK | [14 empty] | 2000 | 6000 | [5 empty] | 8000 |  | 90 x 157 x 90 (mm) |  |  | 135.9 | [9 empty] | 12000 |  | 2.75 | [7 empty] | Exempt | [19 empty] | G5 | Tungsram | 60 | 4000 | 4000 | 130 | 4 |  | Available
93108433 | FCT5 55W 830 TU HB1/10 | image | datasheet | deeplink | [5 empty] | Yes | G |  |  | 4200 | -15 |  |  |  | 55 |  |  | 60.5 |  | Standard | [5 empty] | 5994100023241 | 15994100023248 |  |  |  | 25 | 25 | 10 | 12000 | 4200 | 76 |  |  | 830 |  |  |  | 110 | [10 empty] | Tubular |  | 16 | 16 |  |  | 280 | 60 EUR. 90 UK | [10 empty] | EUP related |  |  |  | 60 | 90 | [5 empty] | 180 | 12000 | 321 x 321 x 339 (mm) | [12 empty] | 270 |  | 3.5 | [7 empty] | Exempt | [19 empty] | 2GX13 | Tungsram | 82 | 3000 | 3000 | 4200 | 55 |  | Available
93096218 | FT5 LL HO 80W 840 TU SL1/30 | image | datasheet | deeplink | [5 empty] | Yes | G |  |  | 6250 | -15 |  |  |  | 79.8 |  |  | 87.78 |  | Standard | [5 empty] | 5994100016311 | 15994100016318 |  |  |  | 35 | 35 | 30 | 30000 | 7000 | 88 |  |  | 840 |  |  |  | 125 | [10 empty] | Tubular |  | 16 | 16 | SLEEVE |  | 160 | 210 Special | [11 empty] | OUTER BOX | 36000 | [8 empty] | 1520 | 30000 | 1490 x 120 x 102 (mm) |  |  | 1449 | [9 empty] | 2000 |  | 2.5 | [7 empty] | Exempt | [19 empty] | G5 | Tungsram | 85 | 4000 | 4000 | 7000 | 80 |  | Available
93108431 | FCT5 40W 830 TU HB1/10 | image | datasheet | deeplink | [5 empty] | Yes | G |  |  | 3300 | -15 |  |  |  | 39.9 |  |  | 43.89 |  | Standard | [5 empty] | 5994100023227 | 15994100023224 |  |  |  | 25 | 25 | 10 | 12000 | 3300 | 83 |  |  | 830 |  |  |  | 109 | [10 empty] | Tubular |  | 16 | 16 |  |  | 280 | 60 EUR. 90 UK | [10 empty] | EUP related |  |  |  | 60 | 90 | [5 empty] | 180 | 12000 | 321 x 321 x 339 (mm) | [12 empty] | 270 |  | 3.5 | [7 empty] | Exempt | [19 empty] | 2GX13 | Tungsram | 82 | 3000 | 3000 | 3300 | 40 |  | Available
93114844 | FT5 6W 840 TU SL1/25 | image | datasheet | deeplink | [5 empty] | Yes | G |  |  | 260 | -15 |  |  |  | 6 |  |  | 6.6 |  | Standard | [5 empty] | 5994100053828 | 15994100053825 |  |  |  | 25 | 25 | 25 | 5000 | 260 | 43 |  |  | 33 |  |  |  | 23 | [10 empty] | Tubular |  | 15.875 | 16 |  |  | 24 | 2000 EUR. 6000 UK | [14 empty] | 2000 | 6000 | [5 empty] | 8000 |  | 90 x 232 x 90 (mm) |  |  | 212.1 | [9 empty] | 12000 |  | 2.75 | [7 empty] | Exempt | [19 empty] | G5 | Tungsram | 60 | 4000 | 4000 | 260 | 6 |  | Available
93114839 | FT5 8W 835 TU SL1/25 | image | datasheet | deeplink | [5 empty] | Yes | A |  |  | 400 | -15 |  |  |  | 7.1 |  |  | 7.81 |  | Standard | [5 empty] | 5994100053279 | 15994100053276 |  |  |  | 25 | 25 | 25 | 8000 | 380 | 56 |  |  | 33 |  |  |  | 29 | [10 empty] | Tubular |  | 15.875 | 16 |  |  | 32 | 2000 EUR. 3000 UK | [14 empty] | 2000 | 3000 | [5 empty] | 6000 |  | 90 x 90 x 320 (mm) |  |  | 288.3 | [9 empty] | 9000 |  | 2.75 | [7 empty] | Exempt | [19 empty] | G5 | Tungsram | 60 | 4000 | 4000 | 400 | 8 |  | Available
93096209 | FT5 LL HO 39W 830 TU SL1/30 | image | datasheet | deeplink | [5 empty] | Yes | F |  |  | 3200 | -15 |  |  |  | 38 |  |  | 41.8 |  | Standard | [5 empty] | 5994100016229 | 15994100016226 |  |  |  | 35 | 35 | 30 | 30000 | 3500 | 92 |  |  | 830 |  |  |  | 77 | [10 empty] | Tubular |  | 16 | 16 | SLEEVE |  | 100 | 180 EUR. 300 UK | [11 empty] | OUTER BOX | 36000 |  | 180 | 300 | [5 empty] | 1800 | 30000 | 890 x 120 x 102 (mm) |  |  | 849 | [9 empty] | 3000 |  | 2.5 | [7 empty] | Exempt | [19 empty] | G5 | Tungsram | 85 | 3000 | 3000 | 3500 | 39 |  | Available
93114838 | FT5 8W 840 TU SL1/25 | image | datasheet | deeplink | [5 empty] | Yes | G |  |  | 400 | -15 |  |  |  | 7.1 |  |  | 7.81 |  | Standard | [5 empty] | 5994100053262 | 15994100053269 |  |  |  | 25 | 25 | 100 | 8000 | 380 | 56 |  |  | 35 |  |  |  | 29 | [10 empty] | Tubular |  | 15.875 | 16 |  |  | 32 | 1700 EUR. 2100 UK | [14 empty] | 1700 | 2100 | [5 empty] | 8500 |  | 310 x 162 x 188 (mm) |  |  | 288.3 | [9 empty] | 10500 |  | 2.75 | [7 empty] | Exempt | [19 empty] | G5 | Tungsram | 54 | 4000 | 4000 | 400 | 8 |  | Available
93108435 | FCT5 22W 840 TU HB1/10 | image | datasheet | deeplink | [5 empty] | Yes | A |  |  | 1900 | -15 |  |  |  | 22.3 |  |  | 24.53 |  | Standard | [5 empty] | 5994100023265 | 15994100023262 |  |  |  | 25 | 25 | 10 | 12000 | 1900 | 85 |  |  | 840 |  |  |  | 79 | [10 empty] | Tubular |  | 16 | 16 |  |  | 190 | 110 EUR. 120 UK | [10 empty] | EUP related |  |  |  | 110 | 120 | [5 empty] | 440 | 12000 | 301 x 251 x 256 (mm) | [12 empty] | 480 |  | 3.5 | [7 empty] | Exempt | [19 empty] | 2GX13 | Tungsram | 82 | 4000 | 4000 | 1900 | 22 |  | Available
93108430 | FCT5 22W 830 TU HB1/10 | image | datasheet | deeplink | [5 empty] | Yes | G |  |  | 1900 | -15 |  |  |  | 22.3 |  |  | 24.53 |  | Standard | [5 empty] | 5994100023210 | 15994100023217 |  |  |  | 25 | 25 | 10 | 12000 | 1900 | 85 |  |  | 830 |  |  |  | 79 | [10 empty] | Tubular |  | 16 | 16 |  |  | 190 | 110 EUR. 120 UK | [10 empty] | EUP related |  |  |  | 110 | 120 | [5 empty] | 440 | 12000 | 301 x 251 x 256 (mm) | [12 empty] | 480 |  | 3.5 | [7 empty] | Exempt | [19 empty] | 2GX13 | Tungsram | 82 | 3000 | 3000 | 1900 | 22 |  | Available
93112576 | SHORTG9 20W 220-240V TU HFBL 2/20 MIC | image | datasheet | deeplink | [5 empty] | Yes | G | [7 empty] | 20 |  | 0.0 s | 20 |  | Standard | [5 empty] | 5994100031239 | 15994100031236 | [5 empty] | 20 | 1000 | 235 | [6 empty] | 43 | 4 |  |  | 8000 | [7 empty] | Tubular |  | 12.8 |  | HALF BLISTER |  | 12 | 1240 EUR. 1560 UK |  |  | 80% |  | instant | [6 empty] | TRAY OUTER |  |  | 1240 | 1560 | [5 empty] | 9920 |  | 185 x 81 x 128 (mm) | [12 empty] | 12480 | [29 empty] | G9 | Tungsram | 100 | 2800 | 2800 | 235 | 20 | 240 | Available
93112600 | @LEDT8 VG 0.6m 8W 840 100-240V 1/15 TU | image | datasheet | deeplink |  | 200 |  |  |  | No | [8 empty] | 8 |  |  | 8 | 100-240 | [6 empty] | 0064894519789 | 10064894519786 |  | -20 | 40 |  |  | 15 |  | 1000 | 125 | >0.9 |  | 840 |  |  | 604 | 130 |  | <0.5s | 50000 | [6 empty] | 93112868 - LEDT8 VG 0.6m 8W 840 100-240V 1/15 TUDS | Linear tube | White | 28 |  | Sleeve | 40000 | [12 empty] | CE certified | Corrugated BOX | [9 empty] | 630 |  | 715x200x155mm | Yes | Universal | 600 | [39 empty] | G13 | Tungsram | 80 | 4000 | 4000 | 1000 | 8 | 230 | Marked for phase-out
93025982 | OT 40A1/FR/B22 240V TU A55 1/10/100 MII | image | datasheet | deeplink | [17 empty] | 40 |  | Direct shipment | [5 empty] | 0064894534447 | 10064894534444 | [5 empty] | 100 | 750 | [20 empty] | Frosted | 55 | [5 empty] | 93 | [65 empty] | B22d | Tungsram |  |  |  | 410 | 40 | 240 | Available
93025981 | OT 40A1/FR/E27 240V TU A55 1/10/100 MII | image | datasheet | deeplink | [17 empty] | 40 |  | Direct shipment | [5 empty] | 0064894534430 | 10064894534437 | [5 empty] | 100 | 750 | [20 empty] | Frosted | 55 | [5 empty] | 93 | [65 empty] | E27 | Tungsram |  |  |  | 410 | 40 | 240 | Available
93105804 | @LED 35W/Mercury/730/E27 TU BX1/6 | image | datasheet | deeplink |  | 360 |  |  |  | No | D |  |  |  |  | <6 step |  |  | 35 |  |  | 35 | 220-240 | Standard | [5 empty] | 5994100014935 | 15994100014932 | -30C … +40C | -30C | +40C |  |  | 6 |  | 4750 | 136 | 0.9 |  |  |  |  | 175 | 360 |  | <0.5 | >20000 | [6 empty] | 93116939 - LED 35W/MERCURY/730/E27 TU BX1/6 DS |  |  | 76 | 76 | Bx | 40000 | 488 | 96 EUR / 120 UK | [11 empty] | outer bx |  |  | 96 | 120 | [5 empty] | 384 |  | 280x187x230mm | Yes | universal | [10 empty] | 480 |  | 0g | [27 empty] | E27 | Tungsram | 70 | 3000 | 3000 | 4750 | 35 | 230 | Marked for phase-out
93105805 | @LED 35W/Mercury/740/E27 TU BX1/6 | image | datasheet | deeplink |  | 360 |  |  |  | No | D |  |  |  |  | <6 step |  |  | 35 |  |  | 35 | 220-240 | Standard | [5 empty] | 5994100014942 | 15994100014949 | -30C … +40C | -30C | +40C |  |  | 6 |  | 4800 | 137 | 0.9 |  |  |  |  | 175 | 360 |  | <0.5 | >20000 | [6 empty] | 93116940 - LED 35W/MERCURY/740/E27 TU BX1/6 DS |  |  | 76 | 76 | Bx | 40000 | 488 | 96 EUR / 120 UK | [11 empty] | outer bx |  |  | 96 | 120 | [5 empty] | 384 |  | 280x187x230mm | Yes | universal | [10 empty] | 480 |  | 0g | [27 empty] | E27 | Tungsram | 70 | 4000 | 4000 | 4800 | 35 | 230 | Marked for phase-out
93110317 | 15P1/OVEN/S22/CL/E14/230-240V TU IND300 | image | datasheet | deeplink | [6 empty] | G | [7 empty] | 15 |  |  | 15 |  | Standard | [5 empty] | 5994100031123 | 15994100031120 | [5 empty] | 300 | 1000 | 85 | 5.7 | [5 empty] | 49 | 11 | [10 empty] | Pygmy | Clear | 22.5 |  | IND |  | 13 | [12 empty] | OB |  |  | 3600 | 4500 | [5 empty] | 7200 |  | 401x199x322mm | [9 empty] | Yes |  |  | 9000 | [29 empty] | E14 | Tungsram |  |  |  | 85 | 15 | 240 | Available
93105826 | @LED 80W/HID/740/E40 TU | image | datasheet | deeplink |  | 360 |  |  |  | No | D | No ignition | 220 mA |  |  | 4 steps |  |  | 80 |  |  | 80 |  | Standard | [5 empty] | 5994100014959 | 15994100014956 | -30~50 C | -30C | +50C | 25 |  | 1 |  | 12000 | 150 | 0.9 |  |  |  |  | 203 | 730 |  | 0.1 | >26000 | [6 empty] | 93116941 - LED 80W/HID/740/E40 TU DS |  |  | 92.2 | 92.2 | Bx | 50000 | [21 empty] | 0.9 |  |  |  |  | Yes | Universal | [7 empty] | No | [32 empty] | E40 | Tungsram | 70 | 4000 | 4000 | 12000 | 80 | 230 | Marked for phase-out
93105827 | @LED 80W/HID/750/E40 TU | image | datasheet | deeplink |  | 360 |  |  |  | No | D | No ignition | 220 mA |  |  | 4 steps |  |  | 80 |  |  | 80 |  | Standard | [5 empty] | 5994100014966 | 15994100014963 | -30~50 C | -30C | +50C | 25 |  | 1 |  | 12000 | 150 | 0.9 |  |  |  |  | 203 | 730 |  | 0.1 | >26000 | [6 empty] | 93116942 - LED 80W/HID/750/E40 TU DS |  |  | 92.2 | 92.2 | Bx | 50000 | [21 empty] | 0.9 |  |  |  |  | Yes | Universal | [7 empty] | No | [32 empty] | E40 | Tungsram | 70 | 5000 | 5000 | 12000 | 80 | 230 | Marked for phase-out
93112867 | LEDT8 VG 0.6m 8W 830 100-240V TU 1/15DS | image | datasheet | deeplink |  | 200° | [9 empty] | <6 steps |  |  | 8 |  | <0.5 sec | 8 | 100-240 | Direct shipment | [5 empty] | 5994100029724 | [5 empty] | -30…+50°C | 15 |  | 950 | 118.75 | >0.9 |  | 830 |  |  | 604 | 145 |  |  | 50000 | [7 empty] | T8 | Diffuse |  | 28 | sleeve | 50000 | 145 |  | 600 | [9 empty] | CE certified | Corrugated box | [11 empty] | 705*165*105mm | Yes | Universal | [7 empty] | No | [32 empty] | G13 | Tungsram | 80 | 3000 | 3000 | 950 | 8 |  | Available
93112868 | LEDT8 VG 0.6m 8W 840 100-240V TU 1/15DS | image | datasheet | deeplink |  | 200° | [9 empty] | <6 steps |  |  | 8 |  | <0.5 sec | 8 | 100-240 | Direct shipment | [5 empty] | 5994100029731 | [5 empty] | -30…+50°C | 15 |  | 1000 | 125 | >0.9 |  | 840 |  |  | 604 | 145 |  |  | 50000 | [7 empty] | T8 | Diffuse |  | 28 | sleeve | 50000 | 145 |  | 600 | [9 empty] | CE certified | Corrugated box | [11 empty] | 705*165*105mm | Yes | Universal | [7 empty] | No | [32 empty] | G13 | Tungsram | 80 | 4000 | 4000 | 1000 | 8 |  | Available
93112869 | LEDT8 VG 0.6m 8W 865 100-240V TU 1/15DS | image | datasheet | deeplink |  | 200° | [9 empty] | <6 steps |  |  | 8 |  | <0.5 sec | 8 | 100-240 | Direct shipment | [5 empty] | 5994100029748 | [5 empty] | -30…+50°C | 15 |  | 1000 | 125 | >0.9 |  | 865 |  |  | 604 | 145 |  |  | 50000 | [7 empty] | T8 | Diffuse |  | 28 | sleeve | 50000 | 145 |  | 600 | [9 empty] | CE certified | Corrugated box | [11 empty] | 705*165*105mm | Yes | Universal | [7 empty] | No | [32 empty] | G13 | Tungsram | 80 | 6500 | 6500 | 1000 | 8 |  | Available
93112870 | LEDT8 VG 1.2m 14W 840 100-240V TU 1/15DS | image | datasheet | deeplink |  | 200° | [9 empty] | <6 steps |  |  | 14 |  | <0.5 sec | 14 | 100-240 | Direct shipment | [5 empty] | 5994100029625 | [5 empty] | -30…+50°C | 15 |  | 1750 | 125 | >0.9 |  | 840 |  |  | 1214 | 255 |  |  | 50000 | [7 empty] | T8 | Diffuse |  | 28 | sleeve | 50000 | 255 |  | 1200 | [9 empty] | CE certified | Corrugated box | [11 empty] | 1305*165*105mm | Yes | Universal | [7 empty] | No | [32 empty] | G13 | Tungsram | 80 | 4000 | 4000 | 1750 | 14 |  | Available
93112871 | LEDT8 VG 1.2m 14W 865 100-240V TU 1/15DS | image | datasheet | deeplink |  | 200° | [9 empty] | <6 steps |  |  | 14 |  | <0.5 sec | 14 | 100-240 | Direct shipment | [5 empty] | 5994100029632 | [5 empty] | -30…+50°C | 15 |  | 1750 | 125 | >0.9 |  | 865 |  |  | 1214 | 255 |  |  | 50000 | [7 empty] | T8 | Diffuse |  | 28 | sleeve | 50000 | 255 |  | 1200 | [9 empty] | CE certified | Corrugated box | [11 empty] | 1305*165*105mm | Yes | Universal | [7 empty] | No | [32 empty] | G13 | Tungsram | 80 | 6500 | 6500 | 1750 | 14 |  | Available
93112872 | LEDT8 VG 1.2m 17W 830 100-240V TU 1/15DS | image | datasheet | deeplink |  | 200° | [9 empty] | <6 steps |  |  | 17 |  | <0.5 sec | 17 | 100-240 | Direct shipment | [5 empty] | 5994100029649 | [5 empty] | -30…+50°C | 15 |  | 2000 | 117.6471 | >0.9 |  | 830 |  |  | 1214 | 255 |  |  | 50000 | [7 empty] | T8 | Diffuse |  | 28 | sleeve | 50000 | 255 |  | 1200 | [9 empty] | CE certified | Corrugated box | [11 empty] | 1305*165*105mm | Yes | Universal | [7 empty] | No | [32 empty] | G13 | Tungsram | 80 | 3000 | 3000 | 2000 | 17 |  | Available
93112873 | LEDT8 VG 1.2m 17W 840 100-240V TU 1/15DS | image | datasheet | deeplink |  | 200° | [9 empty] | <6 steps |  |  | 17 |  | <0.5 sec | 17 | 100-240 | Direct shipment | [5 empty] | 5994100029656 | [5 empty] | -30…+50°C | 15 |  | 2100 | 123.5294 | >0.9 |  | 840 |  |  | 1214 | 255 |  |  | 50000 | [7 empty] | T8 | Diffuse |  | 28 | sleeve | 50000 | 255 |  | 1200 | [9 empty] | CE certified | Corrugated box | [11 empty] | 1305*165*105mm | Yes | Universal | [7 empty] | No | [32 empty] | G13 | Tungsram | 80 | 4000 | 4000 | 2100 | 17 |  | Available
93112874 | LEDT8 VG 1.2m 17W 865 100-240V TU 1/15DS | image | datasheet | deeplink |  | 200° | [9 empty] | <6 steps |  |  | 17 |  | <0.5 sec | 17 | 100-240 | Direct shipment | [5 empty] | 5994100029663 | [5 empty] | -30…+50°C | 15 |  | 2100 | 123.5294 | >0.9 |  | 865 |  |  | 1214 | 255 |  |  | 50000 | [7 empty] | T8 | Diffuse |  | 28 | sleeve | 50000 | 255 |  | 1200 | [9 empty] | CE certified | Corrugated box | [11 empty] | 1305*165*105mm | Yes | Universal | [7 empty] | No | [32 empty] | G13 | Tungsram | 80 | 6500 | 6500 | 2100 | 17 |  | Available
93112602 | @LEDT8 VG 1.2m 14W 840 100-240V TU 1/15 | image | datasheet | deeplink |  | 200° |  |  |  | No | [5 empty] | <6 steps |  |  | 14 |  | <0.5 sec | 14 |  | Standard | [5 empty] | 5994100029625 | 15994100029622 |  |  |  | -30…+50°C |  | 15 |  | 1750 | 125 | >0.9 |  | 840 |  |  | 1214 | 0.255 |  |  | 50000 | [6 empty] | 93112870 - LEDT8 VG 1.2m 14W 840 100-240V 1/15 TUDS | T8 | Diffuse | 28 |  | sleeve | 50000 | 0.374 |  | 1200 | [9 empty] | CE certified | Corrugated box | [12 empty] | Yes | Universal | [12 empty] | No | [27 empty] | G13 | Tungsram | 80 | 4000 | 4000 | 1750 | 14 |  | Phased-out
93112605 | @LEDT8 VG 1.2m 17W 840 100-240V TU 1/15 | image | datasheet | deeplink |  | 200° |  |  |  | No | [5 empty] | <6 steps |  |  | 17 |  | <0.5 sec | 17 |  | Standard | [5 empty] | 5994100029656 |  |  |  |  | -30…+50°C |  | 15 |  | 2100 | 123.5294 | >0.9 |  | 840 |  |  | 1214 | 0.255 |  |  | 50000 | [6 empty] | 93112873 - LEDT8 VG 1.2m 17W 840 100-240V 1/15 TUDS | T8 | Diffuse | 28 |  | sleeve | 50000 | 0.374 |  | 1200 | [9 empty] | CE certified | Corrugated box | [12 empty] | Yes | Universal | [12 empty] | No | [27 empty] | G13 | Tungsram | 80 | 4000 | 4000 | 2100 | 17 |  | Marked for phase-out
93112866 | @LEDT8 VG 1.2m 17W 865 100-240V TU 1/15 | image | datasheet | deeplink |  | 200° |  |  |  | No | [5 empty] | <6 steps |  |  | 17 |  | <0.5 sec | 17 |  | Standard | [5 empty] | 5994100029663 |  |  |  |  | -30…+50°C |  | 15 |  | 2100 | 123.5294 | >0.9 |  | 865 |  |  | 1214 | 0.255 |  |  | 50000 | [6 empty] | 93112874 - LEDT8 VG 1.2m 17W 865 100-240V 1/15 TUDS | T8 | Diffuse | 28 |  | sleeve | 50000 | 0.374 |  | 1200 | [9 empty] | CE certified | Corrugated box | [12 empty] | Yes | Universal | [12 empty] | No | [27 empty] | G13 | Tungsram | 80 | 6500 | 6500 | 2100 | 17 |  | Marked for phase-out
93096235 | FT8 15W 840 TU SL1/25 DS | image | datasheet | deeplink | [6 empty] | G |  | 0.310A |  | -15°C ...50°C | [6 empty] | 19 |  | Direct shipment | [5 empty] | 5994100089285 | 25994100016322 |  |  |  |  | 25 | 25 | {EM 3-hour} : 15000 | 950 |  |  |  | 840 |  |  | 451.6 | [11 empty] | Tubular | Coated |  | 28 | sleeve |  |  |  |  | 0.97 |  | 1 | [6 empty] | CE Certified | outer box | 23000 |  |  |  | 63 | 0.95 | 1 |  |  |  | 20000 |  | Yes |  | 437.4 |  |  | 0.94 | 0.99 | [7 empty] | <3.5mg |  | 0.93 |  | 0.98 |  |  |  |  | 0.92 |  | 18000 |  |  | 0.9 |  |  | 0.9 | [5 empty] | HF |  | 0.9 | 0.5 | 0.99 | G13 | Tungsram | 80 | 4000 | 4000 | 950 | 15 |  | Available
93096236 | FT8 15W 865 TU SL1/25 DS | image | datasheet | deeplink | [6 empty] | G |  | 0.310A |  | -15°C ...50°C | [6 empty] | 19 |  | Direct shipment | [5 empty] | 5994100089292 | 25994100016339 |  |  |  |  | 25 | 25 | {EM 3-hour} : 15000 | 900 |  |  |  | 865 |  |  | 451.6 | [11 empty] | Tubular | Coated |  | 28 | sleeve |  |  |  |  | 0.97 |  | 1 | [6 empty] | CE Certified | outer box | 23000 |  |  |  | 60 | 0.95 | 1 |  |  |  | 20000 |  | Yes |  | 437.4 |  |  | 0.94 | 0.99 | [7 empty] | <3.5mg |  | 0.93 |  | 0.98 |  |  |  |  | 0.92 |  | 18000 |  |  | 0.9 |  |  | 0.9 | [5 empty] | HF |  | 0.9 | 0.5 | 0.99 | G13 | Tungsram | 80 | 6500 | 6500 | 900 | 15 |  | Available
93096237 | FT8 18W 830 TU SL1/25 DS | image | datasheet | deeplink | [6 empty] | G |  | 0.370A |  | -15°C ...50°C | [6 empty] | 22 |  | Direct shipment | [5 empty] | 5994100089308 | 25994100016346 |  |  |  |  | 25 | 25 | {EM 3-hour} : 15000 | 1350 |  |  |  | 830 |  |  | 604 | [11 empty] | Tubular | Coated |  | 28 | sleeve |  |  |  |  | 0.97 |  | 1 | [6 empty] | CE Certified | outer box | 23000 |  |  |  | 75 | 0.95 | 1 |  |  |  | 20000 |  | Yes |  | 589.8 |  |  | 0.94 | 0.99 | [7 empty] | <3.5mg |  | 0.93 |  | 0.98 |  |  |  |  | 0.92 |  | 18000 |  |  | 0.9 |  |  | 0.9 | [5 empty] | HF |  | 0.9 | 0.5 | 0.99 | G13 | Tungsram | 80 | 3000 | 3000 | 1350 | 18 |  | Available
93096238 | FT8 18W 835 TU SL1/25 DS | image | datasheet | deeplink | [6 empty] | G |  | 0.370A |  | -15°C ...50°C | [6 empty] | 22 |  | Direct shipment | [5 empty] | 5994100089513 | 25994100016353 |  |  |  |  | 25 | 25 | {EM 3-hour} : 15000 | 1350 |  |  |  | 835 |  |  | 604 | [11 empty] | Tubular | Coated |  | 28 | sleeve |  |  |  |  | 0.97 |  | 1 | [6 empty] | CE Certified | outer box | 23000 |  |  |  | 75 | 0.95 | 1 |  |  |  | 20000 |  | Yes |  | 589.8 |  |  | 0.94 | 0.99 | [7 empty] | <3.5mg |  | 0.93 |  | 0.98 |  |  |  |  | 0.92 |  | 18000 |  |  | 0.9 |  |  | 0.9 | [5 empty] | HF |  | 0.9 | 0.5 | 0.99 | G13 | Tungsram | 80 | 3500 | 3500 | 1350 | 18 |  | Available
93096239 | FT8 18W 840 TU SL1/25 DS | image | datasheet | deeplink | [6 empty] | G |  | 0.370A |  | -15°C ...50°C | [6 empty] | 22 |  | Direct shipment | [5 empty] | 5994100089520 | 25994100016360 |  |  |  |  | 25 | 25 | {EM 3-hour} : 15000 | 1350 |  |  |  | 840 |  |  | 604 | [11 empty] | Tubular | Coated |  | 28 | sleeve |  |  |  |  | 0.97 |  | 1 | [6 empty] | CE Certified | outer box | 23000 |  |  |  | 75 | 0.95 | 1 |  |  |  | 20000 |  | Yes |  | 589.8 |  |  | 0.94 | 0.99 | [7 empty] | <3.5mg |  | 0.93 |  | 0.98 |  |  |  |  | 0.92 |  | 18000 |  |  | 0.9 |  |  | 0.9 | [5 empty] | HF |  | 0.9 | 0.5 | 0.99 | G13 | Tungsram | 80 | 4000 | 4000 | 1350 | 18 |  | Available
93096240 | FT8 18W 865 TU SL1/25 DS | image | datasheet | deeplink | [6 empty] | G |  | 0.370A |  | -15°C ...50°C | [6 empty] | 22 |  | Direct shipment | [5 empty] | 5994100089537 | 25994100016377 |  |  |  |  | 25 | 25 | {EM 3-hour} : 15000 | 1275 |  |  |  | 865 |  |  | 604 | [11 empty] | Tubular | Coated |  | 28 | sleeve |  |  |  |  | 0.97 |  | 1 | [6 empty] | CE Certified | outer box | 23000 |  |  |  | 71 | 0.95 | 1 |  |  |  | 20000 |  | Yes |  | 589.8 |  |  | 0.94 | 0.99 | [7 empty] | <3.5mg |  | 0.93 |  | 0.98 |  |  |  |  | 0.92 |  | 18000 |  |  | 0.9 |  |  | 0.9 | [5 empty] | HF |  | 0.9 | 0.5 | 0.99 | G13 | Tungsram | 80 | 6500 | 6500 | 1275 | 18 |  | Available
93096241 | FT8 30W 840 TU SL1/25 DS | image | datasheet | deeplink | [6 empty] | G |  | 0.365A |  | -15°C ...50°C | [6 empty] | 36 |  | Direct shipment | [5 empty] | 5994100089544 | 25994100016384 |  |  |  |  | 25 | 25 | {EM 3-hour} : 15000 | 2450 |  |  |  | 840 |  |  | 908.8 | [11 empty] | Tubular | Coated |  | 28 | sleeve |  |  |  |  | 0.97 |  | 1 | [6 empty] | CE Certified | outer box | 23000 |  |  |  | 82 | 0.95 | 1 |  |  |  | 20000 |  | Yes |  | 894.6 |  |  | 0.94 | 0.99 | [7 empty] | <3.5mg |  | 0.93 |  | 0.98 |  |  |  |  | 0.92 |  | 18000 |  |  | 0.9 |  |  | 0.9 | [5 empty] | HF |  | 0.9 | 0.5 | 0.99 | G13 | Tungsram | 80 | 4000 | 4000 | 2450 | 30 |  | Available
93096242 | FT8 30W 865 TU SL1/25 DS | image | datasheet | deeplink | [6 empty] | G |  | 0.365A |  | -15°C ...50°C | [6 empty] | 36 |  | Direct shipment | [5 empty] | 5994100089551 | 25994100016391 |  |  |  |  | 25 | 25 | {EM 3-hour} : 15000 | 2300 |  |  |  | 865 |  |  | 908.8 | [11 empty] | Tubular | Coated |  | 28 | sleeve |  |  |  |  | 0.97 |  | 1 | [6 empty] | CE Certified | outer box | 23000 |  |  |  | 77 | 0.95 | 1 |  |  |  | 20000 |  | Yes |  | 894.6 |  |  | 0.94 | 0.99 | [7 empty] | <3.5mg |  | 0.93 |  | 0.98 |  |  |  |  | 0.92 |  | 18000 |  |  | 0.9 |  |  | 0.9 | [5 empty] | HF |  | 0.9 | 0.5 | 0.99 | G13 | Tungsram | 80 | 6500 | 6500 | 2300 | 30 |  | Available
93096243 | FT8 36W 830 TU SL1/25 DS | image | datasheet | deeplink | [6 empty] | F |  | 0.430A |  | -15°C ...50°C | [6 empty] | 43 |  | Direct shipment | [5 empty] | 5994100089568 | 25994100016407 |  |  |  |  | 25 | 25 | {EM 3-hour} : 15000 | 3350 |  |  |  | 830 |  |  | 1213.6 | [11 empty] | Tubular | Coated |  | 28 | sleeve |  |  |  |  | 0.97 |  | 1 | [6 empty] | CE Certified | outer box | 23000 |  |  |  | 93 | 0.95 | 1 |  |  |  | 20000 |  | Yes |  | 1199.4 |  |  | 0.94 | 0.99 | [7 empty] | <3.5mg |  | 0.93 |  | 0.98 |  |  |  |  | 0.92 |  | 18000 |  |  | 0.9 |  |  | 0.9 | [5 empty] | HF |  | 0.9 | 0.5 | 0.99 | G13 | Tungsram | 80 | 3000 | 3000 | 3350 | 36 |  | Available
93096244 | FT8 36W 835 TU SL1/25 DS | image | datasheet | deeplink | [6 empty] | F |  | 0.430A |  | -15°C ...50°C | [6 empty] | 43 |  | Direct shipment | [5 empty] | 5994100089575 | 25994100016414 |  |  |  |  | 25 | 25 | {EM 3-hour} : 15000 | 3350 |  |  |  | 835 |  |  | 1213.6 | [11 empty] | Tubular | Coated |  | 28 | sleeve |  |  |  |  | 0.97 |  | 1 | [6 empty] | CE Certified | outer box | 23000 |  |  |  | 93 | 0.95 | 1 |  |  |  | 20000 |  | Yes |  | 1199.4 |  |  | 0.94 | 0.99 | [7 empty] | <3.5mg |  | 0.93 |  | 0.98 |  |  |  |  | 0.92 |  | 18000 |  |  | 0.9 |  |  | 0.9 | [5 empty] | HF |  | 0.9 | 0.5 | 0.99 | G13 | Tungsram | 80 | 3500 | 3500 | 3350 | 36 |  | Available
93096245 | FT8 36W 840 TU SL1/25 DS | image | datasheet | deeplink | [6 empty] | F |  | 0.430A |  | -15°C ...50°C | [6 empty] | 43 |  | Direct shipment | [5 empty] | 5994100089582 | 25994100016421 |  |  |  |  | 25 | 25 | {EM 3-hour} : 15000 | 3350 |  |  |  | 840 |  |  | 1213.6 | [11 empty] | Tubular | Coated |  | 28 | sleeve |  |  |  |  | 0.97 |  | 1 | [6 empty] | CE Certified | outer box | 23000 |  |  |  | 93 | 0.95 | 1 |  |  |  | 20000 |  | Yes |  | 1199.4 |  |  | 0.94 | 0.99 | [7 empty] | <3.5mg |  | 0.93 |  | 0.98 |  |  |  |  | 0.92 |  | 18000 |  |  | 0.9 |  |  | 0.9 | [5 empty] | HF |  | 0.9 | 0.5 | 0.99 | G13 | Tungsram | 80 | 4000 | 4000 | 3350 | 36 |  | Available
93096246 | FT8 36W 865 TU SL1/25 DS | image | datasheet | deeplink | [6 empty] | G |  | 0.430A |  | -15°C ...50°C | [6 empty] | 43 |  | Direct shipment | [5 empty] | 5994100089599 | 25994100016438 |  |  |  |  | 25 | 25 | {EM 3-hour} : 15000 | 3015 |  |  |  | 865 |  |  | 1213.6 | [11 empty] | Tubular | Coated |  | 28 | sleeve |  |  |  |  | 0.97 |  | 1 | [6 empty] | CE Certified | outer box | 23000 |  |  |  | 84 | 0.95 | 1 |  |  |  | 20000 |  | Yes |  | 1199.4 |  |  | 0.94 | 0.99 | [7 empty] | <3.5mg |  | 0.93 |  | 0.98 |  |  |  |  | 0.92 |  | 18000 |  |  | 0.9 |  |  | 0.9 | [5 empty] | HF |  | 0.9 | 0.5 | 0.99 | G13 | Tungsram | 80 | 6500 | 6500 | 3015 | 36 |  | Available
93096247 | FT8 58W 830 TU SL1/25 DS | image | datasheet | deeplink | [6 empty] | G |  | 0.670A |  | -15°C ...50°C | [6 empty] | 68 |  | Direct shipment | [5 empty] | 5994100089605 | 25994100016445 |  |  |  |  | 25 | 25 | {EM 3-hour} : 15000 | 5220 |  |  |  | 830 |  |  | 1514.2 | [11 empty] | Tubular | Coated |  | 28 | sleeve |  |  |  |  | 0.97 |  | 1 | [6 empty] | CE Certified | outer box | 23000 |  |  |  | 90 | 0.95 | 1 |  |  |  | 20000 |  | Yes |  | 1500 |  |  | 0.94 | 0.99 | [7 empty] | <3.5mg |  | 0.93 |  | 0.98 |  |  |  |  | 0.92 |  | 18000 |  |  | 0.9 |  |  | 0.9 | [5 empty] | HF |  | 0.9 | 0.5 | 0.99 | G13 | Tungsram | 80 | 3000 | 3000 | 5220 | 58 |  | Available
93096248 | FT8 58W 835 TU SL1/25 DS | image | datasheet | deeplink | [6 empty] | G |  | 0.670A |  | -15°C ...50°C | [6 empty] | 68 |  | Direct shipment | [5 empty] | 5994100089612 | 25994100016452 |  |  |  |  | 25 | 25 | {EM 3-hour} : 15000 | 5220 |  |  |  | 835 |  |  | 1514.2 | [11 empty] | Tubular | Coated |  | 28 | sleeve |  |  |  |  | 0.97 |  | 1 | [6 empty] | CE Certified | outer box | 23000 |  |  |  | 90 | 0.95 | 1 |  |  |  | 20000 |  | Yes |  | 1500 |  |  | 0.94 | 0.99 | [7 empty] | <3.5mg |  | 0.93 |  | 0.98 |  |  |  |  | 0.92 |  | 18000 |  |  | 0.9 |  |  | 0.9 | [5 empty] | HF |  | 0.9 | 0.5 | 0.99 | G13 | Tungsram | 80 | 3500 | 3500 | 5220 | 58 |  | Available
93096249 | FT8 58W 840 TU SL1/25 DS | image | datasheet | deeplink | [6 empty] | G |  | 0.670A |  | -15°C ...50°C | [6 empty] | 68 |  | Direct shipment | [5 empty] | 5994100089629 | 25994100016469 |  |  |  |  | 25 | 25 | {EM 3-hour} : 15000 | 5220 |  |  |  | 840 |  |  | 1514.2 | [11 empty] | Tubular | Coated |  | 28 | sleeve |  |  |  |  | 0.97 |  | 1 | [6 empty] | CE Certified | outer box | 23000 |  |  |  | 90 | 0.95 | 1 |  |  |  | 20000 |  | Yes |  | 1500 |  |  | 0.94 | 0.99 | [7 empty] | <3.5mg |  | 0.93 |  | 0.98 |  |  |  |  | 0.92 |  | 18000 |  |  | 0.9 |  |  | 0.9 | [5 empty] | HF |  | 0.9 | 0.5 | 0.99 | G13 | Tungsram | 80 | 4000 | 4000 | 5220 | 58 |  | Available
93096250 | FT8 58W 865 TU SL1/25 DS | image | datasheet | deeplink | [6 empty] | G |  | 0.670A |  | -15°C ...50°C | [6 empty] | 69 |  | Direct shipment | [5 empty] | 5994100089636 | 25994100016476 |  |  |  |  | 25 | 25 | {EM 3-hour} : 15000 | 4700 |  |  |  | 865 |  |  | 1514.2 | [11 empty] | Tubular | Coated |  | 28 | sleeve |  |  |  |  | 0.97 |  | 1 | [6 empty] | CE Certified | outer box | 23000 |  |  |  | 81 | 0.95 | 1 |  |  |  | 20000 |  | Yes |  | 1500 |  |  | 0.94 | 0.99 | [7 empty] | <3.5mg |  | 0.93 |  | 0.98 |  |  |  |  | 0.92 |  | 18000 |  |  | 0.9 |  |  | 0.9 | [5 empty] | HF |  | 0.9 | 0.5 | 0.99 | G13 | Tungsram | 80 | 6500 | 6500 | 4700 | 58 |  | Available
93096219 | FT8 15W 840 TU SL1/25 | image | datasheet | deeplink | [5 empty] | Yes | G |  | 0.310A |  | -15°C ...50°C |  |  |  | 15 |  |  | 18.62 |  | Standard | [5 empty] | 5994100016328 | 15994100016325 |  |  |  |  | 25 | 25 | {EM 3-hour} : 15000 | 950 |  |  |  | 840 |  |  | 451.6 | [11 empty] | Tubular | Coated |  | 28 | sleeve |  |  |  |  | 0.97 |  | 1 | [6 empty] | CE Certified | outer box | 23000 |  |  |  | 63 | 0.95 | 1 |  |  |  | 20000 |  | Yes |  | 437.4 |  |  | 0.94 | 0.99 | [7 empty] | <3.5mg |  | 0.93 |  | 0.98 |  |  |  |  | 0.92 |  | 18000 |  |  | 0.9 |  |  | 0.9 | [5 empty] | HF |  | 0.9 | 0.5 | 0.99 | G13 | Tungsram | 80 | 4000 | 4000 | 950 | 15 |  | Available
93096220 | FT8 15W 865 TU SL1/25 | image | datasheet | deeplink | [5 empty] | Yes | G |  | 0.310A |  | -15°C ...50°C |  |  |  | 15 |  |  | 18.67 |  | Standard | [5 empty] | 5994100016335 | 15994100016332 |  |  |  |  | 25 | 25 | {EM 3-hour} : 15000 | 900 |  |  |  | 865 |  |  | 451.6 | [11 empty] | Tubular | Coated |  | 28 | sleeve |  |  |  |  | 0.97 |  | 1 | [6 empty] | CE Certified | outer box | 23000 |  |  |  | 60 | 0.95 | 1 |  |  |  | 20000 |  | Yes |  | 437.4 |  |  | 0.94 | 0.99 | [7 empty] | <3.5mg |  | 0.93 |  | 0.98 |  |  |  |  | 0.92 |  | 18000 |  |  | 0.9 |  |  | 0.9 | [5 empty] | HF |  | 0.9 | 0.5 | 0.99 | G13 | Tungsram | 80 | 6500 | 6500 | 900 | 15 |  | Available
93096221 | FT8 18W 830 TU SL1/25 | image | datasheet | deeplink | [5 empty] | Yes | G |  | 0.370A |  | -15°C ...50°C |  |  |  | 18 |  |  | 21.98 |  | Standard | [5 empty] | 5994100016342 | 15994100016349 |  |  |  |  | 25 | 25 | {EM 3-hour} : 15000 | 1350 |  |  |  | 830 |  |  | 604 | [11 empty] | Tubular | Coated |  | 28 | sleeve |  |  |  |  | 0.97 |  | 1 | [6 empty] | CE Certified | outer box | 23000 |  |  |  | 75 | 0.95 | 1 |  |  |  | 20000 |  | Yes |  | 589.8 |  |  | 0.94 | 0.99 | [7 empty] | <3.5mg |  | 0.93 |  | 0.98 |  |  |  |  | 0.92 |  | 18000 |  |  | 0.9 |  |  | 0.9 | [5 empty] | HF |  | 0.9 | 0.5 | 0.99 | G13 | Tungsram | 80 | 3000 | 3000 | 1350 | 18 |  | Available
93096226 | FT8 30W 865 TU SL1/25 | image | datasheet | deeplink | [5 empty] | Yes | G |  | 0.365A |  | -15°C ...50°C |  |  |  | 30 |  |  | 35.79 |  | Standard | [5 empty] | 5994100016397 | 15994100016394 |  |  |  |  | 25 | 25 | {EM 3-hour} : 15000 | 2300 |  |  |  | 865 |  |  | 908.8 | [11 empty] | Tubular | Coated |  | 28 | sleeve |  |  |  |  | 0.97 |  | 1 | [6 empty] | CE Certified | outer box | 23000 |  |  |  | 77 | 0.95 | 1 |  |  |  | 20000 |  | Yes |  | 894.6 |  |  | 0.94 | 0.99 | [7 empty] | <3.5mg |  | 0.93 |  | 0.98 |  |  |  |  | 0.92 |  | 18000 |  |  | 0.9 |  |  | 0.9 | [5 empty] | HF |  | 0.9 | 0.5 | 0.99 | G13 | Tungsram | 80 | 6500 | 6500 | 2300 | 30 |  | Available
93096227 | FT8 36W 830 TU SL1/25 | image | datasheet | deeplink | [5 empty] | Yes | F |  | 0.430A |  | -15°C ...50°C |  |  |  | 36 |  |  | 42.31 |  | Standard | [5 empty] | 5994100016403 | 15994100016400 |  |  |  |  | 25 | 25 | {EM 3-hour} : 15000 | 3350 |  |  |  | 830 |  |  | 1213.6 | [11 empty] | Tubular | Coated |  | 28 | sleeve |  |  |  |  | 0.97 |  | 1 | [6 empty] | CE Certified | outer box | 23000 |  |  |  | 93 | 0.95 | 1 |  |  |  | 20000 |  | Yes |  | 1199.4 |  |  | 0.94 | 0.99 | [7 empty] | <3.5mg |  | 0.93 |  | 0.98 |  |  |  |  | 0.92 |  | 18000 |  |  | 0.9 |  |  | 0.9 | [5 empty] | HF |  | 0.9 | 0.5 | 0.99 | G13 | Tungsram | 80 | 3000 | 3000 | 3350 | 36 |  | Available
93096228 | FT8 36W 835 TU SL1/25 | image | datasheet | deeplink | [5 empty] | Yes | F |  | 0.430A |  | -15°C ...50°C |  |  |  | 36 |  |  | 42.31 |  | Standard | [5 empty] | 5994100016410 | 15994100016417 |  |  |  |  | 25 | 25 | {EM 3-hour} : 15000 | 3350 |  |  |  | 835 |  |  | 1213.6 | [11 empty] | Tubular | Coated |  | 28 | sleeve |  |  |  |  | 0.97 |  | 1 | [6 empty] | CE Certified | outer box | 23000 |  |  |  | 93 | 0.95 | 1 |  |  |  | 20000 |  | Yes |  | 1199.4 |  |  | 0.94 | 0.99 | [7 empty] | <3.5mg |  | 0.93 |  | 0.98 |  |  |  |  | 0.92 |  | 18000 |  |  | 0.9 |  |  | 0.9 | [5 empty] | HF |  | 0.9 | 0.5 | 0.99 | G13 | Tungsram | 80 | 3500 | 3500 | 3350 | 36 |  | Available
93096229 | FT8 36W 840 TU SL1/25 | image | datasheet | deeplink | [5 empty] | Yes | F |  | 0.430A |  | -15°C ...50°C |  |  |  | 36 |  |  | 42.31 |  | Standard | [5 empty] | 5994100016427 | 15994100016424 |  |  |  |  | 25 | 25 | {EM 3-hour} : 15000 | 3350 |  |  |  | 840 |  |  | 1213.6 | [11 empty] | Tubular | Coated |  | 28 | sleeve |  |  |  |  | 0.97 |  | 1 | [6 empty] | CE Certified | outer box | 23000 |  |  |  | 93 | 0.95 | 1 |  |  |  | 20000 |  | Yes |  | 1199.4 |  |  | 0.94 | 0.99 | [7 empty] | <3.5mg |  | 0.93 |  | 0.98 |  |  |  |  | 0.92 |  | 18000 |  |  | 0.9 |  |  | 0.9 | [5 empty] | HF |  | 0.9 | 0.5 | 0.99 | G13 | Tungsram | 80 | 4000 | 4000 | 3350 | 36 |  | Available
93096232 | FT8 58W 835 TU SL1/25 | image | datasheet | deeplink | [5 empty] | Yes | G |  | 0.670A |  | -15°C ...50°C |  |  |  | 58 |  |  | 67.09 |  | Standard | [5 empty] | 5994100016458 | 15994100016455 |  |  |  |  | 25 | 25 | {EM 3-hour} : 15000 | 5220 |  |  |  | 835 |  |  | 1514.2 | [11 empty] | Tubular | Coated |  | 28 | sleeve |  |  |  |  | 0.97 |  | 1 | [6 empty] | CE Certified | outer box | 23000 |  |  |  | 90 | 0.95 | 1 |  |  |  | 20000 |  | Yes |  | 1500 |  |  | 0.94 | 0.99 | [7 empty] | <3.5mg |  | 0.93 |  | 0.98 |  |  |  |  | 0.92 |  | 18000 |  |  | 0.9 |  |  | 0.9 | [5 empty] | HF |  | 0.9 | 0.5 | 0.99 | G13 | Tungsram | 80 | 3500 | 3500 | 5220 | 58 |  | Available
93096234 | FT8 58W 865 TU SL1/25 | image | datasheet | deeplink | [5 empty] | Yes | G |  | 0.670A |  | -15°C ...50°C |  |  |  | 58 |  |  | 67.33 |  | Standard | [5 empty] | 5994100016472 | 15994100016479 |  |  |  |  | 25 | 25 | {EM 3-hour} : 15000 | 4700 |  |  |  | 865 |  |  | 1514.2 | [11 empty] | Tubular | Coated |  | 28 | sleeve |  |  |  |  | 0.97 |  | 1 | [6 empty] | CE Certified | outer box | 23000 |  |  |  | 81 | 0.95 | 1 |  |  |  | 20000 |  | Yes |  | 1500 |  |  | 0.94 | 0.99 | [7 empty] | <3.5mg |  | 0.93 |  | 0.98 |  |  |  |  | 0.92 |  | 18000 |  |  | 0.9 |  |  | 0.9 | [5 empty] | HF |  | 0.9 | 0.5 | 0.99 | G13 | Tungsram | 80 | 6500 | 6500 | 4700 | 58 |  | Available
93096222 | FT8 18W 835 TU SL1/25 | image | datasheet | deeplink | [5 empty] | Yes | G |  | 0.370A |  | -15°C ...50°C |  |  |  | 18 |  |  | 21.98 |  | Standard | [5 empty] | 5994100016359 | 15994100016356 |  |  |  |  | 25 | 25 | {EM 3-hour} : 15000 | 1350 |  |  |  | 835 |  |  | 604 | [11 empty] | Tubular | Coated |  | 28 | sleeve |  |  |  |  | 0.97 |  | 1 | [6 empty] | CE Certified | outer box | 23000 |  |  |  | 75 | 0.95 | 1 |  |  |  | 20000 |  | Yes |  | 589.8 |  |  | 0.94 | 0.99 | [7 empty] | <3.5mg |  | 0.93 |  | 0.98 |  |  |  |  | 0.92 |  | 18000 |  |  | 0.9 |  |  | 0.9 | [5 empty] | HF |  | 0.9 | 0.5 | 0.99 | G13 | Tungsram | 80 | 3500 | 3500 | 1350 | 18 |  | Available
93096223 | FT8 18W 840 TU SL1/25 | image | datasheet | deeplink | [5 empty] | Yes | G |  | 0.370A |  | -15°C ...50°C |  |  |  | 18 |  |  | 21.98 |  | Standard | [5 empty] | 5994100016366 | 15994100016363 |  |  |  |  | 25 | 25 | {EM 3-hour} : 15000 | 1350 |  |  |  | 840 |  |  | 604 | [11 empty] | Tubular | Coated |  | 28 | sleeve |  |  |  |  | 0.97 |  | 1 | [6 empty] | CE Certified | outer box | 23000 |  |  |  | 75 | 0.95 | 1 |  |  |  | 20000 |  | Yes |  | 589.8 |  |  | 0.94 | 0.99 | [7 empty] | <3.5mg |  | 0.93 |  | 0.98 |  |  |  |  | 0.92 |  | 18000 |  |  | 0.9 |  |  | 0.9 | [5 empty] | HF |  | 0.9 | 0.5 | 0.99 | G13 | Tungsram | 80 | 4000 | 4000 | 1350 | 18 |  | Available
93096224 | FT8 18W 865 TU SL1/25 | image | datasheet | deeplink | [5 empty] | Yes | G |  | 0.370A |  | -15°C ...50°C |  |  |  | 18 |  |  | 22.04 |  | Standard | [5 empty] | 5994100016373 | 15994100016370 |  |  |  |  | 25 | 25 | {EM 3-hour} : 15000 | 1275 |  |  |  | 865 |  |  | 604 | [11 empty] | Tubular | Coated |  | 28 | sleeve |  |  |  |  | 0.97 |  | 1 | [6 empty] | CE Certified | outer box | 23000 |  |  |  | 71 | 0.95 | 1 |  |  |  | 20000 |  | Yes |  | 589.8 |  |  | 0.94 | 0.99 | [7 empty] | <3.5mg |  | 0.93 |  | 0.98 |  |  |  |  | 0.92 |  | 18000 |  |  | 0.9 |  |  | 0.9 | [5 empty] | HF |  | 0.9 | 0.5 | 0.99 | G13 | Tungsram | 80 | 6500 | 6500 | 1275 | 18 |  | Available
93096225 | FT8 30W 840 TU SL1/25 | image | datasheet | deeplink | [5 empty] | Yes | G |  | 0.365A |  | -15°C ...50°C |  |  |  | 30 |  |  | 35.7 |  | Standard | [5 empty] | 5994100016380 | 15994100016387 |  |  |  |  | 25 | 25 | {EM 3-hour} : 15000 | 2450 |  |  |  | 840 |  |  | 908.8 | [11 empty] | Tubular | Coated |  | 28 | sleeve |  |  |  |  | 0.97 |  | 1 | [6 empty] | CE Certified | outer box | 23000 |  |  |  | 82 | 0.95 | 1 |  |  |  | 20000 |  | Yes |  | 894.6 |  |  | 0.94 | 0.99 | [7 empty] | <3.5mg |  | 0.93 |  | 0.98 |  |  |  |  | 0.92 |  | 18000 |  |  | 0.9 |  |  | 0.9 | [5 empty] | HF |  | 0.9 | 0.5 | 0.99 | G13 | Tungsram | 80 | 4000 | 4000 | 2450 | 30 |  | Available
93096230 | FT8 36W 865 TU SL1/25 | image | datasheet | deeplink | [5 empty] | Yes | G |  | 0.430A |  | -15°C ...50°C |  |  |  | 36 |  |  | 42.48 |  | Standard | [5 empty] | 5994100016434 | 15994100016431 |  |  |  |  | 25 | 25 | {EM 3-hour} : 15000 | 3015 |  |  |  | 865 |  |  | 1213.6 | [11 empty] | Tubular | Coated |  | 28 | sleeve |  |  |  |  | 0.97 |  | 1 | [6 empty] | CE Certified | outer box | 23000 |  |  |  | 84 | 0.95 | 1 |  |  |  | 20000 |  | Yes |  | 1199.4 |  |  | 0.94 | 0.99 | [7 empty] | <3.5mg |  | 0.93 |  | 0.98 |  |  |  |  | 0.92 |  | 18000 |  |  | 0.9 |  |  | 0.9 | [5 empty] | HF |  | 0.9 | 0.5 | 0.99 | G13 | Tungsram | 80 | 6500 | 6500 | 3015 | 36 |  | Available
93096231 | FT8 58W 830 TU SL1/25 | image | datasheet | deeplink | [5 empty] | Yes | G |  | 0.670A |  | -15°C ...50°C |  |  |  | 58 |  |  | 67.09 |  | Standard | [5 empty] | 5994100016441 | 15994100016448 |  |  |  |  | 25 | 25 | {EM 3-hour} : 15000 | 5220 |  |  |  | 830 |  |  | 1514.2 | [11 empty] | Tubular | Coated |  | 28 | sleeve |  |  |  |  | 0.97 |  | 1 | [6 empty] | CE Certified | outer box | 23000 |  |  |  | 90 | 0.95 | 1 |  |  |  | 20000 |  | Yes |  | 1500 |  |  | 0.94 | 0.99 | [7 empty] | <3.5mg |  | 0.93 |  | 0.98 |  |  |  |  | 0.92 |  | 18000 |  |  | 0.9 |  |  | 0.9 | [5 empty] | HF |  | 0.9 | 0.5 | 0.99 | G13 | Tungsram | 80 | 3000 | 3000 | 5220 | 58 |  | Available
93096233 | FT8 58W 840 TU SL1/25 | image | datasheet | deeplink | [5 empty] | Yes | G |  | 0.670A |  | -15°C ...50°C |  |  |  | 58 |  |  | 67.09 |  | Standard | [5 empty] | 5994100016465 | 15994100016462 |  |  |  |  | 25 | 25 | {EM 3-hour} : 15000 | 5220 |  |  |  | 840 |  |  | 1514.2 | [11 empty] | Tubular | Coated |  | 28 | sleeve |  |  |  |  | 0.97 |  | 1 | [6 empty] | CE Certified | outer box | 23000 |  |  |  | 90 | 0.95 | 1 |  |  |  | 20000 |  | Yes |  | 1500 |  |  | 0.94 | 0.99 | [7 empty] | <3.5mg |  | 0.93 |  | 0.98 |  |  |  |  | 0.92 |  | 18000 |  |  | 0.9 |  |  | 0.9 | [5 empty] | HF |  | 0.9 | 0.5 | 0.99 | G13 | Tungsram | 80 | 4000 | 4000 | 5220 | 58 |  | Available
93112599 | @LEDT8 VG 0.6m 8W 830 100-240V TU 1/15 | image | datasheet | deeplink |  | 200° |  |  |  | No | [5 empty] | <6 steps |  |  | 8 |  | <0.5 sec | 8 | 100-240 | Standard | [5 empty] | 5994100029724 | 15994100029721 |  |  |  | -30…+50°C |  | 15 |  | 950 | 118.75 | >0.9 |  | 830 |  |  | 604 | 0.145 |  |  | 50000 | [6 empty] | 93112867 - LEDT8 VG 0.6m 8W 830 100-240V 1/15 TUDS | T8 | Diffuse | 28 |  | sleeve | 50000 | 0.215 |  | 600 | [9 empty] | CE certified | Corrugated box | [11 empty] | 705*165*105mm | Yes | Universal | [12 empty] | No | [27 empty] | G13 | Tungsram | 80 | 3000 | 3000 | 950 | 8 |  | Marked for phase-out
93112601 | @LEDT8 VG 0.6m 8W 865 100-240V TU 1/15 | image | datasheet | deeplink |  | 200° |  |  |  | No | [5 empty] | <6 steps |  |  | 8 |  | <0.5 sec | 8 | 100-240 | Standard | [5 empty] | 5994100029748 | 15994100029745 |  |  |  | -30…+50°C |  | 15 |  | 1000 | 125 | >0.9 |  | 865 |  |  | 604 | 0.145 |  |  | 50000 | [6 empty] | 93112869 - LEDT8 VG 0.6m 8W 865 100-240V 1/15 TUDS | T8 | Diffuse | 28 |  | sleeve | 50000 | 0.215 |  | 600 | [9 empty] | CE certified | Corrugated box | [11 empty] | 705*165*105mm | Yes | Universal | [12 empty] | No | [27 empty] | G13 | Tungsram | 80 | 6500 | 6500 | 1000 | 8 |  | Marked for phase-out
93112603 | @LEDT8 VG 1.2m 14W 865 100-240V TU 1/15 | image | datasheet | deeplink |  | 200° |  |  |  | No | [5 empty] | <6 steps |  |  | 14 |  | <0.5 sec | 14 | 100-240 | Standard | [5 empty] | 5994100029632 | 15994100029639 |  |  |  | -30…+50°C |  | 15 |  | 1750 | 125 | >0.9 |  | 865 |  |  | 1214 | 0.255 |  |  | 50000 | [6 empty] | 93112871 - LEDT8 VG 1.2m 14W 865 100-240V 1/15 TUDS | T8 | Diffuse | 28 |  | sleeve | 50000 | 0.374 |  | 1200 | [9 empty] | CE certified | Corrugated box | [11 empty] | 1305*165*105mm | Yes | Universal | [12 empty] | No | [27 empty] | G13 | Tungsram | 80 | 6500 | 6500 | 1750 | 14 |  | Marked for phase-out
93112604 | @LEDT8 VG 1.2m 17W 830 100-240V TU 1/15 | image | datasheet | deeplink |  | 200° |  |  |  | No | [5 empty] | <6 steps |  |  | 17 |  | <0.5 sec | 17 | 100-240 | Standard | [5 empty] | 5994100029649 | 15994100029646 |  |  |  | -30…+50°C |  | 15 |  | 2000 | 117.6471 | >0.9 |  | 830 |  |  | 1214 | 0.255 |  |  | 50000 | [6 empty] | 93112872 - LEDT8 VG 1.2m 17W 830 100-240V 1/15 TUDS | T8 | Diffuse | 28 |  | sleeve | 50000 | 0.374 |  | 1200 | [9 empty] | CE certified | Corrugated box | [11 empty] | 1305*165*105mm | Yes | Universal | [12 empty] | No | [27 empty] | G13 | Tungsram | 80 | 3000 | 3000 | 2000 | 17 |  | Phased-out
93112577 | SHORTG9 42W 220-240V TU HFBL 2/20 MIC | image | datasheet | deeplink |  |  |  |  | 2CC-8 | Yes | G | [7 empty] | 42 |  | 0.0 s | 42 |  | Standard | [5 empty] | 5994100031246 | 15994100031243 | [5 empty] | 10 | 2000 | 630 | 15 | [5 empty] | 43 | 4 |  |  | 8000 | [7 empty] | Tubular |  | 12.8 |  |  |  | 13 | 4800 EUR. 6000 UK |  |  | 80% |  | instant | [9 empty] | 4800 | 6000 | [5 empty] | 28800 |  | 90 x 40 x 67 (mm) | [12 empty] | 36000 | [29 empty] | G9 | Tungsram | 100 | 2800 | 2800 | 630 | 42 | 230 | Available
93112573 | OT 130W 240V R7S 117MM TU BX1/10 MIC | image | datasheet | deeplink |  |  |  |  | CC-8 | Yes | [8 empty] | 130 |  | 0.0 s | 130 | [7 empty] | 5994100031208 | 15994100031205 | [5 empty] | 10 | 2000 | 2440 | 18.7692 | [5 empty] | 119 | 7 |  |  | 8000 | [7 empty] | Tubular |  | 8 |  | BOX |  | 20 | 3200 EUR. 4000 UK |  |  | 80% |  | instant | [6 empty] | OUTER BOX |  |  | 3200 | 4000 | [5 empty] | 16000 |  | 125 x 90 x 38 (mm) | [12 empty] | 20000 | [29 empty] | R7s | Tungsram |  | 2850 | 2850 | 2440 | 130 | 240 | Phased-out
93112575 | @OT 20W 12V G4 AX 2000H TU BX 1/20 MIC | image | datasheet | deeplink |  |  |  |  | C-6 | Yes | [8 empty] | 20 |  | 0.0 s | 21.2 |  | Standard | [5 empty] | 5994100031222 | 15994100031229 | [5 empty] | 20 | 2000 | 380 | 19 | [5 empty] | 33 | 12 |  |  | 8000 | [7 empty] | Tubular |  | 8 |  | BOX |  | 14 | 6400 EUR. 8400 UK |  |  | 80% |  | instant | [6 empty] | OUTER BOX |  |  | 6400 | 8400 | [5 empty] | 32000 |  | 131 x 90 x 40 (mm) | [12 empty] | 42000 | [29 empty] | G4 | Tungsram | 100 | 2900 | 2900 | 380 | 20 | 12 | Marked for phase-out
93115087 | OT NEW PREM CARTON DISPLAY EMPTY TU MIH | image | datasheet | deeplink | [18 empty] | other | [5 empty] | 10 |  | 25994100035903 | [23 empty] | 220 | Carton display - empty | [5 empty] | Display | [23 empty] | Carton display. shipped without lamps |  |  | 130x560x420 (mm) | [10 empty] | Display | [8 empty] | 200 | [23 empty] | Tungsram | [6 empty] | Available
93115086 | OT NEW COUNTER/WALL DISPLAY EMPTY TU MIH | image | datasheet | deeplink | [18 empty] | other | [5 empty] | 1 |  | 25994100035897 | [23 empty] | 3000 | Generic counter/desk or wall display - empty | [5 empty] | Display | [23 empty] | Generic counter/desk or wall display. shipped without lamps |  |  | 410x550x420 (mm) | [10 empty] | Display | [8 empty] | 2500 | [23 empty] | Tungsram | [6 empty] | Available
93115085 | OT NEW STAND DISPLAY EMPTY TU MIH | image | datasheet | deeplink | [18 empty] | other | [5 empty] | 1 |  | 25994100035880 | [23 empty] | 4700 | Car shaped display - empty | [5 empty] | Display | [23 empty] | Car shaped display. shipped without lamps |  |  | 660x780x420 (mm) | [10 empty] | Display | [8 empty] | 4000 | [23 empty] | Tungsram | [6 empty] | Available
93115081 | OT NEW WALL CUPBOARD EMPTY TU MIH | image | datasheet | deeplink | [18 empty] | other | [5 empty] | 1 |  | 25994100035873 | [23 empty] | 7000 | Wall cupboard - empty | [5 empty] | Display | [23 empty] | Wall cupboard. shipped without lmaps |  |  | 620x730x150 (mm) | [10 empty] | Display | [8 empty] | 6000 | [23 empty] | Tungsram | [6 empty] | Available
93115643 | RP NEW TUNGSRAM AUTOSHAPE WALLDISPFILLED | image | datasheet | deeplink | [18 empty] | other | [5 empty] | 1 |  | 25994100044240 | [23 empty] | 3062 | Car shaped wall display - filled | [5 empty] | Display | [23 empty] | Car shaped wall display. shipped with lamps |  |  | 770x560x100 (mm) | [10 empty] | Display | [8 empty] | 2000 | [23 empty] | Tungsram | [6 empty] | Available
93115641 | RP NEW TUNGSRAM AUTOSHAPE WALL DISPEMPTY | image | datasheet | deeplink | [18 empty] | other | [5 empty] | 1 |  | 25994100044233 | [23 empty] | 2042 | Car shaped wall display - empty | [5 empty] | Display | [23 empty] | Car shaped wall display. shipped without lamps |  |  | 770x560x100 (mm) | [10 empty] | Display | [8 empty] | 920 | [23 empty] | Tungsram | [6 empty] | Available
93118285 | LED Golf WarmDim 5W 820-827 E27 TU DS | image | datasheet | deeplink |  | 320 |  |  |  | Yes | F | [9 empty] | <0.5 s | 5 | 220-240V | Direct Shipment | [5 empty] | 5994100069478 | 25994100069472 |  | -20°C | +40°C |  |  | 6 |  |  | 94 | >0.5 | [5 empty] | 20 |  |  | 30000 | [8 empty] | White |  | 45 |  | 15000 |  |  | 82 |  |  |  | Instant on | [19 empty] | Yes | [28 empty] | 2000-2700 | [12 empty] | E27 | Tungsram | 80 |  |  | 470 | 5 |  | Available
93118284 | LED Golf WarmDim 5W 820-827 E14 TU DS | image | datasheet | deeplink |  | 320 |  |  |  | Yes | F | [9 empty] | <0.5 s | 5 | 220-240V | Direct Shipment | [5 empty] | 5994100069461 | 25994100069465 |  | -20°C | +40°C |  |  | 6 |  |  | 94 | >0.5 | [5 empty] | 13 |  |  | 30000 | [8 empty] | White |  | 45 |  | 15000 |  |  | 80 |  |  |  | Instant on | [19 empty] | Yes | [28 empty] | 2000-2700 | [12 empty] | E14 | Tungsram | 80 |  |  | 470 | 5 |  | Available
93118296 | LED Golf WarmDim 5W 820-827 B22 TU DS | image | datasheet | deeplink |  | 320 |  |  |  | Yes | F | [9 empty] | <0.5 s | 5 | 220-240V | Direct Shipment | [5 empty] | 5994100069485 | 25994100069489 |  | -20°C | +40°C |  |  | 6 |  |  | 94 | >0.5 | [5 empty] | 20 |  |  | 30000 | [8 empty] | White |  | 45 |  | 15000 |  |  | 80 |  |  |  | Instant on | [19 empty] | Yes | [28 empty] | 2000-2700 | [12 empty] | B22 | Tungsram | 80 |  |  | 470 | 5 |  | Available
93118297 | LED Golf WarmDim 5W 820-827 B15 TU DS | image | datasheet | deeplink |  | 320 |  |  |  | Yes | F | [9 empty] | <0.5 s | 5 | 220-240V | Direct Shipment | [5 empty] | 5994100069492 | 25994100069496 |  | -20°C | +40°C |  |  | 6 |  |  | 94 | >0.5 | [5 empty] | 17 |  |  | 30000 | [8 empty] | White |  | 45 |  | 15000 |  |  | 78 |  |  |  | Instant on | [19 empty] | Yes | [28 empty] | 2000-2700 | [12 empty] | B15 | Tungsram | 80 |  |  | 470 | 5 |  | Available
93117661 | LED Golf WarmDim 5W 820-827 E27 TU | image | datasheet | deeplink |  | 320 |  |  |  | Yes | F | [9 empty] | <0.5 s | 5 | 220-240V | Standard | [5 empty] | 5994100069478 | 15994100069475 |  | -20°C | +40°C |  |  | 6 |  |  | 94 | >0.5 | [5 empty] | 20 |  |  | 30000 | [6 empty] | 93118285 - LED Golf WarmDim 5W 820-827 E27 TU DS |  | White |  | 45 |  | 15000 |  |  | 82 |  |  |  | Instant on | [19 empty] | Yes | [28 empty] | 2000-2700 | [12 empty] | E27 | Tungsram | 80 |  |  | 470 | 5 |  | Available
93117660 | LED Golf WarmDim 5W 820-827 E14 TU | image | datasheet | deeplink |  | 320 |  |  |  | Yes | F | [9 empty] | <0.5 s | 5 | 220-240V | Standard | [5 empty] | 5994100069461 | 15994100069468 |  | -20°C | +40°C |  |  | 6 |  |  | 94 | >0.5 | [5 empty] | 13 |  |  | 30000 | [6 empty] | 93118284 - LED Golf WarmDim 5W 820-827 E14 TU DS |  | White |  | 45 |  | 15000 |  |  | 80 |  |  |  | Instant on | [19 empty] | Yes | [28 empty] | 2000-2700 | [12 empty] | E14 | Tungsram | 80 |  |  | 470 | 5 |  | Available
93117662 | LED Golf WarmDim 5W 820-827 B22 TU | image | datasheet | deeplink |  | 320 |  |  |  | Yes | F | [9 empty] | <0.5 s | 5 | 220-240V | Standard | [5 empty] | 5994100069485 | 15994100069482 |  | -20°C | +40°C |  |  | 6 |  |  | 94 | >0.5 | [5 empty] | 20 |  |  | 30000 | [6 empty] | 93118296 - LED Golf WarmDim 5W 820-827 B22 TU DS |  | White |  | 45 |  | 15000 |  |  | 80 |  |  |  | Instant on | [19 empty] | Yes | [28 empty] | 2000-2700 | [12 empty] | B22 | Tungsram | 80 |  |  | 470 | 5 |  | Available
93117663 | LED Golf WarmDim 5W 820-827 B15 TU | image | datasheet | deeplink |  | 320 |  |  |  | Yes | F | [9 empty] | <0.5 s | 5 | 220-240V | Standard | [5 empty] | 5994100069492 | 15994100069499 |  | -20°C | +40°C |  |  | 6 |  |  | 94 | >0.5 | [5 empty] | 17 |  |  | 30000 | [6 empty] | 93118297 - LED Golf WarmDim 5W 820-827 B15 TU DS |  | White |  | 45 |  | 15000 |  |  | 78 |  |  |  | Instant on | [19 empty] | Yes | [28 empty] | 2000-2700 | [12 empty] | B15 | Tungsram | 80 |  |  | 470 | 5 |  | Available
93118299 | LED Candle WarmDim 5W 820-827 E27 TU DS | image | datasheet | deeplink |  | 320 |  |  |  | Yes | F | [9 empty] | <0.5 s | 5 | 220-240V | Direct Shipment | [5 empty] | 5994100069515 | 25994100069519 |  | -20°C | +40°C |  |  | 6 |  |  | 94 | >0.5 | [5 empty] | 20 |  |  | 30000 | [8 empty] | White |  | 35 |  | 15000 |  |  | 95 |  |  |  | Instant on | [19 empty] | Yes | [28 empty] | 2000-2700 | [12 empty] | E27 | Tungsram | 80 |  |  | 470 | 5 |  | Available
93118298 | LED Candle WarmDim 5W 820-827 E14 TU DS | image | datasheet | deeplink |  | 320 |  |  |  | Yes | F | [9 empty] | <0.5 s | 5 | 220-240V | Direct Shipment | [5 empty] | 5994100069508 | 25994100069502 |  | -20°C | +40°C |  |  | 6 |  |  | 94 | >0.5 | [5 empty] | 14 |  |  | 30000 | [8 empty] | White |  | 35 |  | 15000 |  |  | 97 |  |  |  | Instant on | [19 empty] | Yes | [28 empty] | 2000-2700 | [12 empty] | E14 | Tungsram | 80 |  |  | 470 | 5 |  | Available
93118300 | LED Candle WarmDim 5W 820-827 B22 TU DS | image | datasheet | deeplink |  | 320 |  |  |  | Yes | F | [9 empty] | <0.5 s | 5 | 220-240V | Direct Shipment | [5 empty] | 5994100069522 | 25994100069526 |  | -20°C | +40°C |  |  | 6 |  |  | 94 | >0.5 | [5 empty] | 20 |  |  | 30000 | [8 empty] | White |  | 35 |  | 15000 |  |  | 93 |  |  |  | Instant on | [19 empty] | Yes | [28 empty] | 2000-2700 | [12 empty] | B22 | Tungsram | 80 |  |  | 470 | 5 |  | Available
93118301 | LED Candle WarmDim 5W 820-827 B15 TU DS | image | datasheet | deeplink |  | 320 |  |  |  | Yes | F | [9 empty] | <0.5 s | 5 | 220-240V | Direct Shipment | [5 empty] | 5994100069539 | 25994100069533 |  | -20°C | +40°C |  |  | 6 |  |  | 94 | >0.5 | [5 empty] | 18 |  |  | 30000 | [8 empty] | White |  | 35 |  | 15000 |  |  | 95 |  |  |  | Instant on | [19 empty] | Yes | [28 empty] | 2000-2700 | [12 empty] | B15 | Tungsram | 80 |  |  | 470 | 5 |  | Available
93117665 | LED Candle WarmDim 5W 820-827 E27 TU | image | datasheet | deeplink |  | 320 |  |  |  | Yes | F | [9 empty] | <0.5 s | 5 | 220-240V | Standard | [5 empty] | 5994100069515 | 15994100069512 |  | -20°C | +40°C |  |  | 6 |  |  | 94 | >0.5 | [5 empty] | 20 |  |  | 30000 | [6 empty] | 93118299 - LED Candle WarmDim 5W 820-827 E27 TU DS |  | White |  | 35 |  | 15000 |  |  | 95 |  |  |  | Instant on | [19 empty] | Yes | [28 empty] | 2000-2700 | [12 empty] | E27 | Tungsram | 80 |  |  | 470 | 5 |  | Available
93117664 | LED Candle WarmDim 5W 820-827 E14 TU | image | datasheet | deeplink |  | 320 |  |  |  | Yes | F | [9 empty] | <0.5 s | 5 | 220-240V | Standard | [5 empty] | 5994100069508 | 15994100069505 |  | -20°C | +40°C |  |  | 6 |  |  | 94 | >0.5 | [5 empty] | 14 |  |  | 30000 | [6 empty] | 93118298 - LED Candle WarmDim 5W 820-827 E14 TU DS |  | White |  | 35 |  | 15000 |  |  | 97 |  |  |  | Instant on | [19 empty] | Yes | [28 empty] | 2000-2700 | [12 empty] | E14 | Tungsram | 80 |  |  | 470 | 5 |  | Available
93117666 | LED Candle WarmDim 5W 820-827 B22 TU | image | datasheet | deeplink |  | 320 |  |  |  | Yes | F | [9 empty] | <0.5 s | 5 | 220-240V | Standard | [5 empty] | 5994100069522 | 15994100069529 |  | -20°C | +40°C |  |  | 6 |  |  | 94 | >0.5 | [5 empty] | 20 |  |  | 30000 | [6 empty] | 93118300 - LED Candle WarmDim 5W 820-827 B22 TU DS |  | White |  | 35 |  | 15000 |  |  | 93 |  |  |  | Instant on | [19 empty] | Yes | [28 empty] | 2000-2700 | [12 empty] | B22 | Tungsram | 80 |  |  | 470 | 5 |  | Available
93117667 | LED Candle WarmDim 5W 820-827 B15 TU | image | datasheet | deeplink |  | 320 |  |  |  | Yes | F | [9 empty] | <0.5 s | 5 | 220-240V | Standard | [5 empty] | 5994100069539 | 15994100069536 |  | -20°C | +40°C |  |  | 6 |  |  | 94 | >0.5 | [5 empty] | 18 |  |  | 30000 | [6 empty] | 93118301 - LED Candle WarmDim 5W 820-827 B15 TU DS |  | White |  | 35 |  | 15000 |  |  | 95 |  |  |  | Instant on | [19 empty] | Yes | [28 empty] | 2000-2700 | [12 empty] | B15 | Tungsram | 80 |  |  | 470 | 5 |  | Available
93111226 | LED MR16 8W(50)Dim 940 35° TU | image | datasheet | deeplink |  | 35 |  |  |  | Yes | G | [6 empty] | 1000 |  |  | <0.5 s | 8.8 |  | Standard | [5 empty] | 5994100029427 | 15994100029424 |  | -20°C | +40°C |  |  | 8 |  |  | 77.6 | >0.9 | [5 empty] | 42 |  |  | 50000 | [8 empty] | White |  | 50 |  | 25000 |  |  | 45.5 |  |  |  | Instant on | [19 empty] | Yes | [41 empty] | GU5.3 | Tungsram | 90 | 4000 | 4000 | 621 | 8 | 12 | Available
93111154 | LED MR16 8W(50)Dim 930 35° TU | image | datasheet | deeplink |  | 35 |  |  |  | Yes | G | [6 empty] | 1000 |  |  | <0.5 s | 8.8 |  | Standard | [5 empty] | 5994100028505 | 15994100028502 |  | -20°C | +40°C |  |  | 8 |  |  | 77.6 | >0.9 | [5 empty] | 42 |  |  | 50000 | [8 empty] | White |  | 50 |  | 25000 |  |  | 45.5 |  |  |  | Instant on | [19 empty] | Yes | [41 empty] | GU5.3 | Tungsram | 90 | 3000 | 3000 | 621 | 8 | 12 | Available
93111228 | LED MR16 8W(50)Dim 927 35° TU | image | datasheet | deeplink |  | 35 |  |  |  | Yes | G | [6 empty] | 1000 |  |  | <0.5 s | 8.8 |  | Standard | [5 empty] | 5994100029441 | 15994100029448 |  | -20°C | +40°C |  |  | 8 |  |  | 77.6 | >0.9 | [5 empty] | 42 |  |  | 50000 | [8 empty] | White |  | 50 |  | 25000 |  |  | 45.5 |  |  |  | Instant on | [19 empty] | Yes | [41 empty] | GU5.3 | Tungsram | 90 | 2700 | 2700 | 621 | 8 | 12 | Available
93117331 | @LED R111 10.5W(70)Dim 940 40° TU | image | datasheet | deeplink |  | 40 |  |  |  | Yes | [7 empty] | 1500 |  |  | <0.1 s | 11.55 |  | Standard | [5 empty] | 5994100057284 | 15994100057281 |  | -20°C | +40°C |  |  | 10 |  |  | 67 | >0.5 | [5 empty] | 215 |  |  | 50000 | [8 empty] | Silver |  | 111 |  | 40000 |  |  | 54 |  |  |  | Instant on | [5 empty] | Product only available outside the EU. | [13 empty] | Yes | [41 empty] | G53 | Tungsram | 90 | 4000 | 4000 | 700 | 10.5 | 12 | Marked for phase-out
93117330 | @LED R111 10.5W(70)Dim 940 25° TU | image | datasheet | deeplink |  | 25 |  |  |  | Yes | [7 empty] | 2400 |  |  | <0.1 s | 11.55 |  | Standard | [5 empty] | 5994100057277 | 15994100057274 |  | -20°C | +40°C |  |  | 10 |  |  | 67 | >0.5 | [5 empty] | 215 |  |  | 50000 | [8 empty] | Silver |  | 111 |  | 40000 |  |  | 54 |  |  |  | Instant on | [5 empty] | Product only available outside the EU. | [13 empty] | Yes | [41 empty] | G53 | Tungsram | 90 | 4000 | 4000 | 700 | 10.5 | 12 | Marked for phase-out
93117329 | LED R111 10.5W(70)Dim 930 40° TU | image | datasheet | deeplink |  | 40 |  |  |  | Yes | [7 empty] | 1500 |  |  | <0.1 s | 11.55 |  | Standard | [5 empty] | 5994100057260 | 15994100057267 |  | -20°C | +40°C |  |  | 10 |  |  | 67 | >0.5 | [5 empty] | 215 |  |  | 50000 | [8 empty] | Silver |  | 111 |  | 40000 |  |  | 54 |  |  |  | Instant on | [5 empty] | Product only available outside the EU. | [13 empty] | Yes | [41 empty] | G53 | Tungsram | 90 | 3000 | 3000 | 700 | 10.5 | 12 | Phased-out
93117328 | @LED R111 10.5W(70)Dim 930 25° TU | image | datasheet | deeplink |  | 25 |  |  |  | Yes | [7 empty] | 2400 |  |  | <0.1 s | 11.55 |  | Standard | [5 empty] | 5994100057253 | 15994100057250 |  | -20°C | +40°C |  |  | 10 |  |  | 67 | >0.5 | [5 empty] | 215 |  |  | 50000 | [8 empty] | Silver |  | 111 |  | 40000 |  |  | 54 |  |  |  | Instant on | [5 empty] | Product only available outside the EU. | [13 empty] | Yes | [41 empty] | G53 | Tungsram | 90 | 3000 | 3000 | 700 | 10.5 | 12 | Marked for phase-out
93117327 | @LED R111 10.5W(70)Dim 927 40° TU | image | datasheet | deeplink |  | 40 |  |  |  | Yes | [7 empty] | 1500 |  |  | <0.1 s | 11.55 |  | Standard | [5 empty] | 5994100057246 | 15994100057243 |  | -20°C | +40°C |  |  | 10 |  |  | 67 | >0.5 | [5 empty] | 215 |  |  | 50000 | [8 empty] | Silver |  | 111 |  | 40000 |  |  | 54 |  |  |  | Instant on | [5 empty] | Product only available outside the EU. | [13 empty] | Yes | [41 empty] | G53 | Tungsram | 90 | 2700 | 2700 | 700 | 10.5 | 12 | Marked for phase-out
93117326 | @LED R111 10.5W(70)Dim 927 25° TU | image | datasheet | deeplink |  | 25 |  |  |  | Yes | [7 empty] | 2400 |  |  | <0.1 s | 11.55 |  | Standard | [5 empty] | 5994100057239 | 15994100057236 |  | -20°C | +40°C |  |  | 10 |  |  | 66 | >0.5 | [5 empty] | 215 |  |  | 50000 | [8 empty] | Silver |  | 111 |  | 40000 |  |  | 54 |  |  |  | Instant on | [5 empty] | Product only available outside the EU. | [13 empty] | Yes | [41 empty] | G53 | Tungsram | 90 | 2700 | 2700 | 695 | 10.5 | 12 | Marked for phase-out
93117215 | RP 53670CMU B1 D4S 35W E4 TU MIJ | image | datasheet | deeplink | [18 empty] | other |  |  | 35 |  | 3200 | 12 | 5994100056867 | 25994100056861 | [14 empty] | 77 | [8 empty] | 32 | D4S |  |  |  | 9 |  | Carton Single box | [13 empty] | E mark | [9 empty] | 53670CMU |  |  | 301x156x105 (mm) | [10 empty] | D4S | [8 empty] | 19.1 | [22 empty] | P32d-5 | Tungsram | [6 empty] | Available
93117214 | RP 53660CMU B1 D3S 35W E4 TU MIJ | image | datasheet | deeplink | [18 empty] | other |  |  | 35 |  | 3200 | 12 | 5994100056850 | 25994100056854 | [14 empty] | 83.5 | [8 empty] | 94 | D3S |  |  |  | 9 |  | Carton Single box | [13 empty] | E mark | [9 empty] | 53660CMU |  |  | 307x115x105 (mm) | [10 empty] | D3S | [8 empty] | 68 | [22 empty] | PK32d-5 | Tungsram | [6 empty] | Available
93117211 | RP 54790U B1 H16 12V E1 2YV TU MIKR | image | datasheet | deeplink | [18 empty] | 12 |  |  | 19 |  | 500 | 100 | 5994100057338 | 25994100057332 | [14 empty] | 68 | [8 empty] | 27 | H16 |  |  |  | 11.5 |  | Carton Single box | [13 empty] | E mark | [9 empty] | 54790U |  |  | 428x183x151 (mm) | [10 empty] | H16 | [8 empty] | 21 | [22 empty] | PGJ19-3 | Tungsram | [5 empty] | 12 | Available
93117210 | TU CANBUS 55W B1 TU MIH | image | datasheet | deeplink | [18 empty] | other |  |  | 55 |  |  | 4 | 5994100056829 | 25994100056823 | [23 empty] | 163 | Canbus 55W Warning canceller | [5 empty] | Carton Single box | [23 empty] | Canbus 55W |  |  | 142x136x106 (mm) | [10 empty] | Canbus | [8 empty] | 117 | [23 empty] | Tungsram | [6 empty] | Available
93117209 | TU CANBUS 21W B1 TU MIH | image | datasheet | deeplink | [18 empty] | other |  |  | 21 |  |  | 4 | 5994100056812 | 25994100056816 | [23 empty] | 85 | Canbus 21W Warning canceller | [5 empty] | Carton Single box | [23 empty] | Canbus 21W |  |  | 142x136x106 (mm) | [10 empty] | Canbus | [8 empty] | 40 | [23 empty] | Tungsram | [6 empty] | Available
93117208 | TU CANBUS 5W B1 TU MIH | image | datasheet | deeplink | [18 empty] | other |  |  | 5 |  |  | 4 | 5994100056805 | 25994100056809 | [23 empty] | 58 | Canbus 5W Warning canceller | [5 empty] | Carton Single box | [23 empty] | Canbus 5W |  |  | 142x136x106 (mm) | [10 empty] | Canbus | [8 empty] | 13 | [23 empty] | Tungsram | [6 empty] | Available
93117206 | RP 54410 B10 HY21W 12V 21W BAW9S TU MIG | image | datasheet | deeplink | [18 empty] | 12 |  |  | 21 |  | 300 | 200 | 5994100056782 | 25994100056786 | [14 empty] | 33 | [8 empty] | 4 | HY21W |  |  |  | 9.25 |  | Carton 10 way box | [13 empty] | E mark | [9 empty] | 54410U |  |  | 179x101x192 (mm) | [10 empty] | HY21W | [8 empty] | 3 | [22 empty] | BAW9s | Tungsram | [5 empty] | 12 | Available
93117031 | RP 60790 BL1 LEDM5 12V 4K TU MICN | image | datasheet | deeplink | [18 empty] | 12 |  |  | 5 |  | 375 | 10 | 5994100054979 | 25994100054973 | [14 empty] | 48.5 | [7 empty] | 4000 | 29.2 | LED M5 |  |  |  | 18 |  | Single Blister | [23 empty] | 60790 |  |  | 260x104x69 (mm) | [10 empty] | LEDM5 | [8 empty] | 15.48 | [22 empty] | P15d-25-1 | Tungsram | [5 empty] | 12 | Available
93117030 | RP 60780 BL1 LEDM5 12V 6K TU MICN | image | datasheet | deeplink | [18 empty] | 12 |  |  | 5 |  | 375 | 10 | 5994100054962 | 25994100054966 | [14 empty] | 48.5 | [7 empty] | 6000 | 29.1 | LED M5 |  |  |  | 18 |  | Single Blister | [23 empty] | 60780 |  |  | 260x104x69 (mm) | [10 empty] | LEDM5 | [8 empty] | 15.48 | [22 empty] | P15d-25-1 | Tungsram | [5 empty] | 12 | Available
93117025 | RP 60730 BL1 LEDW21/5W RED 12V TU MICN | image | datasheet | deeplink | [18 empty] | 12 |  |  | 3/0.55 |  | 75/13 | 10 | 5994100054917 | 25994100054911 | [14 empty] | 50 | [8 empty] | 24.2 | LED W21/5W RED |  |  |  | 15 |  | Single Blister | [23 empty] | 60730 |  |  | 142x136x130 (mm) | [10 empty] | LEDW21/5WRED | [8 empty] | 10.46 | [22 empty] | W3x16q | Tungsram | [5 empty] | 12 | Available
93117024 | RP 60720 BL1 LEDW21W RED 12V TU MICN | image | datasheet | deeplink | [18 empty] | 12 |  |  | 3 |  | 75 | 10 | 5994100054900 | 25994100054904 | [14 empty] | 50 | [8 empty] | 24 | LED W21W RED |  |  |  | 15 |  | Single Blister | [23 empty] | 60720 |  |  | 142x136x130 (mm) | [10 empty] | LEDW21WRED | [8 empty] | 10.3 | [22 empty] | W3x16d | Tungsram | [5 empty] | 12 | Available
93117023 | RP 60710 BL1 LEDW21/5W 12V 4K TU MICN | image | datasheet | deeplink | [18 empty] | 12 |  |  | 3/0.55 |  | 390/65 | 10 | 5994100054894 | 25994100054898 | [14 empty] | 50 | [7 empty] | 4000 | 24.2 | LED W21/5W |  |  |  | 15 |  | Single Blister | [23 empty] | 60710 |  |  | 142x136x130 (mm) | [10 empty] | LEDW21/5W | [8 empty] | 10.47 | [22 empty] | W3x16q | Tungsram | [5 empty] | 12 | Available
93117022 | RP 60700 BL1 LEDW21/5W 12V 6K TU MICN | image | datasheet | deeplink | [18 empty] | 12 |  |  | 3/0.55 |  | 390/65 | 10 | 5994100054887 | 25994100054881 | [14 empty] | 50 | [7 empty] | 6000 | 24.2 | LED W21/5W |  |  |  | 15 |  | Single Blister | [23 empty] | 60700 |  |  | 142x136x130 (mm) | [10 empty] | LEDW21/5W | [8 empty] | 10.47 | [22 empty] | W3x16q | Tungsram | [5 empty] | 12 | Available
93117021 | RP 60690 BL1 LEDW21W 12V 4K TU MICN | image | datasheet | deeplink | [18 empty] | 12 |  |  | 3 |  | 390 | 10 | 5994100054870 | 25994100054874 | [14 empty] | 50 | [7 empty] | 4000 | 24 | LED W21W |  |  |  | 15 |  | Single Blister | [23 empty] | 60690 |  |  | 142x136x130 (mm) | [10 empty] | LEDW21W | [8 empty] | 10.28 | [22 empty] | W3x16d | Tungsram | [5 empty] | 12 | Available
93117020 | RP 60680 BL1 LEDW21W 12V 6K TU MICN | image | datasheet | deeplink | [18 empty] | 12 |  |  | 3 |  | 390 | 10 | 5994100054863 | 25994100054867 | [14 empty] | 50 | [7 empty] | 6000 | 23.9 | LED W21W |  |  |  | 15 |  | Single Blister | [23 empty] | 60680 |  |  | 142x136x130 (mm) | [10 empty] | LEDW21W | [8 empty] | 10.28 | [22 empty] | W3x16d | Tungsram | [5 empty] | 12 | Available
93117019 | RP 60670 BL1 LEDP21/5W RED 12V TU MICN | image | datasheet | deeplink | [18 empty] | 12 |  |  | 3/0.55W |  | 75/13 | 10 | 5994100054856 | 25994100054850 | [14 empty] | 43.5 | [8 empty] | 22.7 | LED P21/5W RED |  |  |  | 15 |  | Single Blister | [23 empty] | 60670 |  |  | 130x124x116 (mm) | [10 empty] | LEDP21/5WRED | [8 empty] | 10.16 | [22 empty] | BaY15d | Tungsram | [5 empty] | 12 | Available
93117018 | RP 60660 BL1 LEDP21W RED 12V TU MICN | image | datasheet | deeplink | [18 empty] | 12 |  |  | 3 |  | 75 | 10 | 5994100054849 | 25994100054843 | [14 empty] | 43.5 | [8 empty] | 22.2 | LED P21W RED |  |  |  | 15 |  | Single Blister | [23 empty] | 60660 |  |  | 130x124x116 (mm) | [10 empty] | LEDP21WRED | [8 empty] | 9.72 | [22 empty] | Ba15s | Tungsram | [5 empty] | 12 | Available
93117017 | RP 60650 BL1 LEDP21/5W 12V 4K TU MICN | image | datasheet | deeplink | [18 empty] | 12 |  |  | 3/0.55W |  | 390/65 | 10 | 5994100054832 | 25994100054836 | [14 empty] | 43.5 | [7 empty] | 4000 | 22.8 | LED P21/5W |  |  |  | 15 |  | Single Blister | [23 empty] | 60650 |  |  | 130x124x116 (mm) | [10 empty] | LEDP21/5W | [8 empty] | 10.07 | [22 empty] | BaY15d | Tungsram | [5 empty] | 12 | Available
93117016 | RP 60640 BL1 LEDP21/5W 12V 6K TU MICN | image | datasheet | deeplink | [18 empty] | 12 |  |  | 3/0.55W |  | 390/65 | 10 | 5994100054825 | 25994100054829 | [14 empty] | 43.5 | [7 empty] | 6000 | 22.6 | LED P21/5W |  |  |  | 15 |  | Single Blister | [23 empty] | 60640 |  |  | 130x124x116 (mm) | [10 empty] | LEDP21/5W | [8 empty] | 10.07 | [22 empty] | BaY15d | Tungsram | [5 empty] | 12 | Available
93116985 | RP 60630 BL1 LEDP21W 12V 4K TU MICN | image | datasheet | deeplink | [18 empty] | 12 |  |  | 3 |  | 390 | 10 | 5994100054818 | 25994100054812 | [14 empty] | 43.5 | [7 empty] | 4000 | 22.2 | LED P21W |  |  |  | 15 |  | Single Blister | [23 empty] | 60630 |  |  | 130x124x116 (mm) | [10 empty] | LEDP21W | [8 empty] | 9.55 | [22 empty] | Ba15s | Tungsram | [5 empty] | 12 | Available
93116984 | RP 60620 BL1 LEDP21W 12V 6K TU MICN | image | datasheet | deeplink | [18 empty] | 12 |  |  | 3 |  | 390 | 10 | 5994100054306 | 25994100054300 | [14 empty] | 43.5 | [7 empty] | 6000 | 22.1 | LED P21W |  |  |  | 15 |  | Single Blister | [23 empty] | 60620 |  |  | 130x124x116 (mm) | [10 empty] | LEDP21W | [8 empty] | 9.55 | [22 empty] | Ba15s | Tungsram | [5 empty] | 12 | Available
93116983 | RP 60590 BL1 LED 12V FSTN 31MM 4K TUMICN | image | datasheet | deeplink | [18 empty] | 12 |  |  | 0.7 |  | 60 | 10 | 5994100054290 | 25994100054294 | [14 empty] | 31 | [7 empty] | 4000 | 13.4 | LED 31mm |  |  |  | 9 |  | Single Blister | [23 empty] | 60590 |  |  | 124x104x69 (mm) | [10 empty] | LED | [8 empty] | 1.29 | [22 empty] | SV8.5 | Tungsram | [5 empty] | 12 | Available
93116982 | RP 60580 BL1 LED 12V FSTN 31MM 6K TUMICN | image | datasheet | deeplink | [18 empty] | 12 |  |  | 0.7 |  | 60 | 10 | 5994100054283 | 25994100054287 | [14 empty] | 31 | [7 empty] | 6000 | 13.4 | LED 31mm |  |  |  | 9 |  | Single Blister | [23 empty] | 60580 |  |  | 124x104x69 (mm) | [10 empty] | LED | [8 empty] | 1.29 | [22 empty] | SV8.5 | Tungsram | [5 empty] | 12 | Available
93116981 | RP 60570 BL1 LED 12V FSTN 28MM 4K TUMICN | image | datasheet | deeplink | [18 empty] | 12 |  |  | 0.7 |  | 60 | 10 | 5994100054276 | 25994100054270 | [14 empty] | 28 | [7 empty] | 4000 | 13.3 | LED 28mm |  |  |  | 9 |  | Single Blister | [23 empty] | 60570 |  |  | 124x104x69 (mm) | [10 empty] | LED | [8 empty] | 1.21 | [22 empty] | SV7 | Tungsram | [5 empty] | 12 | Available
93116980 | RP 60560 BL1 LED 12V FSTN 28MM 6K TUMICN | image | datasheet | deeplink | [18 empty] | 12 |  |  | 0.7 |  | 60 | 10 | 5994100054269 | 25994100054263 | [14 empty] | 28 | [7 empty] | 6000 | 13.3 | LED 28mm |  |  |  | 9 |  | Single Blister | [23 empty] | 60560 |  |  | 124x104x69 (mm) | [10 empty] | LED | [8 empty] | 1.21 | [22 empty] | SV7 | Tungsram | [5 empty] | 12 | Available
93116891 | TU 53110NXNU B2 H11 E1 12V 55W TU MIH | image | datasheet | deeplink | [18 empty] | 12 |  | 250 | 55 |  | 1350 | 9 (SET) | 5994100053569 | 25994100053563 | [14 empty] | 68 | [8 empty] | 108 (SET) | H11 |  |  |  | 11 |  | Carton Twinbox | [13 empty] | E mark | [9 empty] | 53110NXNU |  |  | 295x170x121 (mm) | [10 empty] | H11 | [8 empty] | 19 | [22 empty] | PGJ19-2 | Tungsram | [5 empty] | 12 | Available
93116890 | TU 59010NXNU B2 H1 E1 12V55WP14.5sTUMIH | image | datasheet | deeplink | [18 empty] | 12 |  | 250 | 55 |  | 1550 | 9 (SET) | 5994100053552 | 25994100053556 | [14 empty] | 62.5 | [8 empty] | 56 (SET) | H1 |  |  |  | 8.5 |  | Carton Twinbox | [13 empty] | E mark | [9 empty] | 59010NXNU |  |  | 295x170x121 (mm) | [10 empty] | H1 | [8 empty] | 6 | [22 empty] | P14.5s | Tungsram | [5 empty] | 12 | Available
93116889 | TU 9005SBU PB2 HB3 E1 12V 60W P20D TUMIH | image | datasheet | deeplink | [18 empty] | 12 |  | 200 | 60 |  | 1860 | 5 (SET) | 5994100053408 | 25994100053402 | [14 empty] | 79.8 | [7 empty] | up to 4200K | 220 (SET) | HB3 |  |  |  | 12 |  | Plastic Twinbox | [13 empty] | E mark | [9 empty] | 9005SBU |  |  | 309x121x124 (mm) | [10 empty] | HB3 | [8 empty] | 19 | [22 empty] | P20d | Tungsram | [5 empty] | 12 | Available
93116888 | TU 9006SBU PB2 HB4 E1 12V 51W P22D TUMIH | image | datasheet | deeplink | [18 empty] | 12 |  | 250 | 51 |  | 1095 | 5 (SET) | 5994100053392 | 25994100053396 | [14 empty] | 79.8 | [7 empty] | up to 4200K | 220 (SET) | HB4 |  |  |  | 12 |  | Plastic Twinbox | [23 empty] | 9006SBU |  |  | 309x121x124 (mm) | [10 empty] | HB4 | [8 empty] | 19 | [22 empty] | P22d | Tungsram | [5 empty] | 12 | Available
93116887 | TU 53110SBU PB2 H11 E1 12V 55W TU MIH | image | datasheet | deeplink | [18 empty] | 12 |  | 250 | 55 |  | 1350 | 5 (SET) | 5994100053385 | 25994100053389 | [14 empty] | 68 | [7 empty] | up to 4200K | 220 (SET) | H11 |  |  |  | 11 |  | Plastic Twinbox | [13 empty] | E mark | [9 empty] | 53110SBU |  |  | 309x121x124 (mm) | [10 empty] | H11 | [8 empty] | 19 | [22 empty] | PGJ19-2 | Tungsram | [5 empty] | 12 | Available
93116886 | TU 58520SBU PB2 H7 E1 12V 55W TU MIH | image | datasheet | deeplink | [18 empty] | 12 |  | 250 | 55 |  | 1500 | 5 (SET) | 5994100053460 | 25994100053464 | [14 empty] | 60 | [7 empty] | up to 4200K | 207 (SET) | H7 |  |  |  | 11 |  | Plastic Twinbox | [13 empty] | E mark | [9 empty] | 58520SBU |  |  | 309x121x124 (mm) | [10 empty] | H7 | [8 empty] | 12.4 | [22 empty] | PX26d | Tungsram | [5 empty] | 12 | Available
93116885 | TU 50440SBU PB2 H4 E1 12V 60/55W TU MIH | image | datasheet | deeplink | [18 empty] | 12 |  | 250 | 60/55 |  | 1650/1000 | 5 (SET) | 5994100053446 | 25994100053440 | [14 empty] | 87 | [7 empty] | up to 4200K | 232 (SET) | H4 |  |  |  | 16.18 |  | Plastic Twinbox | [13 empty] | E mark | [9 empty] | 50440SBU |  |  | 309x121x124 (mm) | [10 empty] | H4 | [8 empty] | 25 | [22 empty] | P43t | Tungsram | [5 empty] | 12 | Available
93116884 | TU 50310SBU PB2 H1 E1 12V 55W TU MIH | image | datasheet | deeplink | [18 empty] | 12 |  | 250 | 55 |  | 1550 | 5 (SET) | 5994100053507 | 25994100053501 | [14 empty] | 62.5 | [7 empty] | up to 4200K | 194 (SET) | H1 |  |  |  | 8.5 |  | Plastic Twinbox | [13 empty] | E mark | [9 empty] | 50310SBU |  |  | 309x121x124 (mm) | [10 empty] | H1 | [8 empty] | 6 | [22 empty] | P14.5s | Tungsram | [5 empty] | 12 | Available
93116883 | TU 9005XU PB2 HB3 E1 12V 60W TU MIH | image | datasheet | deeplink | [18 empty] | 12 |  | 200 | 60 |  | 1860 | 5 (SET) | 5994100053330 | 25994100053334 | [14 empty] | 79.8 | [8 empty] | 220 (SET) | HB3 |  |  |  | 12 |  | Plastic Twinbox | [13 empty] | E mark | [9 empty] | 9005XU |  |  | 309x121x124 (mm) | [10 empty] | HB3 | [8 empty] | 19 | [22 empty] | P20d | Tungsram | [5 empty] | 12 | Available
93116882 | TU 9006SXU PB2 HB4 E1 12V 51W TU MIH | image | datasheet | deeplink | [18 empty] | 12 |  | 350 | 51 |  | 1095 | 5 (SET) | 5994100053323 | 25994100053327 | [14 empty] | 79.8 | [8 empty] | 220 (SET) | HB4 |  |  |  | 12 |  | Plastic Twinbox | [13 empty] | E mark | [9 empty] | 9006SXU |  |  | 309x121x124 (mm) | [10 empty] | HB4 | [8 empty] | 19 | [22 empty] | P22d | Tungsram | [5 empty] | 12 | Available
93116881 | TU 53110SXU PB2 H11 E1 12V 55W TU MIH | image | datasheet | deeplink | [18 empty] | 12 |  | 350 | 55 |  | 1350 | 5 (SET) | 5994100053316 | 25994100053310 | [14 empty] | 68 | [8 empty] | 220 (SET) | H11 |  |  |  | 11 |  | Plastic Twinbox | [13 empty] | E mark | [9 empty] | 53110SXU |  |  | 309x121x124 (mm) | [10 empty] | H11 | [8 empty] | 19 | [22 empty] | PGJ19-2 | Tungsram | [5 empty] | 12 | Available
93116880 | TU 58520SXU PB2 H7 E1 12V 55W TU MIH | image | datasheet | deeplink | [18 empty] | 12 |  | 350 | 55 |  | 1500 | 5 (SET) | 5994100053477 | 25994100053471 | [14 empty] | 60 | [8 empty] | 207 (SET) | H7 |  |  |  | 11 |  | Plastic Twinbox | [13 empty] | E mark | [9 empty] | 58520SXU |  |  | 309x121x124 (mm) | [10 empty] | H7 | [8 empty] | 12.4 | [22 empty] | PX26d | Tungsram | [5 empty] | 12 | Available
93116879 | TU 50440SXU PB2 H4 E1 12V 60/55W TU MIH | image | datasheet | deeplink | [18 empty] | 12 |  | 350 | 60/55 |  | 1650/1000 | 5 (SET) | 5994100053422 | 25994100053426 | [14 empty] | 87 | [8 empty] | 232 (SET) | H4 |  |  |  | 16.18 |  | Plastic Twinbox | [13 empty] | E mark | [9 empty] | 50440SXU |  |  | 309x121x124 (mm) | [10 empty] | H4 | [8 empty] | 25 | [22 empty] | P43t | Tungsram | [5 empty] | 12 | Available
93116878 | TU 50310XU PB2 H1 E1 12V 55W TU MIH | image | datasheet | deeplink | [18 empty] | 12 |  | 350 | 55 |  | 1550 | 5 (SET) | 5994100053514 | 25994100053518 | [14 empty] | 62.5 | [8 empty] | 194 (SET) | H1 |  |  |  | 8.5 |  | Plastic Twinbox | [13 empty] | E mark | [9 empty] | 50310XU |  |  | 309x121x124 (mm) | [10 empty] | H1 | [8 empty] | 6 | [22 empty] | P14.5s | Tungsram | [5 empty] | 12 | Available
93116877 | TU 53110NXNU PB2 H11 E1 12V 55W TU MIH | image | datasheet | deeplink | [18 empty] | 12 |  | 250 | 55 |  | 1350 | 5 (SET) | 5994100053415 | 25994100053419 | [14 empty] | 68 | [8 empty] | 220 (SET) | H11 |  |  |  | 11 |  | Plastic Twinbox | [13 empty] | E mark | [9 empty] | 53110NXNU |  |  | 309x121x124 (mm) | [10 empty] | H11 | [8 empty] | 19 | [22 empty] | PGJ19-2 | Tungsram | [5 empty] | 12 | Available
93116876 | TU 59010NXNU PB2 H1 E1 12V55WP14.5sTUMIH | image | datasheet | deeplink | [18 empty] | 12 |  | 250 | 55 |  | 1550 | 5 (SET) | 5994100053545 | 25994100053549 | [14 empty] | 62.5 | [8 empty] | 194 (SET) | H1 |  |  |  | 8.5 |  | Plastic Twinbox | [13 empty] | E mark | [9 empty] | 59010NXNU |  |  | 309x121x124 (mm) | [10 empty] | H1 | [8 empty] | 6 | [22 empty] | P14.5s | Tungsram | [5 empty] | 12 | Available
93116875 | TU 53110XNU PB2 E1 H11 12V 55W TU MIH | image | datasheet | deeplink | [18 empty] | 12 |  | 250 | 55 |  | 1350 | 5 (SET) | 5994100053378 | 25994100053372 | [14 empty] | 68 | [8 empty] | 220 (SET) | H11 |  |  |  | 11 |  | Plastic Twinbox | [13 empty] | E mark | [9 empty] | 53110XNU |  |  | 309x121x124 (mm) | [10 empty] | H11 | [8 empty] | 19 | [22 empty] | PGJ19-2 | Tungsram | [5 empty] | 12 | Available
93116874 | TU 58520XNU PB2 E1 H7 12V 55W PX26D TUMIH | image | datasheet | deeplink | [18 empty] | 12 |  | 250 | 55 |  | 1500 | 5 (SET) | 5994100053491 | 25994100053495 | [14 empty] | 60 | [8 empty] | 207 (SET) | H7 |  |  |  | 11 |  | Plastic Twinbox | [13 empty] | E mark | [9 empty] | 58520XNU |  |  | 309x121x124 (mm) | [10 empty] | H7 | [8 empty] | 12.4 | [22 empty] | PX26d | Tungsram | [5 empty] | 12 | Available
93116873 | TU 50440XNU PB2 E1 H4 12V 60/55WP43TTUMIH | image | datasheet | deeplink | [18 empty] | 12 |  | 250 | 60/55 |  | 1650/1000 | 5 (SET) | 5994100053453 | 25994100053457 | [14 empty] | 87 | [8 empty] | 232 (SET) | H4 |  |  |  | 16.18 |  | Plastic Twinbox | [13 empty] | E mark | [9 empty] | 50440XNU |  |  | 309x121x124 (mm) | [10 empty] | H4 | [8 empty] | 25 | [22 empty] | P43t | Tungsram | [5 empty] | 12 | Available
93116872 | TU 50310XNU PB2 E1 H1 12V 55W P14.5STUMIH | image | datasheet | deeplink | [18 empty] | 12 |  | 250 | 55 |  | 1550 | 5 (SET) | 5994100053538 | 25994100053532 | [14 empty] | 62.5 | [8 empty] | 194 (SET) | H1 |  |  |  | 8.5 |  | Plastic Twinbox | [13 empty] | E mark | [9 empty] | 50310XNU |  |  | 309x121x124 (mm) | [10 empty] | H1 | [8 empty] | 6 | [22 empty] | P14.5s | Tungsram | [5 empty] | 12 | Available
93116871 | TU 9005NU PB2 HB3 E1 12V 60W TU MIH | image | datasheet | deeplink | [18 empty] | 12 |  | 200 | 60 |  | 1860 | 5 (SET) | 5994100053361 | 25994100053365 | [14 empty] | 79.8 | [8 empty] | 220 (SET) | HB3 |  |  |  | 12 |  | Plastic Twinbox | [13 empty] | E mark | [9 empty] | 9005NU |  |  | 309x121x124 (mm) | [10 empty] | HB3 | [8 empty] | 19 | [22 empty] | P20d | Tungsram | [5 empty] | 12 | Available
93116870 | TU 9006SNU PB2 HB4 E1 12V 51W TU MIH | image | datasheet | deeplink | [18 empty] | 12 |  | 250 | 51 |  | 1095 | 5 (SET) | 5994100053354 | 25994100053358 | [14 empty] | 79.8 | [8 empty] | 220 (SET) | HB4 |  |  |  | 12 |  | Plastic Twinbox | [13 empty] | E mark | [9 empty] | 9006SNU |  |  | 309x121x124 (mm) | [10 empty] | HB4 | [8 empty] | 19 | [22 empty] | P22d | Tungsram | [5 empty] | 12 | Available
93116869 | TU 53110SNU PB2 H11 E1 12V 55W TU MIH | image | datasheet | deeplink | [18 empty] | 12 |  | 250 | 55 |  | 1350 | 5 (SET) | 5994100053347 | 25994100053341 | [14 empty] | 68 | [8 empty] | 220 (SET) | H11 |  |  |  | 11 |  | Plastic Twinbox | [13 empty] | E mark | [9 empty] | 53110SNU |  |  | 309x121x124 (mm) | [10 empty] | H11 | [8 empty] | 19 | [22 empty] | PGJ19-2 | Tungsram | [5 empty] | 12 | Available
93116868 | TU 50310NU PB2 H1 E1 12V 55W TU MIH | image | datasheet | deeplink | [18 empty] | 12 |  | 250 | 55 |  | 1550 | 5 (SET) | 5994100053521 | 25994100053525 | [14 empty] | 62.5 | [8 empty] | 194 (SET) | H1 |  |  |  | 8.5 |  | Plastic Twinbox | [13 empty] | E mark | [9 empty] | 50310NU |  |  | 309x121x124 (mm) | [10 empty] | H1 | [8 empty] | 6 | [22 empty] | P14.5s | Tungsram | [5 empty] | 12 | Available
93116867 | TU 50440XNU PB2 E1 H4 12V 60/55WP43TTUMIH | image | datasheet | deeplink | [18 empty] | 12 |  | 250 | 60/55 |  | 1650/1000 | 5 (SET) | 5994100053439 | 25994100053433 | [14 empty] | 87 | [8 empty] | 232 (SET) | H4 |  |  |  | 16.18 |  | Plastic Twinbox | [13 empty] | E mark | [9 empty] | 50440XNU |  |  | 309x121x124 (mm) | [10 empty] | H4 | [8 empty] | 25 | [22 empty] | P43t | Tungsram | [5 empty] | 12 | Available
93116866 | TU 58520XNU PB2 E1 H7 12V 55W PX26D TUMIH | image | datasheet | deeplink | [18 empty] | 12 |  | 250 | 55 |  | 1500 | 5 (SET) | 5994100053484 | 25994100053488 | [14 empty] | 60 | [8 empty] | 207 (SET) | H7 |  |  |  | 11 |  | Plastic Twinbox | [13 empty] | E mark | [9 empty] | 58520XNU |  |  | 309x121x124 (mm) | [10 empty] | H7 | [8 empty] | 12.4 | [22 empty] | PX26d | Tungsram | [5 empty] | 12 | Available
93115676 | @OT 60550 PB2 LED 12V 24W FAN (HB4)TUMICN | image | datasheet | deeplink | [18 empty] | 12 |  |  | 24 |  | 2200 | 4(SET) / 24 (SET) | 5994100044529 | 25994100044523 (24 SET) | [14 empty] | 74 | [7 empty] | 6000 | 489 (SET) | LED HB4 FAN |  |  |  | 14.5 |  | Plastic Twinbox | [23 empty] | 60550 |  |  | 278x145x169 (mm) 4 SET. 468x290x363 (mm) 24 SET | [10 empty] | LEDHB4_FAN | [8 empty] | 24.6 | [22 empty] | P22d | Tungsram | [5 empty] | 12 | Marked for phase-out
93115665 | OT 60540 PB2 LED 12V 18W 6K (HB4) TUMICN | image | datasheet | deeplink | [18 empty] | 12 |  |  | 18 |  | 1500 | 4(SET) / 24 (SET) | 5994100044512 | 25994100044516 (24 SET) | [14 empty] | 77.5 | [7 empty] | 6000 | 523 (SET) | LED HB4 |  |  |  | 14.5 |  | Plastic Twinbox | [23 empty] | 60540 |  |  | 278x145x169 (mm) 4 SET. 468x290x363 (mm) 24 SET | [10 empty] | LEDHB4 | [8 empty] | 27.2 | [22 empty] | P22d | Tungsram | [5 empty] | 12 | Phased-out
93115664 | OT 60530 PB2 LED 12V 24W FAN (HB3)TUMICN | image | datasheet | deeplink | [18 empty] | 12 |  |  | 24 |  | 2200 | 4(SET) / 24 (SET) | 5994100044307 | 25994100044301 (24 SET) | [14 empty] | 74 | [7 empty] | 6000 | 491 (SET) | LED HB3 FAN |  |  |  | 14.5 |  | Plastic Twinbox | [23 empty] | 60530 |  |  | 278x145x169 (mm) 4 SET. 468x290x363 (mm) 24 SET | [10 empty] | LEDHB3_FAN | [8 empty] | 24.2 | [22 empty] | P20d | Tungsram | [5 empty] | 12 | Phased-out
93115663 | OT 60520 PB2 LED 12V 18W 6K (HB3) TUMICN | image | datasheet | deeplink | [18 empty] | 12 |  |  | 18 |  | 1500 | 4(SET) / 24 (SET) | 5994100044291 | 29941000442917 (24 SET) | [14 empty] | 77.5 | [7 empty] | 6000 | 526 (SET) | LED HB3 |  |  |  | 14.5 |  | Plastic Twinbox | [23 empty] | 60520 |  |  | 278x145x169 (mm) 4 SET. 468x290x363 (mm) 24 SET | [10 empty] | LEDHB3 | [8 empty] | 27.4 | [22 empty] | P20d | Tungsram | [5 empty] | 12 | Phased-out
93115662 | @OT 60490 PB2LED 12V24W FAN(H8/H11)TUMICN | image | datasheet | deeplink | [18 empty] | 12 |  |  | 24 |  | 2200 | 4(SET) / 24 (SET) | 5994100044284 | 25994100044288 (24 SET) | [14 empty] | 74 | [7 empty] | 6000 | 487 (SET) | LED H8/H11 FAN |  |  |  | 14.5 |  | Plastic Twinbox | [23 empty] | 60490 |  |  | 278x145x169 (mm) 4 SET. 468x290x363 (mm) 24 SET | [10 empty] | LEDH8/H11_FAN | [8 empty] | 23.8 | [22 empty] | PGJ19-1 | Tungsram | [5 empty] | 12 | Marked for phase-out
93115661 | @OT 60480 PB2 LED 12V 18W (H8/H11) TUMICN | image | datasheet | deeplink | [18 empty] | 12 |  |  | 18 |  | 1500 | 4(SET) / 24 (SET) | 5994100044277 | 25994100044271 (24 SET) | [14 empty] | 77.5 | [7 empty] | 6000 | 523 (SET) | LED H8/H11 |  |  |  | 14.5 |  | Plastic Twinbox | [23 empty] | 60480 |  |  | 278x145x169 (mm) 4 SET. 468x290x363 (mm) 24 SET | [10 empty] | LEDH8/H11 | [8 empty] | 27.4 | [22 empty] | PGJ19-1 | Tungsram | [5 empty] | 12 | Marked for phase-out
93115660 | @OT 60410 PB2 LED 12V 24W FAN (H1) TUMICN | image | datasheet | deeplink | [18 empty] | 12 |  |  | 24 |  | 2000 | 4(SET) / 24 (SET) | 5994100044260 | 25994100044264 (24 SET) | [14 empty] | 79.5 | [7 empty] | 6000 | 447 (SET) | LED H1 FAN |  |  |  | 11.5 |  | Plastic Twinbox | [23 empty] | 60410 |  |  | 278x145x169 (mm) 4 SET. 468x290x363 (mm) 24 SET | [10 empty] | LEDH1_FAN | [8 empty] | 20 | [22 empty] | P14.5s | Tungsram | [5 empty] | 12 | Marked for phase-out
93115659 | @OT 60400 PB2 LED 12V 18W 6K (H1) TU MICN | image | datasheet | deeplink | [18 empty] | 12 |  |  | 18 |  | 1500 | 4(SET) / 24 (SET) | 5994100044253 | 25994100044257 (24 SET) | [14 empty] | 83 | [7 empty] | 6000 | 479 (SET) | LED H1 |  |  |  | 11.5 |  | Plastic Twinbox | [23 empty] | 60400 |  |  | 278x145x169 (mm) 4 SET. 468x290x363 (mm) 24 SET | [10 empty] | LEDH1 | [8 empty] | 23.4 | [22 empty] | P14.5s | Tungsram | [5 empty] | 12 | Marked for phase-out
93115208 | TU 9005SBU B2 HB3 E1 12V 60W P20D TU MIH | image | datasheet | deeplink | [18 empty] | 12 |  | 200 | 60 |  | 1860 | 9 (SET) | 5994100037217 | 25994100037211 | [14 empty] | 79.8 | [7 empty] | up to 4200K | 108 (SET) | HB3 |  |  |  | 12 |  | Carton Twinbox | [13 empty] | E mark | [9 empty] | 9005SBU |  |  | 295x170x121 (mm) | [10 empty] | HB3 | [8 empty] | 19 | [22 empty] | P20d | Tungsram | [5 empty] | 12 | Available
93115207 | TU 9006SBU B2 HB4 E1 12V 51W P22D TU MIH | image | datasheet | deeplink | [18 empty] | 12 |  | 250 | 51 |  | 1095 | 9 (SET) | 5994100037101 | 25994100037105 | [14 empty] | 79.8 | [7 empty] | up to 4200K | 108 (SET) | HB4 |  |  |  | 12 |  | Carton Twinbox | [23 empty] | 9006SBU |  |  | 295x170x121 (mm) | [10 empty] | HB4 | [8 empty] | 19 | [22 empty] | P22d | Tungsram | [5 empty] | 12 | Available
93115206 | TU 53110SBU B2 H11 E1 12V 55W TU MIH | image | datasheet | deeplink | [18 empty] | 12 |  | 250 | 55 |  | 1350 | 9 (SET) | 5994100037095 | 25994100037099 | [14 empty] | 68 | [7 empty] | up to 4200K | 108 (SET) | H11 |  |  |  | 11 |  | Carton Twinbox | [13 empty] | E mark | [9 empty] | 53110SBU |  |  | 295x170x121 (mm) | [10 empty] | H11 | [8 empty] | 19 | [22 empty] | PGJ19-2 | Tungsram | [5 empty] | 12 | Available
93115175 | @OT 60450 PB2 LED 12V24W FAN (H7) TUMICN | image | datasheet | deeplink | [18 empty] | 12 |  |  | 24 |  | 2000 | 4(SET) / 24 (SET) | 5994100036197 | 25994100036191 (24 SET) | [14 empty] | 78.5 | [7 empty] | 6000 | 475 (SET) | LED H7 FAN |  |  |  | 15 |  | Plastic Twinbox | [23 empty] | 60450 |  |  | 278x145x169 (mm) 4 SET. 468x290x363 (mm) 24 SET | [10 empty] | LEDH7_FAN | [8 empty] | 21.2 | [22 empty] | PX26d | Tungsram | [5 empty] | 12 | Marked for phase-out
93115174 | @OT 60440 PB2 LED 12V 18W (H7) TU MICN | image | datasheet | deeplink | [18 empty] | 12 |  |  | 18 |  | 1500 | 4(SET) / 24 (SET) | 5994100036180 | 25994100036184 (24 SET) | [14 empty] | 82 | [7 empty] | 6000 | 508 (SET) | LED H7 |  |  |  | 15 |  | Plastic Twinbox | [23 empty] | 60440 |  |  | 278x145x169 (mm) 4 SET. 468x290x363 (mm) 24 SET | [10 empty] | LEDH7 | [8 empty] | 25 | [22 empty] | PX26d | Tungsram | [5 empty] | 12 | Marked for phase-out
93115173 | @OT 60430 PB2 LED 12V 24W FAN (H4) TUMICN | image | datasheet | deeplink | [18 empty] | 12 |  |  | 24/24 |  | 2000/1500 | 4(SET) / 24 (SET) | 5994100036173 | 25994100036177 (24 SET) | [14 empty] | 86.5 | [7 empty] | 6000 | 515 (SET) | LED H4 FAN |  |  |  | 15.5 |  | Plastic Twinbox | [23 empty] | 60430 |  |  | 278x145x169 (mm) 4 SET. 468x290x363 (mm) 24 SET | [10 empty] | LEDH4_FAN | [8 empty] | 26 | [22 empty] | P43t | Tungsram | [5 empty] | 12 | Marked for phase-out
93115172 | OT 60420 PB2 LED 12V 18W 6K (H4) TU MICN | image | datasheet | deeplink | [18 empty] | 12 |  |  | 18/18 |  | 1500/1000 | 4(SET) / 24 (SET) | 5994100036166 | 25994100036160 (24 SET) | [14 empty] | 90 | [7 empty] | 6000 | 557 (SET) | LED H4 |  |  |  | 15.5 |  | Plastic Twinbox | [23 empty] | 60420 |  |  | 278x145x169 (mm) 4 SET. 468x290x363 (mm) 24 SET | [10 empty] | LEDH4 | [8 empty] | 29.2 | [22 empty] | P43t | Tungsram | [5 empty] | 12 | Phased-out
93114126 | 63000 LedInspection 1000lm B1 CE TU MICN | image | datasheet | deeplink | [18 empty] | 3.7 |  |  | 8 |  | 1000/500 | 12 | 5994100032113 | 25994100032124 | [14 empty] | 218.1 | [7 empty] | 6000 | 867 | inspection light 1000 Lumens | [5 empty] | Carton Single box | [23 empty] | 63000 |  |  | 560x240x350 (mm) | [10 empty] | inspection light | [8 empty] | 648 | [23 empty] | Tungsram | [5 empty] | 3.7 | Available
93114055 | 63010 LedInspection 240lm B1 CE TU MICN | image | datasheet | deeplink | [18 empty] | 3.7 |  |  | 3 |  | 240/140 | 12 | 5994100032120 | 25994100032117 | [14 empty] | 190.7 | [7 empty] | 5700 | 387 | inspection light 250 Lumens | [5 empty] | Carton Single box | [23 empty] | 63010 |  |  | 462x158x217 (mm) | [10 empty] | inspection light | [8 empty] | 155 | [23 empty] | Tungsram | [5 empty] | 3.7 | Available
93113962 | RP M5 MOTO B1 12V 35/35W P15D-25-1 TUMCN | image | datasheet | deeplink | [18 empty] | 12 |  |  | 35/35 |  | 750/750 | 100 | 5994100032090 | 25994100032094 | [14 empty] | 50 | [8 empty] | 13.9 | M5 P15d-25-1 |  |  |  | 14.73 |  | Carton Single box | [23 empty] | M5 |  |  | 294x151x154 (mm) | [10 empty] | M5 | [8 empty] | 9 | [22 empty] | P15d-25-1 | Tungsram | [5 empty] | 12 | Available
93113956 | TU 50310NHSU 2XH1 SPU +2X501NB TU KIT/4 | image | datasheet | deeplink | [18 empty] | 12 | [5 empty] | 10 | 5994100032052 | 25994100032056 | [23 empty] | 83 | Sportlight H1 W5W Kit | [5 empty] | Lamp kit (KIT/4) | [13 empty] | E mark | [9 empty] | 50310NHSU |  |  | 279x207x105 (mm) | [10 empty] | KIT | [32 empty] | Tungsram | [5 empty] | 12 | Available
93113955 | TU 58520SPU 2XH7 SPU +2X501NB TU KIT/4 | image | datasheet | deeplink | [18 empty] | 12 | [5 empty] | 10 | 5994100032045 | 25994100032049 | [23 empty] | 83 | Sportlight H7 W5W Kit | [5 empty] | Lamp kit (KIT/4) | [13 empty] | E mark | [9 empty] | 58520SPU |  |  | 279x207x105 (mm) | [10 empty] | KIT | [32 empty] | Tungsram | [5 empty] | 12 | Available
93113954 | TU 50440SPU 2XH4 SPU +2X501NB TU KIT/4 | image | datasheet | deeplink | [18 empty] | 12 | [5 empty] | 10 | 5994100032038 | 25994100032032 | [23 empty] | 83 | Sportlight H4 W5W Kit | [5 empty] | Lamp kit (KIT/4) | [13 empty] | E mark | [9 empty] | 50440SPU |  |  | 279x207x105 (mm) | [10 empty] | KIT | [32 empty] | Tungsram | [5 empty] | 12 | Available
93113953 | TU 50310XU 2XH1 XU +2X501NB TU KIT/4 | image | datasheet | deeplink | [18 empty] | 12 | [5 empty] | 10 | 5994100032021 | 25994100032025 | [23 empty] | 83 | Megalight Ultra H1 W5W Kit | [5 empty] | Lamp kit (KIT/4) | [13 empty] | E mark | [9 empty] | 50310XU |  |  | 279x207x105 (mm) | [10 empty] | KIT | [32 empty] | Tungsram | [5 empty] | 12 | Available
93113952 | TU 58520SXU 2XH7 SXU +2X501NB TU KIT/4 | image | datasheet | deeplink | [18 empty] | 12 | [5 empty] | 10 | 5994100032014 | 25994100032018 | [23 empty] | 83 | Megalight Ultra H7 W5W Kit | [5 empty] | Lamp kit (KIT/4) | [13 empty] | E mark | [9 empty] | 58520SXU |  |  | 279x207x105 (mm) | [10 empty] | KIT | [32 empty] | Tungsram | [5 empty] | 12 | Available
93113951 | TU 50440SXU 2XH4 SXU +2X501NB TU KIT/4 | image | datasheet | deeplink | [18 empty] | 12 | [5 empty] | 10 | 5994100032007 | 25994100032001 | [23 empty] | 83 | Megalight Ultra H4 W5W Kit | [5 empty] | Lamp kit (KIT/4) | [13 empty] | E mark | [9 empty] | 50440SXU |  |  | 279x207x105 (mm) | [10 empty] | KIT | [32 empty] | Tungsram | [5 empty] | 12 | Available
93113950 | TU H1+H7 24V NEW EMERGENCY BOX TU MIH | image | datasheet | deeplink | [18 empty] | 24 | [5 empty] | 10 | 5994100031994 | 25994100031998 | [23 empty] | 138.1 | Emergency box H1+H7 24V | [5 empty] | Emergency Kit | [13 empty] | E mark | [9 empty] | Emergency H1+H7 24V |  |  | 346x148x127 (mm) | [10 empty] | Emergency box | [32 empty] | Tungsram | [5 empty] | 24 | Available
93113949 | TU 50440LU B1 H4 E1 12V 60/55WP43-TTUMIH | image | datasheet | deeplink | [18 empty] | 12 |  | 3500 | 60/55 |  | 1650/1000 | 100 | 5994100031987 | 25994100031981 | [14 empty] | 87 | [8 empty] | 35 | H4 |  |  |  | 16.18 |  | Carton Single box | [13 empty] | E mark | [9 empty] | 50440LU |  |  | 503x253x154 (mm) | [10 empty] | H4 | [8 empty] | 25 | [22 empty] | P43t | Tungsram | [5 empty] | 12 | Available
93113947 | TU H1+H7 NEW EMERGENCY BOX TUNGSRAM MIH | image | datasheet | deeplink | [18 empty] | 12 | [5 empty] | 10 | 5994100031963 | 25994100031967 | [23 empty] | 137.5 | Emergency box H1+H7 | [5 empty] | Emergency Kit | [13 empty] | E mark | [9 empty] | Emergency H1+H7 |  |  | 346x148x127 (mm) | [10 empty] | Emergency box | [32 empty] | Tungsram | [5 empty] | 12 | Available
93113946 | TU H1 NEW EMERGENCY BOX TUNGSRAM MIH | image | datasheet | deeplink | [18 empty] | 12 | [5 empty] | 10 | 5994100031956 | 25994100031950 | [23 empty] | 112.5 | Emergency box H1 | [5 empty] | Emergency Kit | [13 empty] | E mark | [9 empty] | Emergency H1 |  |  | 346x148x127 (mm) | [10 empty] | Emergency box | [32 empty] | Tungsram | [5 empty] | 12 | Available
93113894 | TU H4 NEW EMERGENCY BOX TUNGSRAM MIH | image | datasheet | deeplink | [18 empty] | 12 | [5 empty] | 10 | 5994100031932 | 25994100031936 | [23 empty] | 142.5 | Emergency box H4 | [5 empty] | Emergency Kit | [13 empty] | E mark | [9 empty] | Emergency H4 |  |  | 346x148x127 (mm) | [10 empty] | Emergency box | [32 empty] | Tungsram | [5 empty] | 12 | Available
93111389 | RP 54430U B1 E1 HIR2 12V 55W PX22D TUMIG | image | datasheet | deeplink | [18 empty] | 12 |  |  | 55 |  | 1875 | 100 | 5994100029021 | 25994100029025 | [14 empty] | 78.5 | [8 empty] | 28 | HIR2 |  |  |  | 12.5 |  | Carton Single box | [13 empty] | E mark | [9 empty] | 54430U |  |  | 453x228x176 (mm) | [10 empty] | HIR2 | [8 empty] | 20 | [22 empty] | PX22D | Tungsram | [5 empty] | 12 | Available
93111388 | TU 53110XNU B2 E1 H11 12V 55W TU MIH | image | datasheet | deeplink | [18 empty] | 12 |  | 250 | 55 |  | 1350 | 9 (SET) | 5994100029250 | 25994100029254 | [14 empty] | 68 | [8 empty] | 87 (SET) | H11 |  |  |  | 11 |  | Carton Twinbox | [13 empty] | E mark | [9 empty] | 53110XNU |  |  | 295x170x121 (mm) | [10 empty] | H11 | [8 empty] | 19 | [22 empty] | PGJ19-2 | Tungsram | [5 empty] | 12 | Available
93111387 | TU WY16W NAL B10 E1 12V W2.1x9.5D TU MIH | image | datasheet | deeplink | [18 empty] | 12 |  | 2000 | 16 |  | 190 | 200 | 5994100029038 | 25994100029032 | [14 empty] | 37.85 | [8 empty] | 3 | WY16W |  |  |  | 15.7 |  | Carton 10 way box | [13 empty] | E mark | [9 empty] | WY16W NAL |  |  | 246x196x92 (mm) | [10 empty] | WY16W | [8 empty] | 2 | [22 empty] | W2.1x9.5d | Tungsram | [5 empty] | 12 | Available
93111386 | TU WY16W NAL BL2 E1 12V W2.1x9.5D TU MIH | image | datasheet | deeplink | [18 empty] | 12 |  | 2000 | 16 |  | 190 | 10 (SET) | 5994100029267 | 25994100029261 | [14 empty] | 37.85 | [8 empty] | 17 (SET) | WY16W |  |  |  | 15.7 |  | Twin Blister | [13 empty] | E mark | [9 empty] | WY16W NAL |  |  | 143x101x109 (mm) | [10 empty] | WY16W | [8 empty] | 2 | [22 empty] | W2.1x9.5d | Tungsram | [5 empty] | 12 | Available
93111385 | TU 501NB BL2 E1 W5W 12V W2.1X9.5D TUMIH | image | datasheet | deeplink | [18 empty] | 12 |  |  | 5 |  | 50 | 10 (SET) | 5994100029274 | 25994100029278 | [14 empty] | 26.8 | [8 empty] | 13.8 (SET) | W5W |  |  |  | 10.29 |  | Twin Blister | [13 empty] | E mark | [9 empty] | 501NB |  |  | 143x101x109 (mm) | [10 empty] | W5W | [8 empty] | 1.5 | [22 empty] | W2.1x9.5d | Tungsram | [5 empty] | 12 | Available
93111384 | TU 50310LU B1 E1 H1 12V 55W TU MIH | image | datasheet | deeplink | [18 empty] | 12 |  | 2000 | 55 |  | 1550 | 100 | 5994100029045 | 25994100029049 | [14 empty] | 62.5 | [8 empty] | 9 | H1 |  |  |  | 8.5 |  | Carton Single box | [13 empty] | E mark | [9 empty] | 50310LU |  |  | 278x143x141 (mm) | [10 empty] | H1 | [8 empty] | 6 | [22 empty] | P14.5s | Tungsram | [5 empty] | 12 | Available
93111382 | TU 52650U B1 12V 35/35W TU MIH | image | datasheet | deeplink | [18 empty] | 12 |  |  | 35/35 |  | 825/525 | 100 | 5994100029069 | 25994100029063 | [14 empty] | 87 | [8 empty] | 34 | 12V 35/35W P43t |  |  |  | 16.18 |  | Carton Single box | [23 empty] | 52650U |  |  | 503x253x154 (mm) | [10 empty] | NON ECE | [8 empty] | 25 | [22 empty] | P43t | Tungsram | [5 empty] | 12 | Available
93111381 | TU 501NB B10 E1 W5W 12V W2.1X9.5DTU MIH | image | datasheet | deeplink | [18 empty] | 12 |  |  | 5 |  | 50 | 200 | 5994100029076 | 25994100029070 | [14 empty] | 26.8 | [8 empty] | 2.2 | W5W |  |  |  | 10.29 |  | Carton 10 way box | [13 empty] | E mark | [9 empty] | 501NB |  |  | 176x115x114 (mm) | [10 empty] | W5W | [8 empty] | 1.5 | [22 empty] | W2.1x9.5d | Tungsram | [5 empty] | 12 | Available
93111380 | TU 9005NHSU B2 E1 12V 60W HB3 TU MIH | image | datasheet | deeplink | [18 empty] | 12 |  | 235 | 60 |  | 1860 | 9 (SET) | 5994100029281 | 25994100029285 | [14 empty] | 79.8 | [7 empty] | up to 3800K | 87 (SET) | HB3 |  |  |  | 12 |  | Carton Twinbox | [13 empty] | E mark | [9 empty] | 9005NHSU |  |  | 295x170x121 (mm) | [10 empty] | HB3 | [8 empty] | 19 | [22 empty] | P20d | Tungsram | [5 empty] | 12 | Available
93111379 | TU 9006NHSU B2 E1 12V 51W HB4 TU MIH | image | datasheet | deeplink | [18 empty] | 12 |  | 760 | 51 |  | 1095 | 9 (SET) | 5994100029298 | 25994100029292 | [14 empty] | 79.8 | [7 empty] | up to 3800K | 87 (SET) | HB4 |  |  |  | 12 |  | Carton Twinbox | [13 empty] | E mark | [9 empty] | 9006NHSU |  |  | 295x170x121 (mm) | [10 empty] | HB4 | [8 empty] | 19 | [22 empty] | P22d | Tungsram | [5 empty] | 12 | Available
93111378 | TU 1061HDL B10 E1 P21W 24V BA15D TU MIH | image | datasheet | deeplink | [18 empty] | 24 |  |  | 21 |  | 460 | 200 | 5994100029083 | 25994100029087 | [14 empty] | 52.5 | [8 empty] | 10 | P21W |  |  |  | 26.5 |  | Carton 10 way box | [13 empty] | E mark | [9 empty] | 1061HDL |  |  | 291x146x206 (mm) | [10 empty] | P21W | [8 empty] | 9 | [22 empty] | BA15d | Tungsram | [5 empty] | 24 | Available
93111377 | TU 52830LU B1 E1 H6W 12V 6W BAX9S TU MIH | image | datasheet | deeplink | [18 empty] | 12 |  | 1000 | 6 |  | 125 | 100 | 5994100029090 | 25994100029094 | [14 empty] | 33.9 | [8 empty] | 9 | H6W |  |  |  | 9.25 |  | Carton Single box | [13 empty] | E mark | [9 empty] | 52830LU |  |  | 283x143x126 (mm) | [10 empty] | H6W | [8 empty] | 2 | [22 empty] | BAX9s | Tungsram | [5 empty] | 12 | Available
93111375 | TU 2619NH B1 E1 12V R5W BA15S TU MIH | image | datasheet | deeplink | [18 empty] | 12 |  | 300 | 5 |  | 50 | 200 | 5994100029113 | 25994100029117 | [14 empty] | 37.5 | [8 empty] | 10.5 | R5W |  |  |  | 19 |  | Carton Single box | [13 empty] | E mark | [9 empty] | 2619NH |  |  | 280x271x117 (mm) | [10 empty] | R5W | [8 empty] | 7 | [22 empty] | BA15s | Tungsram | [5 empty] | 12 | Available
93111374 | TU 2619NH B10 E1 12V R5W BA15S TU MIH | image | datasheet | deeplink | [18 empty] | 12 |  | 300 | 5 |  | 50 | 200 | 5994100029120 | 25994100029124 | [14 empty] | 37.5 | [8 empty] | 8.3 | R5W |  |  |  | 19 |  | Carton 10 way box | [13 empty] | E mark | [9 empty] | 2619NH |  |  | 246x226x92 (mm) | [10 empty] | R5W | [8 empty] | 7 | [22 empty] | BA15s | Tungsram | [5 empty] | 12 | Available
93111373 | TU 2641NH B10 E1 12V R10W BA15S TU MIH | image | datasheet | deeplink | [18 empty] | 12 |  | 300 | 10 |  | 125 | 200 | 5994100029137 | 25994100029131 | [14 empty] | 37.5 | [8 empty] | 8.3 | R10W |  |  |  | 19 |  | Carton 10 way box | [13 empty] | E mark | [9 empty] | 2641NH |  |  | 246x226x92 (mm) | [10 empty] | R10W | [8 empty] | 7 | [22 empty] | BA15s | Tungsram | [5 empty] | 12 | Available
93111372 | TU 52830U BL1 E1 H6W 12V 6W BAX9S TU MIH | image | datasheet | deeplink | [18 empty] | 12 |  |  | 6 |  | 125 | 10 | 5994100029144 | 25994100029148 | [14 empty] | 33.9 | [8 empty] | 5 | H6W |  |  |  | 9.25 |  | Single Blister | [13 empty] | E mark | [9 empty] | 52830U |  |  | 143x101x109 (mm) | [10 empty] | H6W | [8 empty] | 2 | [22 empty] | BAX9s | Tungsram | [5 empty] | 12 | Available
93111371 | TU 1060HD B1 E1 P21W 24V BA15S TU MIH | image | datasheet | deeplink | [18 empty] | 24 |  |  | 21 |  | 460 | 200 | 5994100029151 | 25994100029155 | [14 empty] | 52.5 | [8 empty] | 12 | P21W |  |  |  | 26.5 |  | Carton Single box | [13 empty] | E mark | [9 empty] | 1060HD |  |  | 280x271x117 (mm) | [10 empty] | P21W | [8 empty] | 9 | [22 empty] | BA15s | Tungsram | [5 empty] | 24 | Available
93111370 | TU 58560 B1 12V 10W BA9S TU MIH | image | datasheet | deeplink | [18 empty] | 12 |  |  | 10 |  | 200 | 20 | 5994100029168 | 25994100029162 | [14 empty] | 30 | [8 empty] | 5 | 12V 10W BA9s |  |  |  | 10 |  | Carton Single box | [23 empty] | 58560 |  |  | 131x90x40 (mm) | [10 empty] | NON ECE | [8 empty] | 2 | [22 empty] | BA9s | Tungsram | [5 empty] | 12 | Available
93111369 | TU 7546L BL2 E1 12V C5W SV8.5/8 TU MIH | image | datasheet | deeplink | [18 empty] | 12 |  | 4000 | 5 |  | 45 | 10 (SET) | 5994100029304 | 25994100029308 | [14 empty] | 36 | [8 empty] | 17.9 (SET) | C5W |  |  |  | 11 |  | Twin Blister | [13 empty] | E mark | [9 empty] | 7546L |  |  | 143x101x109 (mm) | [10 empty] | C5W | [8 empty] | 2.7 | [22 empty] | SV8.5 | Tungsram | [5 empty] | 12 | Available
93111368 | TU 2662L BL2 E1 12V T4W BA9S TU MIH | image | datasheet | deeplink | [18 empty] | 12 |  | 1500 | 4 |  | 35 | 10 (SET) | 5994100029311 | 25994100029315 | [14 empty] | 27.4 | [8 empty] | 16.9 (SET) | T4W |  |  |  | 8.8 |  | Twin Blister | [13 empty] | E mark | [9 empty] | 2662L |  |  | 143x101x109 (mm) | [10 empty] | T4W | [8 empty] | 2 | [22 empty] | BA9s | Tungsram | [5 empty] | 12 | Available
93111367 | TU 52100U B1 12V 100/90W P43T TU MIH | image | datasheet | deeplink | [18 empty] | 12 |  |  | 100/80 | 190/100 | 2400/1330 | 100 | 5994100029175 | 25994100029179 | [14 empty] | 87 | [8 empty] | 35 | 12V 100/90W P43t |  |  |  | 16.18 |  | Carton Single box | [23 empty] | 52100U |  |  | 503x253x154 (mm) | [10 empty] | RALLY | [8 empty] | 25 | [22 empty] | P43t | Tungsram | [5 empty] | 12 | Available
93110963 | TU 1061HD B10 E1 P21W 24V BA15D TU MIH | image | datasheet | deeplink | [18 empty] | 24 |  |  | 21 |  | 460 | 200 | 5994100029212 | 25994100029216 | [14 empty] | 52.5 | [8 empty] | 11 | P21W |  |  |  | 26.5 |  | Carton 10 way box | [13 empty] | E mark | [9 empty] | 1061HD |  |  | 291x146x206 (mm) | [10 empty] | P21W | [8 empty] | 9 | [22 empty] | BA15d | Tungsram | [5 empty] | 24 | Available
93110962 | TU 9145U B1 E1 H10 12V 42W PY20D TU MIH | image | datasheet | deeplink | [18 empty] | 12 |  |  | 42 |  | 850 | 100 | 5994100029229 | 25994100029223 | [14 empty] | 79.8 | [8 empty] | 31 | H10 |  |  |  | 12 |  | Carton Single box | [13 empty] | E mark | [9 empty] | 9145U |  |  | 403x258x186 (mm) | [10 empty] | H10 | [8 empty] | 19 | [22 empty] | PY20d | Tungsram | [5 empty] | 12 | Available
93110961 | TU 58520MPU B1 E1 H7 12V 55W PX26D TUMIH | image | datasheet | deeplink | [18 empty] | 12 |  | 500 | 55 |  | 1500 | 100 | 5994100029236 | 25994100029230 | [14 empty] | 60 | [8 empty] | 15 | H7 |  |  |  | 11 |  | Carton Single box | [13 empty] | E mark | [9 empty] | 58520MPU |  |  | 383x193x126 (mm) | [10 empty] | H7 | [8 empty] | 12.4 | [22 empty] | PX26d | Tungsram | [5 empty] | 12 | Available
93110960 | TU 50440MPU B1 E1 H4 12V 60/55WP43TTUMIH | image | datasheet | deeplink | [18 empty] | 12 |  | 300 | 60/55 |  | 1650/1000 | 100 | 5994100029243 | 25994100029247 | [14 empty] | 87 | [8 empty] | 35 | H4 |  |  |  | 16.18 |  | Carton Single box | [13 empty] | E mark | [9 empty] | 50440MPU |  |  | 503x253x154 (mm) | [10 empty] | H4 | [8 empty] | 25 | [22 empty] | P43t | Tungsram | [5 empty] | 12 | Available
93110959 | RP 54740U B1 E1 H11 24V 70W PJG19-2TUMIG | image | datasheet | deeplink | [18 empty] | 24 |  |  | 70 |  | 1600 | 100 | 5994100025047 | 25994100025041 | [14 empty] | 68 | [8 empty] | 25 | H11 |  |  |  | 11 |  | Carton Single box | [13 empty] | E mark | [9 empty] | 54740U |  |  | 428x183x151 (mm) | [10 empty] | H11 | [8 empty] | 19 | [22 empty] | PGJ19-2 | Tungsram | [5 empty] | 24 | Available
93110538 | RP T20 B1 13.5V 1.85/0.44A7443NATUMIJ | image | datasheet | deeplink | [18 empty] | 12 |  |  | 21 |  | 270/15 | 100 | 5994100026334 | 25994100026338 | [14 empty] | 47.5 | [8 empty] | 9 | 13.5V 21 WX3x16d |  |  |  | 20.5 |  | Carton Single box | [23 empty] | 7443NA |  |  | 281x141x122 (mm) | [10 empty] | NON ECE | [8 empty] | 6 | [22 empty] | W3x16d | Tungsram | [5 empty] | 12 | Available
93110537 | RP T20 BL2 E4 12V W21/5W TYP7443 TU MIJ | image | datasheet | deeplink | [18 empty] | 12 |  |  | 21/5 |  | 440/35 | 10 (SET) | 5994100027935 | 25994100027939 | [14 empty] | 47.5 | [8 empty] | 24.5 (SET) | W21/5W |  |  |  | 20.5 |  | Twin Blister | [13 empty] | E mark | [9 empty] | 7443 |  |  | 145x137x97 (mm) | [10 empty] | W21/5W | [8 empty] | 6 | [22 empty] | W3x16q | Tungsram | [5 empty] | 12 | Available
93110536 | RP 91605 B10 T5 12V 2W W2X4.6D TU TH | image | datasheet | deeplink | [18 empty] | 12 |  |  | 2 |  | 12 | 200 | 5994100026341 | 25994100026345 | [14 empty] | 21 | [8 empty] | 1.97 | 12V 2W W2x4.6d |  |  |  | 5 |  | Carton 10 way box | [23 empty] | 91605 |  |  | 176x116x114 (mm) | [10 empty] | NON ECE | [8 empty] | 0.5 | [22 empty] | W2x4.6d | Tungsram | [5 empty] | 12 | Available
93110535 | RP 91612 B1 E1 T10 24V 3W W2.1X9.5 TUTH | image | datasheet | deeplink | [18 empty] | 24 |  |  | 3 |  | 22 | 200 | 5994100026358 | 25994100026352 | [14 empty] | 26.8 | [8 empty] | 2.5 | W3W |  |  |  | 10.29 |  | Carton Single box | [13 empty] | E mark | [9 empty] | 91612 |  |  | 280x280x134 (mm) | [10 empty] | W3W | [8 empty] | 1.5 | [22 empty] | W2.1x9.5d | Tungsram | [5 empty] | 24 | Available
93110534 | RP 54400U B10 E1 H21W 24V 21W BAY9STUMIG | image | datasheet | deeplink | [18 empty] | 24 |  |  | 21 |  | 600 | 200 | 5994100026365 | 25994100026369 | [14 empty] | 33 | [8 empty] | 4 | H21W |  |  |  | 9.25 |  | Carton 10 way box | [13 empty] | E mark | [9 empty] | 54400U |  |  | 179x101x192 (mm) | [10 empty] | H21W | [8 empty] | 3 | [22 empty] | BAY9s | Tungsram | [5 empty] | 24 | Available
93110533 | RP 53990U B10 E1 H21W 12V 21W BAY9STUMIG | image | datasheet | deeplink | [18 empty] | 12 |  |  | 21 |  | 600 | 200 | 5994100026372 | 25994100026376 | [14 empty] | 33 | [8 empty] | 4 | H21W |  |  |  | 9.25 |  | Carton 10 way box | [13 empty] | E mark | [9 empty] | 53990U |  |  | 179x101x192 (mm) | [10 empty] | H21W | [8 empty] | 3 | [22 empty] | BAY9s | Tungsram | [5 empty] | 12 | Available
93110532 | RP 5333PS B10 12V 1.2W BX8.4D TU MICN | image | datasheet | deeplink | [18 empty] | 12 |  |  | 1.2 |  | 6.65 | 200 | 5994100026389 | 25994100026383 | [14 empty] | 17.5 | [8 empty] | 1.6 | 12V 1.2W BX8.4d |  |  |  | 5.3 |  | Carton 10 way box | [23 empty] | 5333PS |  |  | 176x116x122 (mm) | [10 empty] | NON ECE | [8 empty] | 0.7 | [22 empty] | BX8.4d | Tungsram | [5 empty] | 12 | Available
93110531 | RP 5332PS B10 12V 2W BX8.4D TU MICN | image | datasheet | deeplink | [18 empty] | 12 |  |  | 2 |  | 11.85 | 200 | 5994100026396 | 25994100026390 | [14 empty] | 17.5 | [8 empty] | 1.6 | 12V 2W BX8.4d |  |  |  | 5.3 |  | Carton 10 way box | [23 empty] | 5332PS |  |  | 176x116x122 (mm) | [10 empty] | NON ECE | [8 empty] | 0.7 | [22 empty] | BX8.4d | Tungsram | [5 empty] | 12 | Available
93110530 | RP T20 B1 E4 12V W21W TYP7440 TU MIJ | image | datasheet | deeplink | [18 empty] | 12 |  |  | 21 |  | 460 | 100 | 5994100026402 | 25994100026406 | [14 empty] | 47.5 | [8 empty] | 10 | W21W |  |  |  | 20.5 |  | Carton Single box | [13 empty] | E mark | [9 empty] | 7440 |  |  | 281x141x122 (mm) | [10 empty] | W21W | [8 empty] | 6 | [22 empty] | W3x16d | Tungsram | [5 empty] | 12 | Available
93110529 | RP T20 B1 E4 12V W21/5W TYP7443TUMIJ | image | datasheet | deeplink | [18 empty] | 12 |  |  | 21/5 |  | 440/35 | 100 | 5994100027812 | 25994100027816 | [14 empty] | 47.5 | [8 empty] | 10 | W21/5W |  |  |  | 20.5 |  | Carton Single box | [13 empty] | E mark | [9 empty] | 7443 |  |  | 281x141x122 (mm) | [10 empty] | W21/5W | [8 empty] | 6 | [22 empty] | W3x16q | Tungsram | [5 empty] | 12 | Available
93110528 | RP T20 BL2 E4 12V W21W TYP7440 TU MIJ | image | datasheet | deeplink | [18 empty] | 12 |  |  | 21 |  | 460 | 10 (SET) | 5994100027942 | 25994100027946 | [14 empty] | 47.5 | [8 empty] | 24.5 (SET) | W21W |  |  |  | 20.5 |  | Twin Blister | [13 empty] | E mark | [9 empty] | 7440 |  |  | 145x137x97 (mm) | [10 empty] | W21W | [8 empty] | 6 | [22 empty] | W3x16d | Tungsram | [5 empty] | 12 | Available
93110527 | RP 5331PS B1 24V 1.2W B8.5D TU MICN | image | datasheet | deeplink | [18 empty] | 24 |  |  | 1.2 |  | 6.4 | 200 | 5994100027829 | 25994100027823 | [14 empty] | 23.5 | [8 empty] | 5.3 | 24V 1.2W B8.5d |  |  |  | 4.9 |  | Carton Single box | [23 empty] | 5331PS |  |  | 280x280x134 (mm) | [10 empty] | NON ECE | [8 empty] | 1 | [22 empty] | B8.5d | Tungsram | [5 empty] | 24 | Available
93110526 | RP 5330PS B1 12V 1.2W BA8.5D TU MICN | image | datasheet | deeplink | [18 empty] | 12 |  |  | 1.2 |  | 6.4 | 200 | 5994100027836 | 25994100027830 | [14 empty] | 23.5 | [8 empty] | 5.3 | 12V 1.2W B8.5d |  |  |  | 4.9 |  | Carton Single box | [23 empty] | 5330PS |  |  | 280x280x134 (mm) | [10 empty] | NON ECE | [8 empty] | 1 | [22 empty] | B8.5d | Tungsram | [5 empty] | 12 | Available
93110525 | RP 91735 B1 12V 10W SV8.5-8 10X31 TU | image | datasheet | deeplink | [18 empty] | 12 |  |  | 10 |  | 120 | 200 | 5994100027843 | 25994100027847 | [14 empty] | 31 | [8 empty] | 6 | 12V 10W SV8.5-8 |  |  |  | 10 |  | Carton Single box | [23 empty] | 91735 |  |  | 280x280x134 (mm) | [10 empty] | NON ECE | [8 empty] | 2 | [22 empty] | SV8.5 | Tungsram | [5 empty] | 12 | Available
93110524 | RP T20 BL2 E4 12V WY21W 7440NA TU MIJ | image | datasheet | deeplink | [18 empty] | 12 |  |  | 21 |  | 280 | 10 (SET) | 5994100027959 | 25994100027953 | [14 empty] | 47.5 | [8 empty] | 16.5 (SET) | WY21W |  |  |  | 20.5 |  | Twin Blister | [13 empty] | E mark | [9 empty] | 7440NA |  |  | 145x137x97 (mm) | [10 empty] | WY21W | [8 empty] | 6 | [22 empty] | W3x16d | Tungsram | [5 empty] | 12 | Available
93110523 | RP T20 B1 E4 12V WY21W TYP7440NATU MIJ | image | datasheet | deeplink | [18 empty] | 12 |  |  | 21 |  | 280 | 100 | 5994100027850 | 25994100027854 | [14 empty] | 47.5 | [8 empty] | 12 | WY21W |  |  |  | 20.5 |  | Carton Single box | [13 empty] | E mark | [9 empty] | 7440NA |  |  | 281x141x122 (mm) | [10 empty] | WY21W | [8 empty] | 6 | [22 empty] | W3x16d | Tungsram | [5 empty] | 12 | Available
93110522 | @RP 91716 B10 SOF 24V 10W SV8.5-8 11X39TU | image | datasheet | deeplink | [18 empty] | 24 |  |  | 10 |  | 105 | 200 | 5994100027867 | 25994100027861 | [14 empty] | 36 | [8 empty] | 4 | 24V 75/70W SV8.5-8 |  |  |  | 10.2 |  | Carton 10 way box | [23 empty] | 91716 |  |  | 192x94x200 (mm) | [10 empty] | NON ECE | [8 empty] | 2.7 | [22 empty] | SV8.5 | Tungsram | [5 empty] | 24 | Marked for phase-out
93110519 | RP 91735 B10 SOF 12V 10W SV8.5/8 10X31TU | image | datasheet | deeplink | [18 empty] | 12 |  |  | 10 |  | 120 | 200 | 5994100027898 | 25994100027892 | [14 empty] | 31 | [8 empty] | 4 | 12V 10W SV8.5/8 |  |  |  | 10 |  | Carton 10 way box | [23 empty] | 91735 |  |  | 179x101x192 (mm) | [10 empty] | NON ECE | [8 empty] | 2 | [22 empty] | SV8.5 | Tungsram | [5 empty] | 12 | Available
93110518 | RP 91602 B1 T5 24V 1.2W W2X4.6D TU TH | image | datasheet | deeplink | [18 empty] | 24 |  |  | 1.2 |  | 5.6 | 200 | 5994100027904 | 25994100027908 | [14 empty] | 21 | [8 empty] | 4.25 | 24V 1.2W W2x4.6d |  |  |  | 5 |  | Carton Single box | [23 empty] | 91602 |  |  | 280x280x134 (mm) | [10 empty] | NON ECE | [8 empty] | 0.5 | [22 empty] | W2x4.6d | Tungsram | [5 empty] | 24 | Available
93110517 | RP 91735 BL2 12V 10W SV8.5/8 10X31 TU | image | datasheet | deeplink | [18 empty] | 12 |  |  | 10 |  | 120 | 10 (SET) | 5994100027966 | 25994100027960 | [14 empty] | 31 | [8 empty] | 18.5 (SET) | 12V 10W SV8.5/8 |  |  |  | 10 |  | Twin Blister | [23 empty] | 91735 |  |  | 143x101x109 (mm) | [10 empty] | NON ECE | [8 empty] | 2 | [22 empty] | SV8.5 | Tungsram | [5 empty] | 12 | Available
93110516 | RP 5331PS B10 24V 1.2W B8.5D TU MICN | image | datasheet | deeplink | [18 empty] | 24 |  |  | 1.2 |  | 6.4 | 200 | 5994100027911 | 25994100027915 | [14 empty] | 23.5 | [8 empty] | 3 | 24V 1.2W B8.5d |  |  |  | 4.9 |  | Carton 10 way box | [23 empty] | 5331PS |  |  | 176x116x122 (mm) | [10 empty] | NON ECE | [8 empty] | 1 | [22 empty] | B8.5d | Tungsram | [5 empty] | 24 | Available
93110435 | RP 5330PS B10 12V 1.2W BA8.5D TU MICN | image | datasheet | deeplink | [18 empty] | 12 |  |  | 1.2 |  | 6.4 | 200 | 5994100027928 | 25994100027922 | [14 empty] | 23.5 | [8 empty] | 3 | 12V 1.2W B8.5d |  |  |  | 4.9 |  | Carton 10 way box | [23 empty] | 5330PS |  |  | 176x116x122 (mm) | [10 empty] | NON ECE | [8 empty] | 1 | [22 empty] | B8.5d | Tungsram | [5 empty] | 12 | Available
93108744 | TU 60200LED BL1 Fstn36 4K STD TU MIH | image | datasheet | deeplink | [18 empty] | 12 |  |  | 48mA |  | 60 | 10 | 5994100010258 | 25994100010252 | [14 empty] | 36 | [7 empty] | 4000 | 14.2 | LED C5W |  |  |  | 11 |  | Single Blister | [23 empty] | 60200 |  |  | 124x104x69 (mm) | [10 empty] | LEDC5W | [8 empty] | 2.6 | [22 empty] | SV8.5 | Tungsram | [5 empty] | 12 | Available
93108743 | TU 60230LED BL1 Fstn36 6K STD TU MIH | image | datasheet | deeplink | [18 empty] | 12 |  |  | 48mA |  | 60 | 10 | 5994100011934 | 25994100011938 | [14 empty] | 36 | [7 empty] | 6000 | 14.2 | LED C5W |  |  |  | 11 |  | Single Blister | [23 empty] | 60230 |  |  | 124x104x69 (mm) | [10 empty] | LEDC5W | [8 empty] | 2.6 | [22 empty] | SV8.5 | Tungsram | [5 empty] | 12 | Available
93108046 | TU 50310XNU B2 E1 H1 12V 55W P14.5STUMIH | image | datasheet | deeplink | [18 empty] | 12 |  | 250 | 55 |  | 1550 | 9 (SET) | 5994100020165 | 25994100020169 | [14 empty] | 62.5 | [8 empty] | 35 (SET) | H1 |  |  |  | 8.5 |  | Carton Twinbox | [13 empty] | E mark | [9 empty] | 50310XNU |  |  | 295x170x121 (mm) | [10 empty] | H1 | [8 empty] | 6 | [22 empty] | P14.5s | Tungsram | [5 empty] | 12 | Available
93108045 | TU 50440XNU B2 E1 H4 12V60/55WP43T TUMIH | image | datasheet | deeplink | [18 empty] | 12 |  | 250 | 60/55 |  | 1650/1000 | 9 (SET) | 5994100020288 | 25994100020282 | [14 empty] | 87 | [8 empty] | 111 (SET) | H4 |  |  |  | 16.18 |  | Carton Twinbox | [13 empty] | E mark | [9 empty] | 50440XNU |  |  | 295x170x121 (mm) | [10 empty] | H4 | [8 empty] | 25 | [22 empty] | P43t | Tungsram | [5 empty] | 12 | Available
93108044 | TU 58520XNU B2 E1 H7 12V 55W PX26D TUMIH | image | datasheet | deeplink | [18 empty] | 12 |  | 250 | 55 |  | 1500 | 9 (SET) | 5994100020417 | 25994100020411 | [14 empty] | 60 | [8 empty] | 51.9 (SET) | H7 |  |  |  | 11 |  | Carton Twinbox | [13 empty] | E mark | [9 empty] | 58520XNU |  |  | 299x165x112 (mm) | [10 empty] | H7 | [8 empty] | 12.4 | [22 empty] | PX26d | Tungsram | [5 empty] | 12 | Available
93108040 | TU 50310XNU BL2 H1 12V 55W P14.5S TUMIH | image | datasheet | deeplink | [18 empty] | 12 |  | 250 | 55 |  | 1550 | 10 (SET) | 5994100020158 | 25994100020152 | [14 empty] | 62.5 | [8 empty] | 37 (SET) | H1 |  |  |  | 8.5 |  | Twin Blister | [13 empty] | E mark | [9 empty] | 50310XNU |  |  | 176x143x109 (mm) | [10 empty] | H1 | [8 empty] | 6 | [22 empty] | P14.5s | Tungsram | [5 empty] | 12 | Available
93108039 | TU 50440XNU BL2 E1H4 12V60/55WP43T TUMIH | image | datasheet | deeplink | [18 empty] | 12 |  | 250 | 60/55 |  | 1650/1000 | 10 (SET) | 5994100020271 | 25994100020275 | [14 empty] | 87 | [8 empty] | 115 (SET) | H4 |  |  |  | 16.18 |  | Twin Blister | [13 empty] | E mark | [9 empty] | 50440XNU |  |  | 268x193x171 (mm) | [10 empty] | H4 | [8 empty] | 25 | [22 empty] | P43t | Tungsram | [5 empty] | 12 | Available
93108038 | TU 58520XNU BL2 E1 H7 12V 55W PX26DTUMIH | image | datasheet | deeplink | [18 empty] | 12 |  | 250 | 55 |  | 1500 | 10 (SET) | 5994100020400 | 25994100020404 | [14 empty] | 60 | [8 empty] | 60.4 (SET) | H7 |  |  |  | 11 |  | Twin Blister | [13 empty] | E mark | [9 empty] | 58520XNU |  |  | 176x176x109 (mm) | [10 empty] | H7 | [8 empty] | 12.4 | [22 empty] | PX26d | Tungsram | [5 empty] | 12 | Available
93108037 | TU 58520SBU BL2 E1 H7 12V 55W PX26DTUMIH | image | datasheet | deeplink | [18 empty] | 12 |  | 250 | 55 |  | 1500 | 10 (SET) | 5994100020356 | 25994100020350 | [14 empty] | 60 | [7 empty] | up to 4200K | 60.4 (SET) | H7 |  |  |  | 11 |  | Twin Blister | [13 empty] | E mark | [9 empty] | 58520SBU |  |  | 176x176x109 (mm) | [10 empty] | H7 | [8 empty] | 12.4 | [22 empty] | PX26d | Tungsram | [5 empty] | 12 | Available
93108036 | TU 50440SBU BL2 E1H4 12V60/55WP43T TUMIH | image | datasheet | deeplink | [18 empty] | 12 |  | 250 | 60/55 |  | 1650/1000 | 10 (SET) | 5994100020233 | 25994100020237 | [14 empty] | 87 | [7 empty] | up to 4200K | 115 (SET) | H4 |  |  |  | 16.18 |  | Twin Blister | [13 empty] | E mark | [9 empty] | 50440SBU |  |  | 193x268x171 (mm) | [10 empty] | H4 | [8 empty] | 25 | [22 empty] | P43t | Tungsram | [5 empty] | 12 | Available
93108035 | TU 50310SBU BL2 E1 H1 12V 55WP14.5STUMIH | image | datasheet | deeplink | [18 empty] | 12 |  | 250 | 55 |  | 1550 | 10 (SET) | 5994100020141 | 25994100020145 | [14 empty] | 62.5 | [7 empty] | up to 4200K | 37 (SET) | H1 |  |  |  | 8.5 |  | Twin Blister | [13 empty] | E mark | [9 empty] | 50310SBU |  |  | 176x143x109 (mm) | [10 empty] | H1 | [8 empty] | 6 | [22 empty] | P14.5s | Tungsram | [5 empty] | 12 | Available
93108034 | TU 58520SNU BL2 E1 H7 12V 55W PX26DTUMIH | image | datasheet | deeplink | [18 empty] | 12 |  | 250 | 55 |  | 1500 | 10 (SET) | 5994100020363 | 25994100020367 | [14 empty] | 60 | [8 empty] | 60.4 (SET) | H7 |  |  |  | 11 |  | Twin Blister | [13 empty] | E mark | [9 empty] | 58520SNU |  |  | 176x176x109 (mm) | [10 empty] | H7 | [8 empty] | 12.4 | [22 empty] | PX26d | Tungsram | [5 empty] | 12 | Available
93108033 | TU 50440SNU BL2 E1H4 12V60/55WP43T TUMIH | image | datasheet | deeplink | [18 empty] | 12 |  | 250 | 60/55 |  | 1650/1000 | 10 (SET) | 5994100020240 | 25994100020244 | [14 empty] | 87 | [8 empty] | 115 (SET) | H4 |  |  |  | 16.18 |  | Twin Blister | [13 empty] | E mark | [9 empty] | 50440SNU |  |  | 268x178x156 (mm) | [10 empty] | H4 | [8 empty] | 25 | [22 empty] | P43t | Tungsram | [5 empty] | 12 | Available
93108032 | TU 50440SPU BL2 E1H4 12V60/55WP43T TUMIH | image | datasheet | deeplink | [18 empty] | 12 |  | 480 | 60/55 |  | 1650/1000 | 10 (SET) | 5994100020257 | 25994100020251 | [14 empty] | 87 | [7 empty] | up to 3800K | 115 (SET) | H4 |  |  |  | 16.18 |  | Twin Blister | [13 empty] | E mark | [9 empty] | 50440SPU |  |  | 268x178x156 (mm) | [10 empty] | H4 | [8 empty] | 25 | [22 empty] | P43t | Tungsram | [5 empty] | 12 | Available
93108031 | TU 58520SPU BL2 E1 H7 12V 55W PX26DTUMIH | image | datasheet | deeplink | [18 empty] | 12 |  | 250 | 55 |  | 1500 | 10 (SET) | 5994100020370 | 25994100020374 | [14 empty] | 60 | [7 empty] | up to 3800K | 60.4 (SET) | H7 |  |  |  | 11 |  | Twin Blister | [13 empty] | E mark | [9 empty] | 58520SPU |  |  | 176x176x109 (mm) | [10 empty] | H7 | [8 empty] | 12.4 | [22 empty] | PX26d | Tungsram | [5 empty] | 12 | Available
93108030 | TU 50310XU BL2 E1 H1 12V 55W P14.5STUMIH | image | datasheet | deeplink | [18 empty] | 12 |  | 350 | 55 |  | 1550 | 10 (SET) | 5994100020172 | 25994100020176 | [14 empty] | 62.5 | [8 empty] | 37 (SET) | H1 |  |  |  | 8.5 |  | Twin Blister | [13 empty] | E mark | [9 empty] | 50310XU |  |  | 176x143x109 (mm) | [10 empty] | H1 | [8 empty] | 6 | [22 empty] | P14.5s | Tungsram | [5 empty] | 12 | Available
93108029 | TU 50440MPU BL2 E1H412V 60/55WP43T TUMIH | image | datasheet | deeplink | [18 empty] | 12 |  | 300 | 60/55 |  | 1650/1000 | 10 (SET) | 5994100020226 | 25994100020220 | [14 empty] | 87 | [8 empty] | 115 (SET) | H4 |  |  |  | 16.18 |  | Twin Blister | [13 empty] | E mark | [9 empty] | 50440MPU |  |  | 268x178x156 (mm) | [10 empty] | H4 | [8 empty] | 25 | [22 empty] | P43t | Tungsram | [5 empty] | 12 | Available
93108028 | TU 58520SXU BL2 E1 H7 12V 55W PX26DTUMIH | image | datasheet | deeplink | [18 empty] | 12 |  | 350 | 55 |  | 1500 | 10 (SET) | 5994100020387 | 25994100020381 | [14 empty] | 60 | [8 empty] | 60.4 (SET) | H7 |  |  |  | 11 |  | Twin Blister | [13 empty] | E mark | [9 empty] | 58520SXU |  |  | 176x176x109 (mm) | [10 empty] | H7 | [8 empty] | 12.4 | [22 empty] | PX26d | Tungsram | [5 empty] | 12 | Available
93108027 | TU 50440SXU BL2 E1 H412V60/55WP43T TUMIH | image | datasheet | deeplink | [18 empty] | 12 |  | 350 | 60/55 |  | 1650/1000 | 10 (SET) | 5994100020264 | 25994100020268 | [14 empty] | 87 | [8 empty] | 115 (SET) | H4 |  |  |  | 16.18 |  | Twin Blister | [13 empty] | E mark | [9 empty] | 50440SXU |  |  | 268x178x156 (mm) | [10 empty] | H4 | [8 empty] | 25 | [22 empty] | P43t | Tungsram | [5 empty] | 12 | Available
93108026 | TU 50310NHSU BL2 E1 H1 12V55WP14.5STUMIH | image | datasheet | deeplink | [18 empty] | 12 |  | 130 | 55 |  | 1550 | 10 (SET) | 5994100020134 | 25994100020138 | [14 empty] | 62.5 | [7 empty] | up to 3800K | 37 (SET) | H1 |  |  |  | 8.5 |  | Twin Blister | [13 empty] | E mark | [9 empty] | 50310NHSU |  |  | 176x143x109 (mm) | [10 empty] | H1 | [8 empty] | 6 | [22 empty] | P14.5s | Tungsram | [5 empty] | 12 | Available
93108025 | TU 58520MPU BL2 E1 H7 12V 55W PX26DTUMIH | image | datasheet | deeplink | [18 empty] | 12 |  | 500 | 55 |  | 1500 | 10 (SET) | 5994100020349 | 25994100020343 | [14 empty] | 60 | [8 empty] | 60.4 (SET) | H7 |  |  |  | 11 |  | Twin Blister | [13 empty] | E mark | [9 empty] | 58520MPU |  |  | 176x176x109 (mm) | [10 empty] | H7 | [8 empty] | 12.4 | [22 empty] | PX26d | Tungsram | [5 empty] | 12 | Available
93108024 | TU 50310MPU BL2 E1 H1 12V 55WP14.5STUMIH | image | datasheet | deeplink | [18 empty] | 12 |  | 600 | 55 |  | 1550 | 10 (SET) | 5994100020127 | 25994100020121 | [14 empty] | 62.5 | [8 empty] | 37 (SET) | H1 |  |  |  | 8.5 |  | Twin Blister | [13 empty] | E mark | [9 empty] | 50310MPU |  |  | 176x143x109 (mm) | [10 empty] | H1 | [8 empty] | 6 | [22 empty] | P14.5s | Tungsram | [5 empty] | 12 | Available
93108023 | TU 58520LU BL2 E1 H7 12V 55W PX26D TUMIH | image | datasheet | deeplink | [18 empty] | 12 |  | 1250 | 55 |  | 1500 | 10 (SET) | 5994100020318 | 25994100020312 | [14 empty] | 60 | [8 empty] | 60.4 (SET) | H7 |  |  |  | 11 |  | Twin Blister | [13 empty] | E mark | [9 empty] | 58520LU |  |  | 176x176x109 (mm) | [10 empty] | H7 | [8 empty] | 12.4 | [22 empty] | PX26d | Tungsram | [5 empty] | 12 | Available
93108022 | TU 50440LU BL2 H4 E1 12V 60/55W TU MIH | image | datasheet | deeplink | [18 empty] | 12 |  | 3500 | 60/55 |  | 1650/1000 | 10 (SET) | 5994100020219 | 25994100020213 | [14 empty] | 87 | [8 empty] | 115 (SET) | H4 |  |  |  | 16.18 |  | Twin Blister | [13 empty] | E mark | [9 empty] | 50440LU |  |  | 268x178x156 (mm) | [10 empty] | H4 | [8 empty] | 25 | [22 empty] | P43t | Tungsram | [5 empty] | 12 | Available
93108021 | TU 58520LU B1 E1 H7 12V 55W PX26D TU MIH | image | datasheet | deeplink | [18 empty] | 12 |  | 1250 | 55 |  | 1500 | 100 | 5994100020325 | 25994100020329 | [14 empty] | 60 | [8 empty] | 16.9 | H7 |  |  |  | 11 |  | Carton Single box | [13 empty] | E mark | [9 empty] | 58520LU |  |  | 383x193x126 (mm) | [10 empty] | H7 | [8 empty] | 12.4 | [22 empty] | PX26d | Tungsram | [5 empty] | 12 | Available
93108020 | TU 1122L B1 E1 P21/4W 12V BAZ15D TU MIH | image | datasheet | deeplink | [18 empty] | 12 |  | 1000/5000 | 21/4 |  | 440/15 | 200 | 5994100012900 | 25994100012904 | [14 empty] | 52.5 | [8 empty] | 12 | P21/4W |  |  |  | 26.5 |  | Carton Single box | [13 empty] | E mark | [9 empty] | 1122L |  |  | 280x271x117 (mm) | [10 empty] | P21/4W | [8 empty] | 9 | [22 empty] | BAZ15d | Tungsram | [5 empty] | 12 | Available
93108019 | TU 2662L B1 E1 T4W 12V BA9S TU MIH | image | datasheet | deeplink | [18 empty] | 12 |  | 1500 | 4 |  | 35 | 200 | 5994100020080 | 25994100020084 | [14 empty] | 27.4 | [8 empty] | 5.3 | T4W |  |  |  | 8.8 |  | Carton Single box | [13 empty] | E mark | [9 empty] | 2662L |  |  | 273x282x121 (mm) | [10 empty] | T4W | [8 empty] | 2 | [22 empty] | BA9s | Tungsram | [5 empty] | 12 | Available
93108018 | TU 7546L B1 E1 C5W 12V SV8.5-8 TU MIH | image | datasheet | deeplink | [18 empty] | 12 |  | 4000 | 5 |  | 45 | 200 | 5994100020431 | 25994100020435 | [14 empty] | 36 | [8 empty] | 5.8 | C5W |  |  |  | 11 |  | Carton Single box | [13 empty] | E mark | [9 empty] | 7546L |  |  | 282x273x121 (mm) | [10 empty] | C5W | [8 empty] | 2.7 | [22 empty] | SV8.5 | Tungsram | [5 empty] | 12 | Available
93108017 | TU 2641L B1 E1 R10W 12V BA15S TU MIH | image | datasheet | deeplink | [18 empty] | 12 |  | 1600 | 10 |  | 125 | 200 | 5994100020028 | 25994100020022 | [14 empty] | 37.5 | [8 empty] | 10.5 | R10W |  |  |  | 19 |  | Carton Single box | [13 empty] | E mark | [9 empty] | 2641L |  |  | 280x271x117 (mm) | [10 empty] | R10W | [8 empty] | 7 | [22 empty] | BA15s | Tungsram | [5 empty] | 12 | Available
93108016 | TU 930 B1 E1 W5WLL 12V W2.1X9.5D TU MIH | image | datasheet | deeplink | [18 empty] | 12 |  | 2000 | 5 |  | 50 | 200 | 5994100020462 | 25994100020466 | [14 empty] | 26.8 | [8 empty] | 5 | W5W |  |  |  | 10.29 |  | Carton Single box | [13 empty] | E mark | [9 empty] | 930 |  |  | 282x273x121 (mm) | [10 empty] | W5W | [8 empty] | 1.5 | [22 empty] | W2.1x9.5d | Tungsram | [5 empty] | 12 | Available
93108015 | TU 501NH B10 E1 W5W 12V W2.1X9.5D TU MIH | image | datasheet | deeplink | [18 empty] | 12 |  | 500 | 5 |  | 50 | 200 | 5994100020103 | 25994100020107 | [14 empty] | 26.8 | [8 empty] | 2.2 | W5W |  |  |  | 10.29 |  | Carton 10 way box | [13 empty] | E mark | [9 empty] | 501NH |  |  | 176x116x114 (mm) | [10 empty] | W5W | [8 empty] | 1.5 | [22 empty] | W2.1x9.5d | Tungsram | [5 empty] | 12 | Available
93108012 | TU 930 B10 E1 W5WLL 12V W2.1X9.5D TU MIH | image | datasheet | deeplink | [18 empty] | 12 |  | 2000 | 5 |  | 50 | 200 | 5994100020455 | 25994100020459 | [14 empty] | 26.8 | [8 empty] | 1.97 | W5W |  |  |  | 10.29 |  | Carton 10 way box | [13 empty] | E mark | [9 empty] | 930 |  |  | 176x116x114 (mm) | [10 empty] | W5W | [8 empty] | 1.5 | [22 empty] | W2.1x9.5d | Tungsram | [5 empty] | 12 | Available
93108010 | TU 2661HDL B10 E1 24V T4W BA9S TU MIH | image | datasheet | deeplink | [18 empty] | 24 |  |  | 4 |  | 35 | 200 | 5994100020066 | 25994100020060 | [14 empty] | 27.4 | [8 empty] | 7.9 | T4W |  |  |  | 8.8 |  | Carton 10 way box | [13 empty] | E mark | [9 empty] | 2661HDL |  |  | 176x116x114 (mm) | [10 empty] | T4W | [8 empty] | 2 | [22 empty] | BA9s | Tungsram | [5 empty] | 24 | Available
93108009 | TU 2641NH B1 E1 R10W 12V BA15S TU MIH | image | datasheet | deeplink | [18 empty] | 12 |  | 300 | 10 |  | 125 | 200 | 5994100020035 | 25994100020039 | [14 empty] | 37.5 | [8 empty] | 10.5 | R10W |  |  |  | 19 |  | Carton Single box | [13 empty] | E mark | [9 empty] | 2641NH |  |  | 280x271x117 (mm) | [10 empty] | R10W | [8 empty] | 7 | [22 empty] | BA15s | Tungsram | [5 empty] | 12 | Available
93108008 | TU 5301 B1 12V 1.2W W2X4.6D TU MIH | image | datasheet | deeplink | [18 empty] | 12 |  |  | 1.2 |  | 6 | 200 | 5994100020301 | 25994100020305 | [14 empty] | 21 | [8 empty] | 5 | DIN 72601W5/1.2 |  |  |  | 5 |  | Carton Single box | [23 empty] | 5301 |  |  | 282x273x121 (mm) | [10 empty] | DIN | [8 empty] | 0.5 | [22 empty] | W2x4.6d | Tungsram | [5 empty] | 12 | Available
93108007 | TU 501 B1 E1 W5W 12V 5W W2.1X9.5D TU MIH | image | datasheet | deeplink | [18 empty] | 12 |  |  | 5 |  | 50 | 200 | 5994100020097 | 25994100020091 | [14 empty] | 26.8 | [8 empty] | 5 | W5W |  |  |  | 10.29 |  | Carton Single box | [13 empty] | E mark | [9 empty] | 501 |  |  | 282x273x121 (mm) | [10 empty] | W5W | [8 empty] | 1.5 | [22 empty] | W2.1x9.5d | Tungsram | [5 empty] | 12 | Available
93108006 | TU 504 B1 E1 W3W 12V W2.1X9.5D TU MIH | image | datasheet | deeplink | [18 empty] | 12 |  |  | 3 |  | 22 | 200 | 5994100020202 | 25994100020206 | [14 empty] | 26.8 | [8 empty] | 5 | W3W |  |  |  | 10.29 |  | Carton Single box | [13 empty] | E mark | [9 empty] | 504 |  |  | 282x273x121 (mm) | [10 empty] | W3W | [8 empty] | 1.5 | [22 empty] | W2.1x9.5d | Tungsram | [5 empty] | 12 | Available
93108005 | TU 50320U BL1 E1 H1 24V 70W P14.5S TUMIH | image | datasheet | deeplink | [18 empty] | 24 |  |  | 70 |  | 1900 | 10 | 5994100020196 | 25994100020190 | [14 empty] | 62.5 | [8 empty] | 22 | H1 |  |  |  | 8.5 |  | Single Blister | [13 empty] | E mark | [9 empty] | 50320U |  |  | 176x143x109 (mm) | [10 empty] | H1 | [8 empty] | 6 | [22 empty] | P14.5s | Tungsram | [5 empty] | 24 | Available
93108004 | TU 2643HD B1 E1 R10W 24V BA15S TU MIH | image | datasheet | deeplink | [18 empty] | 24 |  |  | 10 |  | 125 | 200 | 5994100020042 | 25994100020046 | [14 empty] | 37.5 | [8 empty] | 11 | R10W |  |  |  | 19 |  | Carton Single box | [13 empty] | E mark | [9 empty] | 2643HD |  |  | 280x280x134 (mm) | [10 empty] | R10W | [8 empty] | 7 | [22 empty] | BA15s | Tungsram | [5 empty] | 24 | Available
93108003 | TU 7576 DIN72601K B1 12V 10WSV8.5-8TUMIH | image | datasheet | deeplink | [18 empty] | 12 |  |  | 10 |  | 125 | 200 | 5994100020448 | 25994100020442 | [14 empty] | 41 | [8 empty] | 6.6 | DIN 72601K |  |  |  | 11 |  | Carton Single box | [23 empty] | 7576 |  |  | 282x273x121 (mm) | [10 empty] | DIN | [8 empty] | 2.7 | [22 empty] | SV8.5 | Tungsram | [5 empty] | 12 | Available
93108002 | TU 7546 B1 E1 C5W 12V SV8.5-8 TU MIH | image | datasheet | deeplink | [18 empty] | 12 |  |  | 5 |  | 45 | 200 | 5994100020424 | 25994100020428 | [14 empty] | 36 | [8 empty] | 6.6 | C5W |  |  |  | 11 |  | Carton Single box | [13 empty] | E mark | [9 empty] | 7546 |  |  | 282x273x121 (mm) | [10 empty] | C5W | [8 empty] | 2.7 | [22 empty] | SV8.5 | Tungsram | [5 empty] | 12 | Available
93108001 | TU 2662 B1 E1 T4W 12V BA9S TU MIH | image | datasheet | deeplink | [18 empty] | 12 |  |  | 4 |  | 35 | 200 | 5994100020073 | 25994100020077 | [14 empty] | 27.4 | [8 empty] | 6.1 | T4W |  |  |  | 8.8 |  | Carton Single box | [13 empty] | E mark | [9 empty] | 2662 |  |  | 176x116x114 (mm) | [10 empty] | T4W | [8 empty] | 2 | [22 empty] | BA9s | Tungsram | [5 empty] | 12 | Available
93108000 | TU 2641 B1 E1 R10W 12V BA15S TU MIH | image | datasheet | deeplink | [18 empty] | 12 |  |  | 10 |  | 125 | 200 | 5994100020011 | 25994100020015 | [14 empty] | 37.5 | [8 empty] | 11 | R10W |  |  |  | 19 |  | Carton Single box | [13 empty] | E mark | [9 empty] | 2641 |  |  | 282x273x121 (mm) | [10 empty] | R10W | [8 empty] | 7 | [22 empty] | BA15s | Tungsram | [5 empty] | 12 | Available
93107999 | TU 58520U H7L 12V 55W PX26D E1 TU MIH | image | datasheet | deeplink | [18 empty] | 12 |  |  | 55 |  | 1500 | 100 | 5994100008446 | 25994100008440 | [14 empty] | 60 | [8 empty] | 17.4 | H7 |  |  |  | 11 |  | Carton Single box | [13 empty] | E mark | [9 empty] | 58520U |  |  | 368x193x126 (mm) | [10 empty] | H7 | [8 empty] | 12.4 | [22 empty] | PX26d | Tungsram | [5 empty] | 12 | Available
93107998 | TU 52950U B1 E1 R2HAL12V45/40WP45T TUMIH | image | datasheet | deeplink | [18 empty] | 12 |  |  | 45/40 |  | 860/675 | 100 | 5994100020295 | 25994100020299 | [14 empty] | 87 | [8 empty] | 35 | R2 |  |  |  | 16.18 |  | Carton Single box | [13 empty] | E mark | [9 empty] | 52950U |  |  | 503x253x154 (mm) | [10 empty] | R2 | [8 empty] | 25 | [22 empty] | P45t | Tungsram | [5 empty] | 12 | Available
93107996 | TU 2661HD B10 E1 T4W 24V BA9S TU MIH | image | datasheet | deeplink | [18 empty] | 24 |  |  | 4 |  | 35 | 200 | 5994100020059 | 25994100020053 | [14 empty] | 27.4 | [8 empty] | 3 | T4W |  |  |  | 8.8 |  | Carton 10 way box | [13 empty] | E mark | [9 empty] | 2661HD |  |  | 176x116x114 (mm) | [10 empty] | T4W | [8 empty] | 2 | [22 empty] | BA9s | Tungsram | [5 empty] | 24 | Available
93106983 | TU 921 B10 W16W E1 12V W 2.1X9.5D TU MIH | image | datasheet | deeplink | [18 empty] | 12 |  |  | 16 |  | 310 | 200 | 5994100012252 | 25994100012256 | [14 empty] | 37.85 | [8 empty] | 2.5 | W16W |  |  |  | 15.7 |  | Carton 10 way box | [13 empty] | E mark | [9 empty] | 921 |  |  | 246x196x92 (mm) | [10 empty] | W16W | [8 empty] | 2 | [22 empty] | W2.1x9.5d | Tungsram | [5 empty] | 12 | Available
93106982 | TU 53620U B1 E1 D1S 12V 35W PK32D-2TUMIH | image | datasheet | deeplink | [18 empty] | other |  |  | 35 |  | 3200 | 12 | 5994100012245 | 25994100012249 | [14 empty] | 82.8 | [8 empty] | 94 | D1S |  |  |  | 10 |  | Carton Single box | [13 empty] | E mark | [9 empty] | 53620U |  |  | 307x115x105 (mm) | [10 empty] | D1S | [8 empty] | 68 | [22 empty] | PK32d-2 | Tungsram | [6 empty] | Available
93106978 | TU 53510U B1 E1 D2R 35W DOT P32D-3 TUMIH | image | datasheet | deeplink | [18 empty] | other |  |  | 35 |  | 2800 | 12 | 5994100012207 | 25994100012201 | [14 empty] | 77 | [8 empty] | 31 | D2R |  |  |  | 10 |  | Carton Single box | [13 empty] | E and DOT mark | [9 empty] | 53510U |  |  | 301x156x105 (mm) | [10 empty] | D2R | [8 empty] | 19 | [22 empty] | P32d-3 | Tungsram | [6 empty] | Available
93106977 | RP 53740U B1 D1R 35W E1 P32D-3 TU MIG | image | datasheet | deeplink | [18 empty] | other |  |  | 35 |  | 2800 | 12 | 5994100012306 | 25994100012300 | [14 empty] | 82.8 | [8 empty] | 94 | D1R |  |  |  | 10 |  | Carton Single box | [13 empty] | E mark | [9 empty] | 53740U |  |  | 307x115x105 (mm) | [10 empty] | D1R | [8 empty] | 68 | [22 empty] | PK32D-3 | Tungsram | [6 empty] | Available
93106976 | RP 53730U B1 D3R 35W E1 PK32D-6 TU MIG | image | datasheet | deeplink | [18 empty] | other |  |  | 35 |  | 2800 | 12 | 5994100012290 | 25994100012294 | [14 empty] | 83.5 | [8 empty] | 68 | D3R |  |  |  | 9 |  | Carton Single box | [13 empty] | E mark | [9 empty] | 53730U |  |  | 307x115x105 (mm) | [10 empty] | D3R | [8 empty] | 68 | [22 empty] | PK32D-6 | Tungsram | [6 empty] | Available
93106974 | RP T5 B10 24V 1.2W W2X4.6D TU MIC TH | image | datasheet | deeplink | [18 empty] | 24 |  |  | 1.2 |  | 5.6 | 200 | 5994100012184 | 25994100012188 | [14 empty] | 21 | [8 empty] | 2 | 24V 1.2W W2x4.6d |  |  |  | 5 |  | Carton 10 way box | [23 empty] | 91602 |  |  | 176x116x114 (mm) | [10 empty] | NON ECE | [8 empty] | 0.5 | [22 empty] | W2x4.6d | Tungsram | [5 empty] | 24 | Available
93106973 | TU 50310NHSU B2 E1 H1 12V 55WP14.5STUMIH | image | datasheet | deeplink | [18 empty] | 12 |  | 130 | 55 |  | 1550 | 9 (SET) | 5994100012177 | 25994100012171 | [14 empty] | 62.5 | [7 empty] | up to 3800K | 35 (SET) | H1 |  |  |  | 8.5 |  | Carton Twinbox | [13 empty] | E mark | [9 empty] | 50310NHSU |  |  | 295x170x121 (mm) | [10 empty] | H1 | [8 empty] | 6 | [22 empty] | P14.5s | Tungsram | [5 empty] | 12 | Available
93106972 | TU 58520SPU B2 E1 H7 12V 55W PX26D TUMIH | image | datasheet | deeplink | [18 empty] | 12 |  | 250 | 55 |  | 1500 | 9 (SET) | 5994100012160 | 25994100012164 | [14 empty] | 60 | [7 empty] | up to 3800K | 51.9 (SET) | H7 |  |  |  | 11 |  | Carton Twinbox | [13 empty] | E mark | [9 empty] | 58520SPU |  |  | 299x165x112 (mm) | [10 empty] | H7 | [8 empty] | 12.4 | [22 empty] | PX26d | Tungsram | [5 empty] | 12 | Available
93106971 | TU 50440SPU B2 E1 H4 12V 60/55WP43TTUMIH | image | datasheet | deeplink | [18 empty] | 12 |  | 480 | 60/55 |  | 1650/1000 | 9 (SET) | 5994100012153 | 25994100012157 | [14 empty] | 87 | [7 empty] | up to 3800K | 111 (SET) | H4 |  |  |  | 16.18 |  | Carton Twinbox | [13 empty] | E mark | [9 empty] | 50440SPU |  |  | 295x170x121 (mm) | [10 empty] | H4 | [8 empty] | 25 | [22 empty] | P43t | Tungsram | [5 empty] | 12 | Available
93106970 | RP T10 B10 E1 24V W3W W2.1X9.5 TU MIJ TH | image | datasheet | deeplink | [18 empty] | 24 |  |  | 3 |  | 22 | 200 | 5994100012146 | 25994100012140 | [14 empty] | 26.8 | [8 empty] | 2 | W3W |  |  |  | 10.29 |  | Carton 10 way box | [13 empty] | E mark | [9 empty] | 91612 |  |  | 176x116x114 (mm) | [10 empty] | W3W | [8 empty] | 1.5 | [22 empty] | W2.1x9.5d | Tungsram | [5 empty] | 24 | Available
93106969 | RP T10 B10 E1 24V W5W W2.1X9.5D TU MIJTH | image | datasheet | deeplink | [18 empty] | 24 |  |  | 5 |  | 50 | 200 | 5994100012139 | 25994100012133 | [14 empty] | 26.8 | [8 empty] | 2 | W5W |  |  |  | 10.29 |  | Carton 10 way box | [13 empty] | E mark | [9 empty] | 91622 |  |  | 176x116x114 (mm) | [10 empty] | W5W | [8 empty] | 1.5 | [22 empty] | W2.1x9.5d | Tungsram | [5 empty] | 24 | Available
93106968 | TU 58520MPU B2 E1 H7 12V 55W PX 26DTUMIH | image | datasheet | deeplink | [18 empty] | 12 |  | 500 | 55 |  | 1500 | 9 (SET) | 5994100012122 | 25994100012126 | [14 empty] | 60 | [8 empty] | 51.9 (SET) | H7 |  |  |  | 11 |  | Carton Twinbox | [13 empty] | E mark | [9 empty] | 58520MPU |  |  | 299x165x112 (mm) | [10 empty] | H7 | [8 empty] | 12.4 | [22 empty] | PX26d | Tungsram | [5 empty] | 12 | Available
93106967 | TU 50310MPU B2 E1 H1 12V 55W P14.5STUMIH | image | datasheet | deeplink | [18 empty] | 12 |  | 600 | 55 |  | 1550 | 9 (SET) | 5994100012115 | 25994100012119 | [14 empty] | 62.5 | [8 empty] | 35 (SET) | H1 |  |  |  | 8.5 |  | Carton Twinbox | [13 empty] | E mark | [9 empty] | 50310MPU |  |  | 295x170x121 (mm) | [10 empty] | H1 | [8 empty] | 6 | [22 empty] | P14.5s | Tungsram | [5 empty] | 12 | Available
93106966 | TU 50440MPU B2 E1 H4 12V60/55WP43T TUMIH | image | datasheet | deeplink | [18 empty] | 12 |  | 300 | 60/55 |  | 1650/1000 | 9 (SET) | 5994100012108 | 25994100012102 | [14 empty] | 87 | [8 empty] | 111 (SET) | H4 |  |  |  | 16.18 |  | Carton Twinbox | [13 empty] | E mark | [9 empty] | 50440MPU |  |  | 295x170x121 (mm) | [10 empty] | H4 | [8 empty] | 25 | [22 empty] | P43t | Tungsram | [5 empty] | 12 | Available
93106965 | TU 50360U B1 12V 100W PK22S/R TU MIH | image | datasheet | deeplink | [18 empty] | 12 |  |  | 100 |  | 2200 | 200 | 5994100012092 | 25994100012096 | [14 empty] | 42 | [8 empty] | 11 | 12V 100W PK22s/R |  |  |  | 12.5 |  | Carton Single box | [23 empty] | 50360U |  |  | 283x283x126 (mm) | [10 empty] | RALLY | [8 empty] | 7 | [22 empty] | PK22s | Tungsram | [5 empty] | 12 | Available
93106964 | TU 50370U B1 12V 100W P14.5S/R TU MIH | image | datasheet | deeplink | [18 empty] | 12 |  |  | 100 |  | 2600 | 100 | 5994100012085 | 25994100012089 | [14 empty] | 62.5 | [8 empty] | 9 | 12V 100W P14.5s/R |  |  |  | 8.5 |  | Carton Single box | [23 empty] | 50370U |  |  | 278x143x141 (mm) | [10 empty] | RALLY | [8 empty] | 6 | [22 empty] | P14.5s | Tungsram | [5 empty] | 12 | Available
93106963 | TU 2619L B1 E1 R5W 12V BA15S TU MIH | image | datasheet | deeplink | [18 empty] | 12 |  | 1500 | 5 |  | 50 | 200 | 5994100012375 | 25994100012379 | [14 empty] | 37.5 | [8 empty] | 10.5 | R5W |  |  |  | 19 |  | Carton Single box | [13 empty] | E mark | [9 empty] | 2619L |  |  | 280x271x117 (mm) | [10 empty] | R5W | [8 empty] | 7 | [22 empty] | BA15s | Tungsram | [5 empty] | 12 | Available
93106962 | TU 1057NH B1 E1 P21W 12V BA15S TU MIH | image | datasheet | deeplink | [18 empty] | 12 |  | 320 | 21 |  | 460 | 200 | 5994100012320 | 25994100012324 | [14 empty] | 52.5 | [8 empty] | 12 | P21W |  |  |  | 26.5 |  | Carton Single box | [13 empty] | E mark | [9 empty] | 1057NH |  |  | 280x271x117 (mm) | [10 empty] | P21W | [8 empty] | 9 | [22 empty] | BA15s | Tungsram | [5 empty] | 12 | Available
93106961 | TU 1077NH B1 E1 P21/5W 12V BAY15D TU MIH | image | datasheet | deeplink | [18 empty] | 12 |  | 160/1600 | 21/5 |  | 440/35 | 200 | 5994100012344 | 25994100012348 | [14 empty] | 52.5 | [8 empty] | 12 | P21/5W |  |  |  | 26.5 |  | Carton Single box | [13 empty] | E mark | [9 empty] | 1077NH |  |  | 280x271x117 (mm) | [10 empty] | P21/5W | [8 empty] | 9 | [22 empty] | BAY15d | Tungsram | [5 empty] | 12 | Available
93106960 | TU 1057NH B10 E1 P21W 12V BA15S TU MIH | image | datasheet | deeplink | [18 empty] | 12 |  | 320 | 21 |  | 460 | 200 | 5994100012313 | 25994100012317 | [14 empty] | 52.5 | [8 empty] | 11 | P21W |  |  |  | 26.5 |  | Carton 10 way box | [13 empty] | E mark | [9 empty] | 1057NH |  |  | 291x146x206 (mm) | [10 empty] | P21W | [8 empty] | 9 | [22 empty] | BA15s | Tungsram | [5 empty] | 12 | Available
93106959 | TU 1077NH B10 E1 P21/5W 12V BAY15D TUMIH | image | datasheet | deeplink | [18 empty] | 12 |  | 160/1600 | 21/5 |  | 440/35 | 200 | 5994100012337 | 25994100012331 | [14 empty] | 52.5 | [8 empty] | 11 | P21/5W |  |  |  | 26.5 |  | Carton 10 way box | [13 empty] | E mark | [9 empty] | 1077NH |  |  | 291x146x206 (mm) | [10 empty] | P21/5W | [8 empty] | 9 | [22 empty] | BAY15d | Tungsram | [5 empty] | 12 | Available
93106958 | TU 1078 B1 E1 P21/5W 24V BAY15D TU MIH | image | datasheet | deeplink | [18 empty] | 24 |  |  | 21/5 |  | 440/40 | 200 | 5994100012351 | 25994100012355 | [14 empty] | 52.5 | [8 empty] | 12 | P21/5W |  |  |  | 26.5 |  | Carton Single box | [13 empty] | E mark | [9 empty] | 1078 |  |  | 280x271x117 (mm) | [10 empty] | P21/5W | [8 empty] | 9 | [22 empty] | BAY15d | Tungsram | [5 empty] | 24 | Available
93106957 | TU 2627HD B1 E1 R5W 24V BA15S TU MIH | image | datasheet | deeplink | [18 empty] | 24 |  |  | 5 |  | 50 | 200 | 5994100012399 | 25994100012393 | [14 empty] | 37.5 | [8 empty] | 11 | R5W |  |  |  | 19 |  | Carton Single box | [13 empty] | E mark | [9 empty] | 2627HD |  |  | 280x280x134 (mm) | [10 empty] | R5W | [8 empty] | 7 | [22 empty] | BA15s | Tungsram | [5 empty] | 24 | Available
93106956 | TU 2619 B1 E1 R5W 12V BA15S TU MIH | image | datasheet | deeplink | [18 empty] | 12 |  |  | 5 |  | 50 | 200 | 5994100012368 | 25994100012362 | [14 empty] | 37.5 | [8 empty] | 11 | R5W |  |  |  | 19 |  | Carton Single box | [13 empty] | E mark | [9 empty] | 2619 |  |  | 282x273x121 (mm) | [10 empty] | R5W | [8 empty] | 7 | [22 empty] | BA15s | Tungsram | [5 empty] | 12 | Available
93106565 | TU 2626HD B10 E1 R5W 24V BA15D TU MIH | image | datasheet | deeplink | [18 empty] | 24 |  |  | 5 |  | 50 | 200 | 5994100012382 | 25994100012386 | [14 empty] | 37.5 | [8 empty] | 8 | R5W |  |  |  | 19 |  | Carton 10 way box | [13 empty] | E mark | [9 empty] | 2626HD |  |  | 246x226x92 (mm) | [10 empty] | R5W | [8 empty] | 7 | [22 empty] | BA15d | Tungsram | [5 empty] | 24 | Available
93106564 | RP 53680U B1 D4R 35W E4 DOT P32D-6 TUMIJ | image | datasheet | deeplink | [18 empty] | other |  |  | 35 |  | 2800 | 12 | 5994100012283 | 25994100012287 | [14 empty] | 77 | [8 empty] | 31.7 | D4R |  |  |  | 9 |  | Carton Single box | [13 empty] | E and DOT mark | [9 empty] | 53680U |  |  | 301x156x105 (mm) | [10 empty] | D4R | [8 empty] | 19.1 | [22 empty] | P32d-6 | Tungsram | [6 empty] | Available
93105797 | TU 50310NU BL2 E1 H1 12V 55W P14.5STUMIH | image | datasheet | deeplink | [18 empty] | 12 |  | 250 | 55 |  | 1550 | 10 (SET) | 5994100010036 | 25994100010030 | [14 empty] | 62.5 | [8 empty] | 24 (SET) | H1 |  |  |  | 8.5 |  | Twin Blister | [13 empty] | E mark | [9 empty] | 50310NU |  |  | 176x143x109 (mm) | [10 empty] | H1 | [8 empty] | 6 | [22 empty] | P14.5s | Tungsram | [5 empty] | 12 | Available
93105796 | TU 50450U BL1 E1 H4 24V 75/70W P43TTUMIH | image | datasheet | deeplink | [18 empty] | 24 |  |  | 75/70 |  | 1900/1200 | 10 | 5994100010081 | 25994100010085 | [14 empty] | 87 | [8 empty] | 40 | H4 |  |  |  | 16.18 |  | Single Blister | [13 empty] | E mark | [9 empty] | 50450U |  |  | 236x191x109 (mm) | [10 empty] | H4 | [8 empty] | 25 | [22 empty] | P43t | Tungsram | [5 empty] | 24 | Available
93105795 | TU 501A BL2 E1 WY5W12V5W W2.1X9.5DTUMIH | image | datasheet | deeplink | [18 empty] | 12 |  |  | 5 |  | 30 | 10 (SET) | 5994100010005 | 25994100010009 | [14 empty] | 26.8 | [8 empty] | 16.9 (SET) | WY5W |  |  |  | 10.29 |  | Twin Blister | [13 empty] | E mark | [9 empty] | 501A |  |  | 143x101x109 (mm) | [10 empty] | WY5W | [8 empty] | 1.5 | [22 empty] | W2.1x9.5d | Tungsram | [5 empty] | 12 | Available
93105794 | TU 53110U BL1 E1 H11 12V55WPGJ19-2TUMIH | image | datasheet | deeplink | [18 empty] | 12 |  |  | 55 |  | 1350 | 10 | 5994100010142 | 25994100010146 | [14 empty] | 68 | [8 empty] | 36 | H11 |  |  |  | 11 |  | Single Blister | [13 empty] | E mark | [9 empty] | 53110U |  |  | 191x131x149 (mm) | [10 empty] | H11 | [8 empty] | 19 | [22 empty] | PGJ19-2 | Tungsram | [5 empty] | 12 | Available
93105793 | TU 58521U BL1 E1 H7 24V 70W PX26D TU MIH | image | datasheet | deeplink | [18 empty] | 24 |  |  | 70 |  | 1750 | 10 | 5994100010166 | 25994100010160 | [14 empty] | 60 | [8 empty] | 23.9 | H7 |  |  |  | 11 |  | Single Blister | [13 empty] | E mark | [9 empty] | 58521U |  |  | 176x176x109 (mm) | [10 empty] | H7 | [8 empty] | 12.4 | [22 empty] | PX26d | Tungsram | [5 empty] | 24 | Available
93105792 | TU 7592 BL2 12V15W SV8.5-8 TUMIH | image | datasheet | deeplink | [18 empty] | 12 |  |  | 15 |  | 232 | 10 (SET) | 5994100010203 | 25994100010207 | [14 empty] | 41 | [8 empty] | 30 (SET) | 12V 15W SV8.5-8 |  |  |  | 13 |  | Twin Blister | [23 empty] | 7592 |  |  | 143x101x109 (mm) | [10 empty] | DIN | [8 empty] | 3 | [22 empty] | SV8.5 | Tungsram | [5 empty] | 12 | Available
93105791 | TU 1098 BL2 12V 20/5W BA15D TU MIH | image | datasheet | deeplink | [18 empty] | 12 |  |  | 20/5 |  | 280/35 | 10 (SET) | 5994100009924 | 25994100009928 | [14 empty] | 52.5 | [8 empty] | 30 (SET) | 12V 20/5W BA9s |  |  |  | 26.5 |  | Twin Blister | [23 empty] | 1098 |  |  | 146x143x109 (mm) | [10 empty] | NON ECE | [8 empty] | 9 | [22 empty] | BA15d | Tungsram | [5 empty] | 12 | Available
93105790 | TU 1078 BL2 E1 P21/5W 24V BAY15D TU MIH | image | datasheet | deeplink | [18 empty] | 24 |  |  | 21/5 |  | 440/40 | 10 (SET) | 5994100009917 | 25994100009911 | [14 empty] | 52.5 | [8 empty] | 30 (SET) | P21/5W |  |  |  | 26.5 |  | Twin Blister | [13 empty] | E mark | [9 empty] | 1078 |  |  | 146x143x109 (mm) | [10 empty] | P21/5W | [8 empty] | 9 | [22 empty] | BAY15d | Tungsram | [5 empty] | 24 | Available
93105789 | TU 50350U BL1 E1 H3 24V 70W PK22S TU MIH | image | datasheet | deeplink | [18 empty] | 24 |  |  | 70 |  | 1750 | 10 | 5994100010050 | 25994100010054 | [14 empty] | 42 | [8 empty] | 22 | H3 |  |  |  | 12.5 |  | Single Blister | [13 empty] | E mark | [9 empty] | 50350U |  |  | 143x131x109 (mm) | [10 empty] | H3 | [8 empty] | 7 | [22 empty] | PK22s | Tungsram | [5 empty] | 24 | Available
93105787 | TU 52130U BL1 12V 100W PK22S TU MIH | image | datasheet | deeplink | [18 empty] | 12 |  |  | 100 |  | 2200 | 10 | 5994100010098 | 25994100010092 | [14 empty] | 42 | [8 empty] | 22 | 12V 100W PK22s |  |  |  | 12.5 |  | Single Blister | [23 empty] | 52130U |  |  | 131x143x109 (mm) | [10 empty] | RALLY | [8 empty] | 7 | [22 empty] | PK22s | Tungsram | [5 empty] | 12 | Available
93105786 | TU 7575 BL2 12V 5W SV8.5-8 TU MIH | image | datasheet | deeplink | [18 empty] | 12 |  |  | 5 |  | 45 | 10 (SET) | 5994100010180 | 25994100010184 | [14 empty] | 41 | [8 empty] | 17.9 (SET) | 12V 5W SV8.5-8 |  |  |  | 11 |  | Twin Blister | [23 empty] | 7575 |  |  | 143x101x109 (mm) | [10 empty] | NON ECE | [8 empty] | 2.7 | [22 empty] | SV8.5 | Tungsram | [5 empty] | 12 | Available
93105785 | TU 1122 BL2 E1 P21/4W 12V BAZ15DTU MIH | image | datasheet | deeplink | [18 empty] | 12 |  |  | 21/4 |  | 440/15 | 10 (SET) | 5994100009931 | 25994100009935 | [14 empty] | 52.5 | [8 empty] | 30 (SET) | P21/4W |  |  |  | 26.5 |  | Twin Blister | [13 empty] | E mark | [9 empty] | 1122 |  |  | 146x143x109 (mm) | [10 empty] | P21/4W | [8 empty] | 9 | [22 empty] | BAZ15d | Tungsram | [5 empty] | 12 | Available
93105784 | TU 7576DIN72601K BL2 12V10WSV8.5 -8TUMIH | image | datasheet | deeplink | [18 empty] | 12 |  |  | 10 |  | 125 | 10 (SET) | 5994100010197 | 25994100010191 | [14 empty] | 41 | [8 empty] | 17.9 (SET) | DIN 72601K |  |  |  | 11 |  | Twin Blister | [23 empty] | 7576 |  |  | 143x101x109 (mm) | [10 empty] | DIN | [8 empty] | 2.7 | [22 empty] | SV8.5 | Tungsram | [5 empty] | 12 | Available
93105783 | TU 504 BL2 E1 W3W 12V W2.1X9.5D TU MIH | image | datasheet | deeplink | [18 empty] | 12 |  |  | 3 |  | 22 | 10 (SET) | 5994100010067 | 25994100010061 | [14 empty] | 26.8 | [8 empty] | 16.9 (SET) | W3W |  |  |  | 10.29 |  | Twin Blister | [13 empty] | E mark | [9 empty] | 504 |  |  | 140x110x109 (mm) | [10 empty] | W3W | [8 empty] | 1.5 | [22 empty] | W2.1x9.5d | Tungsram | [5 empty] | 12 | Available
93105782 | TU 5301 BL2 T5 12V 1.2W W2X4.6D TU MIH | image | datasheet | deeplink | [18 empty] | 12 |  |  | 1.2 |  | 6 | 10 (SET) | 5994100010111 | 25994100010115 | [14 empty] | 21 | [8 empty] | 13.5 (SET) | DIN 72601W5/1.2 |  |  |  | 5 |  | Twin Blister | [23 empty] | 5301 |  |  | 143x103x62 (mm) | [10 empty] | DIN | [8 empty] | 0.5 | [22 empty] | W2x4.6d | Tungsram | [5 empty] | 12 | Available
93105781 | TU 52140U BL1 12V 100W P14.5S TU MIH | image | datasheet | deeplink | [18 empty] | 12 |  |  | 100 |  | 2600 | 10 | 5994100010104 | 25994100010108 | [14 empty] | 62.5 | [8 empty] | 22 | 12V 100W P14.5s |  |  |  | 8.5 |  | Single Blister | [23 empty] | 52140U |  |  | 176x143x109 (mm) | [10 empty] | RALLY | [8 empty] | 6 | [22 empty] | P14.5s | Tungsram | [5 empty] | 12 | Available
93105780 | TU 2619L BL2 E1 R5W 12V BA15S TU MIH | image | datasheet | deeplink | [18 empty] | 12 |  | 1500 | 5 |  | 50 | 10 (SET) | 5994100009962 | 25994100009966 | [14 empty] | 37.5 | [8 empty] | 26.5 (SET) | R5W |  |  |  | 19 |  | Twin Blister | [13 empty] | E mark | [9 empty] | 2619L |  |  | 143x131x109 (mm) | [10 empty] | R5W | [8 empty] | 7 | [22 empty] | BA15s | Tungsram | [5 empty] | 12 | Available
93105779 | TU 50310LU BL2 E1 H1 12V 55W P14.5STUMIH | image | datasheet | deeplink | [18 empty] | 12 |  | 2000 | 55 |  | 1550 | 10 (SET) | 5994100010029 | 25994100010023 | [14 empty] | 62.5 | [8 empty] | 24 (SET) | H1 |  |  |  | 8.5 |  | Twin Blister | [13 empty] | E mark | [9 empty] | 50310LU |  |  | 176x143x109 (mm) | [10 empty] | H1 | [8 empty] | 6 | [22 empty] | P14.5s | Tungsram | [5 empty] | 12 | Available
93105778 | TU 9006U BL1 E1 HB4 12V 51W P22D TU MIH | image | datasheet | deeplink | [18 empty] | 12 |  |  | 51 |  | 1095 | 10 | 5994100010227 | 25994100010221 | [14 empty] | 79.8 | [8 empty] | 36 | HB4 |  |  |  | 12 |  | Single Blister | [13 empty] | E mark | [9 empty] | 9006U |  |  | 191x131x149 (mm) | [10 empty] | HB4 | [8 empty] | 19 | [22 empty] | P22d | Tungsram | [5 empty] | 12 | Available
93105777 | TU 9005U BL1 E1 HB3 12V 60W P20D TU MIH | image | datasheet | deeplink | [18 empty] | 12 |  |  | 60 |  | 1860 | 10 | 5994100010210 | 25994100010214 | [14 empty] | 79.8 | [8 empty] | 36 | HB3 |  |  |  | 12 |  | Single Blister | [13 empty] | E mark | [9 empty] | 9005U |  |  | 191x131x149 (mm) | [10 empty] | HB3 | [8 empty] | 19 | [22 empty] | P20d | Tungsram | [5 empty] | 12 | Available
93105776 | TU 53100U BL1 E1 H9 12V 65W PGJ19-5TUMIH | image | datasheet | deeplink | [18 empty] | 12 |  |  | 65 |  | 2100 | 10 | 5994100010135 | 25994100010139 | [14 empty] | 68 | [8 empty] | 36 | H9 |  |  |  | 11 |  | Single Blister | [13 empty] | E mark | [9 empty] | 53100U |  |  | 191x131x149 (mm) | [10 empty] | H9 | [8 empty] | 19 | [22 empty] | PGJ19-5 | Tungsram | [5 empty] | 12 | Available
93105775 | TU 53090U BL1 E1 H8 12V 35W PGJ19-1TUMIH | image | datasheet | deeplink | [18 empty] | 12 |  |  | 35 |  | 800 | 10 | 5994100010128 | 25994100010122 | [14 empty] | 68 | [8 empty] | 36 | H8 |  |  |  | 11 |  | Single Blister | [13 empty] | E mark | [9 empty] | 53090U |  |  | 191x131x149 (mm) | [10 empty] | H8 | [8 empty] | 19 | [22 empty] | PGJ19-1 | Tungsram | [5 empty] | 12 | Available
93105774 | TU 501 BL2 E1 W5W 12V 5W W2.1X9.5D TUMIH | image | datasheet | deeplink | [18 empty] | 12 |  |  | 5 |  | 50 | 10 (SET) | 5994100009993 | 25994100009997 | [14 empty] | 26.8 | [8 empty] | 16.9 (SET) | W5W |  |  |  | 10.29 |  | Twin Blister | [13 empty] | E mark | [9 empty] | 501 |  |  | 143x101x109 (mm) | [10 empty] | W5W | [8 empty] | 1.5 | [22 empty] | W2.1x9.5d | Tungsram | [5 empty] | 12 | Available
93105773 | TU 2662 BL2 E1 T4W 12V BA9S TU MIH | image | datasheet | deeplink | [18 empty] | 12 |  |  | 4 |  | 35 | 10 (SET) | 5994100009986 | 25994100009980 | [14 empty] | 27.4 | [8 empty] | 16.9 (SET) | T4W |  |  |  | 8.8 |  | Twin Blister | [13 empty] | E mark | [9 empty] | 2662 |  |  | 143x101x109 (mm) | [10 empty] | T4W | [8 empty] | 2 | [22 empty] | BA9s | Tungsram | [5 empty] | 12 | Available
93105772 | TU 2619 BL2 E1 R5W 12V BA15S TU MIH | image | datasheet | deeplink | [18 empty] | 12 |  |  | 5 |  | 50 | 10 (SET) | 5994100009955 | 25994100009959 | [14 empty] | 37.5 | [8 empty] | 26.5 (SET) | R5W |  |  |  | 19 |  | Twin Blister | [13 empty] | E mark | [9 empty] | 2619 |  |  | 143x131x109 (mm) | [10 empty] | R5W | [8 empty] | 7 | [22 empty] | BA15s | Tungsram | [5 empty] | 12 | Available
93105771 | TU 2641 BL2 E1 R10W 12V BA15S TU MIH | image | datasheet | deeplink | [18 empty] | 12 |  |  | 10 |  | 125 | 10 (SET) | 5994100009979 | 25994100009973 | [14 empty] | 37.5 | [8 empty] | 26.5 (SET) | R10W |  |  |  | 19 |  | Twin Blister | [13 empty] | E mark | [9 empty] | 2641 |  |  | 143x131x109 (mm) | [10 empty] | R10W | [8 empty] | 7 | [22 empty] | BA15s | Tungsram | [5 empty] | 12 | Available
93105770 | TU 7546 BL2 E1 C5W 12V SV8.5-8 TU MIH | image | datasheet | deeplink | [18 empty] | 12 |  |  | 5 |  | 45 | 10 (SET) | 5994100010173 | 25994100010177 | [14 empty] | 36 | [8 empty] | 17.9 (SET) | C5W |  |  |  | 11 |  | Twin Blister | [13 empty] | E mark | [9 empty] | 7546 |  |  | 143x101x109 (mm) | [10 empty] | C5W | [8 empty] | 2.7 | [22 empty] | SV8.5 | Tungsram | [5 empty] | 12 | Available
93105768 | TU 50440U BL1 E1 12V H4 60/55W P43TTUMIH | image | datasheet | deeplink | [18 empty] | 12 |  |  | 60/55 |  | 1650/1000 | 10 | 5994100010074 | 25994100010078 | [14 empty] | 87 | [8 empty] | 42 | H4 |  |  |  | 16.18 |  | Single Blister | [13 empty] | E mark | [9 empty] | 50440U |  |  | 230x199x110 (mm) | [10 empty] | H4 | [8 empty] | 25 | [22 empty] | P43t | Tungsram | [5 empty] | 12 | Available
93105767 | TU 50310U BL1 E1 H1 12V 55W P14.5S TUMIH | image | datasheet | deeplink | [18 empty] | 12 |  |  | 55 |  | 1550 | 10 | 5994100010012 | 25994100010016 | [14 empty] | 62.5 | [8 empty] | 21 | H1 |  |  |  | 8.5 |  | Single Blister | [13 empty] | E mark | [9 empty] | 50310U |  |  | 175x148x111 (mm) | [10 empty] | H1 | [8 empty] | 6 | [22 empty] | P14.5s | Tungsram | [5 empty] | 12 | Available
93105766 | TU 50340U BL1 E1 H3 12V 55W PK22S TU MIH | image | datasheet | deeplink | [18 empty] | 12 |  |  | 55 |  | 1450 | 10 | 5994100010043 | 25994100010047 | [14 empty] | 42 | [8 empty] | 20 | H3 |  |  |  | 12.5 |  | Single Blister | [13 empty] | E mark | [9 empty] | 50340U |  |  | 141x127x109 (mm) | [10 empty] | H3 | [8 empty] | 7 | [22 empty] | PK22s | Tungsram | [5 empty] | 12 | Available
93105108 | TU 58521HDLU B1 H7 E1 24V 70W PX26DTUMIH | image | datasheet | deeplink | [18 empty] | 24 |  |  | 70 |  | 1750 | 100 | 5994100009801 | 25994100009805 | [14 empty] | 60 | [8 empty] | 17 | H7 |  |  |  | 11 |  | Carton Single box | [13 empty] | E mark | [9 empty] | 58521LU_HDL |  |  | 375x185x110 (mm) | [10 empty] | H7 | [8 empty] | 12.4 | [22 empty] | PX26d | Tungsram | [5 empty] | 24 | Available
93105107 | TU 50450HDLU B1 H4 E1 24V75/70WP43TTUMIH | image | datasheet | deeplink | [18 empty] | 24 |  |  | 75/70 |  | 1900/1200 | 100 | 5994100009795 | 25994100009799 | [14 empty] | 87 | [8 empty] | 40 | H4 |  |  |  | 16.18 |  | Carton Single box | [13 empty] | E mark | [9 empty] | 50450HDLU |  |  | 495x245x138 (mm) | [10 empty] | H4 | [8 empty] | 25 | [22 empty] | P43t | Tungsram | [5 empty] | 24 | Available
93105106 | TU 50320U_HDL B1 H1 24V70W E1 P14.5TUMIH | image | datasheet | deeplink | [18 empty] | 24 |  |  | 70 |  | 1900 | 100 | 5994100009788 | 25994100009782 | [14 empty] | 62.5 | [8 empty] | 9 | H1 |  |  |  | 8.5 |  | Carton Single box | [13 empty] | E mark | [9 empty] | 50320U |  |  | 270x135x125 (mm) | [10 empty] | H1 | [8 empty] | 6 | [22 empty] | P14.5s | Tungsram | [5 empty] | 24 | Available
93105105 | TU 50350U_HDL B1 H3 24V 70W E1PK22STUMIH | image | datasheet | deeplink | [18 empty] | 24 |  |  | 70 |  | 1750 | 100 | 5994100009771 | 25994100009775 | [14 empty] | 42 | [8 empty] | 22 | H3 |  |  |  | 12.5 |  | Carton Single box | [13 empty] | E mark | [9 empty] | 50350U |  |  | 275x275x125 (mm) | [10 empty] | H3 | [8 empty] | 7 | [22 empty] | PK22s | Tungsram | [5 empty] | 24 | Available
93105104 | TU 52730U B1 24V 100/70W P45T TU MIH | image | datasheet | deeplink | [18 empty] | 24 |  |  | 100/70 |  | 2350/1200 | 100 | 5994100009764 | 25994100009768 | [14 empty] | 87 | [8 empty] | 35 | 24V 100/70W P45t |  |  |  | 16.18 |  | Carton Single box | [23 empty] | 52730U |  |  | 503x253x154 (mm) | [10 empty] | RALLY | [8 empty] | 25 | [22 empty] | P45t | Tungsram | [5 empty] | 24 | Available
93105103 | TU 53130U B1 H4 24V 100/90W P43T TU MIH | image | datasheet | deeplink | [18 empty] | 24 |  |  | 100/90 |  | 1350/1470 | 100 | 5994100009757 | 25994100009751 | [14 empty] | 87 | [8 empty] | 35 | 24V 100/90W P43t |  |  |  | 16.18 |  | Carton Single box | [23 empty] | 53130U |  |  | 503x253x154 (mm) | [10 empty] | RALLY | [8 empty] | 25 | [22 empty] | P43t | Tungsram | [5 empty] | 24 | Available
93105102 | TU 52050U B1 12V 130/80CP P43T TU MIH | image | datasheet | deeplink | [18 empty] | 12 |  |  |  | 130/80 | 1650/1000 | 100 | 5994100009740 | 25994100009744 | [14 empty] | 87 | [8 empty] | 35 | 12V 130/80CP P43t |  |  |  | 16.18 |  | Carton Single box | [23 empty] | 52050U |  |  | 503x253x154 (mm) | [10 empty] | NON ECE | [8 empty] | 25 | [22 empty] | P43t | Tungsram | [5 empty] | 12 | Available
93105101 | TU 52070U B1 12V 60/55W P45T TU MIH | image | datasheet | deeplink | [18 empty] | 12 |  |  | 60/55 |  | 1650 | 100 | 5994100009733 | 25994100009737 | [14 empty] | 87 | [8 empty] | 35 | 12V 60/55W P45t |  |  |  | 16.18 |  | Carton Single box | [23 empty] | 52070U |  |  | 503x253x154 (mm) | [10 empty] | NON ECE | [8 empty] | 25 | [22 empty] | P45t | Tungsram | [5 empty] | 12 | Available
93105100 | TU 52080U B1 24V 75/70W P45T TU MIH | image | datasheet | deeplink | [18 empty] | 24 |  |  | 75/70 |  | 1900 | 100 | 5994100009726 | 25994100009720 | [14 empty] | 87 | [8 empty] | 35 | 24V 75/70W P45t |  |  |  | 16.18 |  | Carton Single box | [23 empty] | 52080U |  |  | 503x253x154 (mm) | [10 empty] | NON ECE | [8 empty] | 26 | [22 empty] | P45t | Tungsram | [5 empty] | 24 | Available
93105097 | TU 52830U B1 E1 H6W 12V 6W BAX9S TU MIH | image | datasheet | deeplink | [18 empty] | 12 |  |  | 6 |  | 125 | 100 | 5994100009696 | 25994100009690 | [14 empty] | 33.9 | [8 empty] | 3 | H6W |  |  |  | 9.25 |  | Carton Single box | [13 empty] | E mark | [9 empty] | 52830U |  |  | 283x143x126 (mm) | [10 empty] | H6W | [8 empty] | 2 | [22 empty] | BAX9s | Tungsram | [5 empty] | 12 | Available
93105096 | TU 50400U B1 24V 100W PK22S TU MIH | image | datasheet | deeplink | [18 empty] | 24 |  |  | 100 |  | 2700 | 200 | 5994100009689 | 25994100009683 | [14 empty] | 42 | [8 empty] | 11 | 24V 100W PK22s |  |  |  | 12.5 |  | Carton Single box | [23 empty] | 50400U |  |  | 283x283x126 (mm) | [10 empty] | RALLY | [8 empty] | 7 | [22 empty] | PK22s | Tungsram | [5 empty] | 24 | Available
93105084 | TU 52710U B1 24V 100/70W P43T TU MIH | image | datasheet | deeplink | [18 empty] | 24 |  |  | 100/70 |  | 2350/1200 | 100 | 5994100009665 | 25994100009669 | [14 empty] | 87 | [8 empty] | 35 | 24V 100/70W P43t |  |  |  | 16.18 |  | Carton Single box | [23 empty] | 52710U |  |  | 503x253x154 (mm) | [10 empty] | RALLY | [8 empty] | 25 | [22 empty] | P43t | Tungsram | [5 empty] | 24 | Available
93105083 | TU 52030U B1 12V 100/80W P45T TU MIH | image | datasheet | deeplink | [18 empty] | 12 |  |  | 100/80 |  | 2400/1330 | 100 | 5994100009658 | 25994100009652 | [14 empty] | 87 | [8 empty] | 35 | 12V 100/80W P45t |  |  |  | 16.18 |  | Carton Single box | [23 empty] | 52030U |  |  | 503x253x154 (mm) | [10 empty] | RALLY | [8 empty] | 25 | [22 empty] | P45t | Tungsram | [5 empty] | 12 | Available
93105082 | TU 50470U B1 HS1 E1 12V 35/35WPX43TTUMIH | image | datasheet | deeplink | [18 empty] | 12 |  |  | 35/35 |  | 825/525 | 100 | 5994100009641 | 25994100009645 | [14 empty] | 87 | [8 empty] | 35 | HS1 |  |  |  | 16.18 |  | Carton Single box | [13 empty] | E mark | [9 empty] | 50470U |  |  | 503x253x154 (mm) | [10 empty] | HS1 | [8 empty] | 25 | [22 empty] | PX43t | Tungsram | [5 empty] | 12 | Available
93105081 | TU 9006U B1 HB4 E1 12V 51W P22D TU MIH | image | datasheet | deeplink | [18 empty] | 12 |  |  | 51 |  | 1095 | 100 | 5994100009634 | 25994100009638 | [14 empty] | 79.8 | [8 empty] | 27 | HB4 |  |  |  | 12 |  | Carton Single box | [13 empty] | E mark | [9 empty] | 9006U |  |  | 403x258x186 (mm) | [10 empty] | HB4 | [8 empty] | 19 | [22 empty] | P22d | Tungsram | [5 empty] | 12 | Available
93104316 | TU 5313 B10 12V 2W W2.1X9.5D TU MIH | image | datasheet | deeplink | [18 empty] | 12 |  |  | 2 |  | 14 | 200 | 5994100009566 | 25994100009560 | [14 empty] | 26.8 | [8 empty] | 2.2 | 12V 2W W2.1x9.5d |  |  |  | 10.29 |  | Carton 10 way box | [23 empty] | 5313 |  |  | 176x116x114 (mm) | [10 empty] | NON ECE | [8 empty] | 1.5 | [22 empty] | W2.1x9.5d | Tungsram | [5 empty] | 12 | Available
93104315 | TU 7595 B10 DIN 72601K 24V18WS8.5-8TUMIH | image | datasheet | deeplink | [18 empty] | 24 |  |  | 18 |  | 240 | 200 | 5994100009559 | 25994100009553 | [14 empty] | 41 | [8 empty] | 4 | DIN 72601K |  |  |  | 13 |  | Carton 10 way box | [23 empty] | 7595 |  |  | 192x94x200 (mm) | [10 empty] | DIN | [8 empty] | 3 | [22 empty] | SV8.5 | Tungsram | [5 empty] | 24 | Available
93104314 | TU 7594 B10 24V 15W S8.5-8 TU MIH | image | datasheet | deeplink | [18 empty] | 24 |  |  | 15 |  | 200 | 200 | 5994100009542 | 25994100009546 | [14 empty] | 41 | [8 empty] | 4 | 24V 15W SV8.5-8 |  |  |  | 13 |  | Carton 10 way box | [23 empty] | 7594 |  |  | 192x94x200 (mm) | [10 empty] | NON ECE | [8 empty] | 3 | [22 empty] | SV8.5 | Tungsram | [5 empty] | 24 | Available
93104308 | TU 2696 B10 DIN 72601J 12V 2W BA7S TUMIH | image | datasheet | deeplink | [18 empty] | 12 |  |  | 2 |  | 11 | 200 | 5994100009481 | 25994100009485 | [14 empty] | 20.7 | [8 empty] | 1.6 | DIN 72601J |  |  |  | 6.8 |  | Carton 10 way box | [23 empty] | 2696 |  |  | 176x116x114 (mm) | [10 empty] | DIN | [8 empty] | 1 | [22 empty] | BA7s | Tungsram | [5 empty] | 12 | Available
93104307 | TU 2692 B10 DIN 72601J 24V 3W BA7S TUMIH | image | datasheet | deeplink | [18 empty] | 24 |  |  | 3 |  | 13.5 | 200 | 5994100009474 | 25994100009478 | [14 empty] | 20.7 | [8 empty] | 1.6 | DIN 72601J |  |  |  | 6.8 |  | Carton 10 way box | [23 empty] | 2692 |  |  | 175x116x114 (mm) | [10 empty] | DIN | [8 empty] | 1 | [22 empty] | BA7s | Tungsram | [5 empty] | 24 | Available
93104305 | TU 2627HD B10 E1 R5W 24V BA15S TU MIH | image | datasheet | deeplink | [18 empty] | 24 |  |  | 5 |  | 50 | 200 | 5994100009450 | 25994100009454 | [14 empty] | 37.5 | [8 empty] | 8 | R5W |  |  |  | 19 |  | Carton 10 way box | [13 empty] | E mark | [9 empty] | 2627HD |  |  | 246x226x92 (mm) | [10 empty] | R5W | [8 empty] | 7 | [22 empty] | BA15s | Tungsram | [5 empty] | 24 | Available
93104192 | TU 53100U B1 E1 H9 12V 65W PGJ19-5 TUMIH | image | datasheet | deeplink | [18 empty] | 12 |  |  | 65 |  | 2100 | 100 | 5994100009320 | 25994100009324 | [14 empty] | 68 | [8 empty] | 25 | H9 |  |  |  | 11 |  | Carton Single box | [13 empty] | E mark | [9 empty] | 53100U |  |  | 428x183x151 (mm) | [10 empty] | H9 | [8 empty] | 19 | [22 empty] | PGJ19-5 | Tungsram | [5 empty] | 12 | Available
93104191 | TU 53090U B1 E1 H8 12V 35W PGJ19-1 TUMIH | image | datasheet | deeplink | [18 empty] | 12 |  |  | 35 |  | 800 | 100 | 5994100009313 | 25994100009317 | [14 empty] | 68 | [8 empty] | 25 | H8 |  |  |  | 11 |  | Carton Single box | [13 empty] | E mark | [9 empty] | 53090U |  |  | 428x183x151 (mm) | [10 empty] | H8 | [8 empty] | 19 | [22 empty] | PGJ19-1 | Tungsram | [5 empty] | 12 | Available
93103627 | TU 50450U B1 E1 H4 24V 75/70W P43T TUMIH | image | datasheet | deeplink | [18 empty] | 24 |  |  | 75/70 |  | 1900/1200 | 100 | 5994100008767 | 25994100008761 | [14 empty] | 87 | [8 empty] | 35 | H4 |  |  |  | 16.18 |  | Carton Single box | [13 empty] | E mark | [9 empty] | 50450U |  |  | 503x253x154 (mm) | [10 empty] | H4 | [8 empty] | 25 | [22 empty] | P43t | Tungsram | [5 empty] | 24 | Available
93103626 | TU 5301 B10 12V 1.2W W2X4.6D TU MIH | image | datasheet | deeplink | [18 empty] | 12 |  |  | 1.2 |  | 6 | 200 | 5994100008750 | 25994100008754 | [14 empty] | 21 | [8 empty] | 2.2 | DIN 72601W5/1.2 |  |  |  | 5 |  | Carton 10 way box | [23 empty] | 5301 |  |  | 176x116x114 (mm) | [10 empty] | DIN | [8 empty] | 0.5 | [22 empty] | W2x4.6d | Tungsram | [5 empty] | 12 | Available
93103624 | TU 501NA B10 E1 WY5W 12V 5W TU MIH | image | datasheet | deeplink | [18 empty] | 12 |  |  | 5 |  | 30 | 200 | 5994100008736 | 25994100008730 | [14 empty] | 26.8 | [8 empty] | 2.2 | WY5W |  |  |  | 10.29 |  | Carton 10 way box | [13 empty] | E mark | [9 empty] | 501NA |  |  | 176x116x114 (mm) | [10 empty] | WY5W | [8 empty] | 1.5 | [22 empty] | W2.1x9.5d | Tungsram | [5 empty] | 12 | Available
93103622 | TU 7546 B10 E1 C5W 12V 5W S8.5-8 TU MIH | image | datasheet | deeplink | [18 empty] | 12 |  |  | 5 |  | 45 | 200 | 5994100008712 | 25994100008716 | [14 empty] | 36 | [8 empty] | 3.3 | C5W |  |  |  | 11 |  | Carton 10 way box | [13 empty] | E mark | [9 empty] | 7546 |  |  | 192x94x200 (mm) | [10 empty] | C5W | [8 empty] | 2.7 | [22 empty] | SV8.5 | Tungsram | [5 empty] | 12 | Available
93103619 | TU 7576 B10 DIN 72601K 12V10WS8.5-8TUMIH | image | datasheet | deeplink | [18 empty] | 12 |  |  | 10 |  | 125 | 200 | 5994100008682 | 25994100008686 | [14 empty] | 41 | [8 empty] | 3.2 | DIN 72601K |  |  |  | 11 |  | Carton 10 way box | [23 empty] | 7576 |  |  | 192x94x200 (mm) | [10 empty] | DIN | [8 empty] | 2.7 | [22 empty] | SV8.5 | Tungsram | [5 empty] | 12 | Available
93103614 | TU 2656 B10 12V 3W BA9S TU MIH | image | datasheet | deeplink | [18 empty] | 12 |  |  | 3 |  | 21 | 200 | 5994100008637 | 25994100008631 | [14 empty] | 23.9 | [8 empty] | 3 | 12V 3W BA9s |  |  |  | 8.8 |  | Carton 10 way box | [23 empty] | 2656 |  |  | 175x116x114 (mm) | [10 empty] | NON ECE | [8 empty] | 2 | [22 empty] | BA9s | Tungsram | [5 empty] | 12 | Available
93103609 | TU 2641 B10 E1 R10W 12V BA15S TU MIH | image | datasheet | deeplink | [18 empty] | 12 |  |  | 10 |  | 125 | 200 | 5994100008583 | 25994100008587 | [14 empty] | 37.5 | [8 empty] | 8 | R10W |  |  |  | 19 |  | Carton 10 way box | [13 empty] | E mark | [9 empty] | 2641 |  |  | 246x226x92 (mm) | [10 empty] | R10W | [8 empty] | 7 | [22 empty] | BA15s | Tungsram | [5 empty] | 12 | Available
93103608 | TU 2619 B10 E1 R5W 12V BA15S TU MIH | image | datasheet | deeplink | [18 empty] | 12 |  |  | 5 |  | 50 | 200 | 5994100008576 | 25994100008570 | [14 empty] | 37.5 | [8 empty] | 8 | R5W |  |  |  | 19 |  | Carton 10 way box | [13 empty] | E mark | [9 empty] | 2619 |  |  | 246x226x92 (mm) | [10 empty] | R5W | [8 empty] | 7 | [22 empty] | BA15s | Tungsram | [5 empty] | 12 | Available
93103607 | TU 1077 B10 E1 P21/5W 12V BAY15D TU MIH | image | datasheet | deeplink | [18 empty] | 12 |  |  | 21/5 |  | 440/35 | 200 | 5994100008569 | 25994100008563 | [14 empty] | 52.5 | [8 empty] | 11 | P21/5W |  |  |  | 26.5 |  | Carton 10 way box | [13 empty] | E mark | [9 empty] | 1077 |  |  | 291x146x206 (mm) | [10 empty] | P21/5W | [8 empty] | 9 | [22 empty] | BAY15d | Tungsram | [5 empty] | 12 | Available
93103604 | TU 1073 B10 E1 PY21W 24V BAU15S TU MIH | image | datasheet | deeplink | [18 empty] | 24 |  |  | 21 |  | 280 | 200 | 5994100008538 | 25994100008532 | [14 empty] | 52.5 | [8 empty] | 11 | PY21W |  |  |  | 26.5 |  | Carton 10 way box | [13 empty] | E mark | [9 empty] | 1073 |  |  | 291x146x206 (mm) | [10 empty] | PY21W | [8 empty] | 9 | [22 empty] | BAU15s | Tungsram | [5 empty] | 24 | Available
93103603 | TU 1056 B10 E1 PY21W BAU15S TU MIH | image | datasheet | deeplink | [18 empty] | 12 |  |  | 21 |  | 280 | 200 | 5994100008521 | 25994100008525 | [14 empty] | 52.5 | [8 empty] | 11 | PY21W |  |  |  | 26.5 |  | Carton 10 way box | [13 empty] | E mark | [9 empty] | 1056 |  |  | 291x146x206 (mm) | [10 empty] | PY21W | [8 empty] | 9 | [22 empty] | BAU15s | Tungsram | [5 empty] | 12 | Available
93103602 | TU 1060 B10 E1 P21W 24V BA15S TU MIH | image | datasheet | deeplink | [18 empty] | 24 |  |  | 21 |  | 460 | 200 | 5994100008514 | 25994100008518 | [14 empty] | 52.5 | [8 empty] | 11 | P21W |  |  |  | 26.5 |  | Carton 10 way box | [13 empty] | E mark | [9 empty] | 1060 |  |  | 291x146x206 (mm) | [10 empty] | P21W | [8 empty] | 9 | [22 empty] | BA15s | Tungsram | [5 empty] | 24 | Available
93103601 | TU 1057 B10 E1 P21W 12V BA15S TU MIH | image | datasheet | deeplink | [18 empty] | 12 |  |  | 21 |  | 460 | 200 | 5994100008507 | 25994100008501 | [14 empty] | 52.5 | [8 empty] | 11 | P21W |  |  |  | 26.5 |  | Carton 10 way box | [13 empty] | E mark | [9 empty] | 1057 |  |  | 291x146x206 (mm) | [10 empty] | P21W | [8 empty] | 9 | [22 empty] | BA15s | Tungsram | [5 empty] | 12 | Available
93103600 | TU 1058 B10 E1 P21W 12V BA15D TU MIH | image | datasheet | deeplink | [18 empty] | 12 |  |  | 21 |  | 460 | 200 | 5994100008491 | 25994100008495 | [14 empty] | 52.5 | [8 empty] | 11 | P21W |  |  |  | 26.5 |  | Carton 10 way box | [13 empty] | E mark | [9 empty] | 1058 |  |  | 291x146x206 (mm) | [10 empty] | P21W | [8 empty] | 9 | [22 empty] | BA15d | Tungsram | [5 empty] | 12 | Available
93103599 | TU 50350U B1 E1 H3 24V 70W PK22S TU MIH | image | datasheet | deeplink | [18 empty] | 24 |  |  | 70 |  | 1750 | 200 | 5994100008484 | 25994100008488 | [14 empty] | 42 | [8 empty] | 11 | H3 |  |  |  | 12.5 |  | Carton Single box | [13 empty] | E mark | [9 empty] | 50350U |  |  | 283x283x126 (mm) | [10 empty] | H3 | [8 empty] | 7 | [22 empty] | PK22s | Tungsram | [5 empty] | 24 | Available
93103598 | TU 50340U B1 E1 H3 12V 55W PK22S TU MIH | image | datasheet | deeplink | [18 empty] | 12 |  |  | 55 |  | 1450 | 200 | 5994100008477 | 25994100008471 | [14 empty] | 42 | [8 empty] | 11 | H3 |  |  |  | 12.5 |  | Carton Single box | [13 empty] | E mark | [9 empty] | 50340U |  |  | 283x283x126 (mm) | [10 empty] | H3 | [8 empty] | 7 | [22 empty] | PK22s | Tungsram | [5 empty] | 12 | Available
93103597 | TU 52670U B1 12V140/100W(250/140CP)TUMIH | image | datasheet | deeplink | [18 empty] | 12 |  |  | 140/100 | 250/140 | 3100/1530 | 100 | 5994100008460 | 259941000084604 | [14 empty] | 87 | [8 empty] | 35 | 12V 140/100W P43t |  |  |  | 16.18 |  | Carton Single box | [23 empty] | 52670U |  |  | 503x253x154 (mm) | [10 empty] | RALLY | [8 empty] | 25 | [22 empty] | P43t | Tungsram | [5 empty] | 12 | Available
93103596 | TU 52100U B1 12V 100/80W(190/100CP)TUMIH | image | datasheet | deeplink | [18 empty] | 12 |  |  | 100/80 | 190/100 | 2400/1330 | 100 | 5994100008453 | 25994100008457 | [14 empty] | 87 | [8 empty] | 35 | 12V 100/80W P43t |  |  |  | 16.18 |  | Carton Single box | [23 empty] | 52100U |  |  | 503x253x154 (mm) | [10 empty] | RALLY | [8 empty] | 25 | [22 empty] | P43t | Tungsram | [5 empty] | 12 | Available
93103274 | TU 50440U B1 E1 H4 12V 60/55W P43T TUMIH | image | datasheet | deeplink | [18 empty] | 12 |  |  | 60/55 |  | 1650/1000 | 100 | 5994100008439 | 25994100008433 | [14 empty] | 87 | [8 empty] | 35 | H4 |  |  |  | 16.18 |  | Carton Single box | [13 empty] | E mark | [9 empty] | 50440U |  |  | 503x253x154 (mm) | [10 empty] | H4 | [8 empty] | 25 | [22 empty] | P43t | Tungsram | [5 empty] | 12 | Available
93103273 | TU 50320U B1 E1 H1 24V 70W P14.5S TU MIH | image | datasheet | deeplink | [18 empty] | 24 |  |  | 70 |  | 1900 | 100 | 5994100008422 | 25994100008426 | [14 empty] | 62.5 | [8 empty] | 9 | H1 |  |  |  | 8.5 |  | Carton Single box | [13 empty] | E mark | [9 empty] | 50320U |  |  | 278x143x141 (mm) | [10 empty] | H1 | [8 empty] | 6 | [22 empty] | P14.5s | Tungsram | [5 empty] | 24 | Available
93103272 | TU 50310U B1 E1 H1 12V 55W P14.5S TU MIH | image | datasheet | deeplink | [18 empty] | 12 |  |  | 55 |  | 1550 | 100 | 5994100008415 | 25994100008419 | [14 empty] | 62.5 | [8 empty] | 9 | H1 |  |  |  | 8.5 |  | Carton Single box | [13 empty] | E mark | [9 empty] | 50310U |  |  | 278x143x141 (mm) | [10 empty] | H1 | [8 empty] | 6 | [22 empty] | P14.5s | Tungsram | [5 empty] | 12 | Available
93098625 | TU 9005NU B2 HB3 E1 12V 60W TU MIH | image | datasheet | deeplink | [18 empty] | 12 |  | 200 | 60 |  | 1860 | 9 (SET) | 5994100007012 | 25994100007016 | [14 empty] | 79.8 | [8 empty] | 87 (SET) | HB3 |  |  |  | 12 |  | Carton Twinbox | [13 empty] | E mark | [9 empty] | 9005NU |  |  | 295x170x121 (mm) | [10 empty] | HB3 | [8 empty] | 19 | [22 empty] | P20d | Tungsram | [5 empty] | 12 | Available
93098624 | TU 50440SBU B2 H4 E1 12V 60/55W TU MIH | image | datasheet | deeplink | [18 empty] | 12 |  | 250 | 60/55 |  | 1650/1000 | 9 (SET) | 5994100007227 | 25994100007221 | [14 empty] | 87 | [7 empty] | up to 4200K | 111 (SET) | H4 |  |  |  | 16.18 |  | Carton Twinbox | [13 empty] | E mark | [9 empty] | 50440SBU |  |  | 295x170x121 (mm) | [10 empty] | H4 | [8 empty] | 25 | [22 empty] | P43t | Tungsram | [5 empty] | 12 | Available
93098623 | TU 9006SNU B2 HB4 E1 12V 51W TU MIH | image | datasheet | deeplink | [18 empty] | 12 |  | 250 | 51 |  | 1095 | 9 (SET) | 5994100007029 | 25994100007023 | [14 empty] | 79.8 | [8 empty] | 87 (SET) | HB4 |  |  |  | 12 |  | Carton Twinbox | [13 empty] | E mark | [9 empty] | 9006SNU |  |  | 295x170x121 (mm) | [10 empty] | HB4 | [8 empty] | 19 | [22 empty] | P22d | Tungsram | [5 empty] | 12 | Available
93098622 | TU 53110SNU B2 H11 E1 12V 55W TU MIH | image | datasheet | deeplink | [18 empty] | 12 |  | 250 | 55 |  | 1350 | 9 (SET) | 5994100007036 | 25994100007030 | [14 empty] | 68 | [8 empty] | 87 (SET) | H11 |  |  |  | 11 |  | Carton Twinbox | [13 empty] | E mark | [9 empty] | 53110SNU |  |  | 295x170x121 (mm) | [10 empty] | H11 | [8 empty] | 19 | [22 empty] | PGJ19-2 | Tungsram | [5 empty] | 12 | Available
93098621 | TU 50310NU B2 H1 E1 12V 55W TU MIH | image | datasheet | deeplink | [18 empty] | 12 |  | 250 | 55 |  | 1550 | 9 (SET) | 5994100007043 | 25994100007047 | [14 empty] | 62.5 | [8 empty] | 35 (SET) | H1 |  |  |  | 8.5 |  | Carton Twinbox | [13 empty] | E mark | [9 empty] | 50310NU |  |  | 295x170x121 (mm) | [10 empty] | H1 | [8 empty] | 6 | [22 empty] | P14.5s | Tungsram | [5 empty] | 12 | Available
93098620 | TU 50440SNU B2 H4 E1 12V 60/55W TU MIH | image | datasheet | deeplink | [18 empty] | 12 |  | 250 | 60/55 |  | 1650/1000 | 9 (SET) | 5994100007050 | 25994100007054 | [14 empty] | 87 | [8 empty] | 111 (SET) | H4 |  |  |  | 16.18 |  | Carton Twinbox | [13 empty] | E mark | [9 empty] | 50440SNU |  |  | 295x170x121 (mm) | [10 empty] | H4 | [8 empty] | 25 | [22 empty] | P43t | Tungsram | [5 empty] | 12 | Available
93098617 | TU 9005XU B2 HB3 E1 12V 60W TU MIH | image | datasheet | deeplink | [18 empty] | 12 |  | 200 | 60 |  | 1860 | 9 (SET) | 5994100007074 | 25994100007078 | [14 empty] | 79.8 | [8 empty] | 87 (SET) | HB3 |  |  |  | 12 |  | Carton Twinbox | [13 empty] | E mark | [9 empty] | 9005XU |  |  | 295x170x121 (mm) | [10 empty] | HB3 | [8 empty] | 19 | [22 empty] | P20d | Tungsram | [5 empty] | 12 | Available
93098616 | TU 9006SXU B2 HB4 E1 12V 51W TU MIH | image | datasheet | deeplink | [18 empty] | 12 |  | 350 | 51 |  | 1095 | 9 (SET) | 5994100007081 | 25994100007085 | [14 empty] | 79.8 | [8 empty] | 87 (SET) | HB4 |  |  |  | 12 |  | Carton Twinbox | [13 empty] | E mark | [9 empty] | 9006SXU |  |  | 295x170x121 (mm) | [10 empty] | HB4 | [8 empty] | 19 | [22 empty] | P22d | Tungsram | [5 empty] | 12 | Available
93098495 | TU 53110SXU B2 H11 E1 12V 55W TU MIH | image | datasheet | deeplink | [18 empty] | 12 |  | 350 | 55 |  | 1350 | 9 (SET) | 5994100006220 | 25994100006224 | [14 empty] | 68 | [8 empty] | 87 (SET) | H11 |  |  |  | 11 |  | Carton Twinbox | [13 empty] | E mark | [9 empty] | 53110SXU |  |  | 295x170x121 (mm) | [10 empty] | H11 | [8 empty] | 19 | [22 empty] | PGJ19-2 | Tungsram | [5 empty] | 12 | Available
93098494 | TU 50310XU B2 H1 E1 12V 55W TU MIH | image | datasheet | deeplink | [18 empty] | 12 |  | 350 | 55 |  | 1550 | 9 (SET) | 5994100007203 | 25994100007207 | [14 empty] | 62.5 | [8 empty] | 35 (SET) | H1 |  |  |  | 8.5 |  | Carton Twinbox | [13 empty] | E mark | [9 empty] | 50310XU |  |  | 295x170x121 (mm) | [10 empty] | H1 | [8 empty] | 6 | [22 empty] | P14.5s | Tungsram | [5 empty] | 12 | Available
93098493 | TU 58520SXU B2 H7 E1 12V 55W TU MIH | image | datasheet | deeplink | [18 empty] | 12 |  | 350 | 55 |  | 1500 | 9 (SET) | 5994100007197 | 25994100007191 | [14 empty] | 60 | [8 empty] | 51.9 (SET) | H7 |  |  |  | 11 |  | Carton Twinbox | [13 empty] | E mark | [9 empty] | 58520SXU |  |  | 299x165x112 (mm) | [10 empty] | H7 | [8 empty] | 12.4 | [22 empty] | PX26d | Tungsram | [5 empty] | 12 | Available
93098492 | TU 50440SXU B2 H4 E1 12V 60/55W TU MIH | image | datasheet | deeplink | [18 empty] | 12 |  | 350 | 60/55 |  | 1650/1000 | 9 (SET) | 5994100007180 | 25994100007184 | [14 empty] | 87 | [8 empty] | 111 (SET) | H4 |  |  |  | 16.18 |  | Carton Twinbox | [13 empty] | E mark | [9 empty] | 50440SXU |  |  | 295x170x121 (mm) | [10 empty] | H4 | [8 empty] | 25 | [22 empty] | P43t | Tungsram | [5 empty] | 12 | Available
93098491 | TU 50340LU B2 H3 E1 12V 55W TU MIH | image | datasheet | deeplink | [18 empty] | 12 |  | 2500 | 55 |  | 1450 | 9 (SET) | 5994100007104 | 25994100007108 | [14 empty] | 42 | [8 empty] | 39 (SET) | H3 |  |  |  | 12.5 |  | Carton Twinbox | [13 empty] | E mark | [9 empty] | 50340LU |  |  | 295x170x121 (mm) | [10 empty] | H3 | [8 empty] | 7 | [22 empty] | PK22s | Tungsram | [5 empty] | 12 | Available
93098354 | TU 59000U B1 100W 12V PX26D TU MIH | image | datasheet | deeplink | [18 empty] | 12 |  |  | 100 |  | 2800 | 100 | 5994100007166 | 25994100007160 | [14 empty] | 60 | [8 empty] | 17 | 12V 100W PX26d |  |  |  | 11 |  | Carton Single box | [23 empty] | 59000U |  |  | 378x193x126 (mm) | [10 empty] | RALLY | [8 empty] | 12.4 | [22 empty] | PX26d | Tungsram | [5 empty] | 12 | Available
93097899 | TU 58520SBU B2 H7 E1 12V 55W TU MIH | image | datasheet | deeplink | [18 empty] | 12 |  | 250 | 55 |  | 1500 | 9 (SET) | 5994100007159 | 25994100007153 | [14 empty] | 60 | [7 empty] | up to 4200K | 51.9 (SET) | H7 |  |  |  | 11 |  | Carton Twinbox | [13 empty] | E mark | [9 empty] | 58520SBU |  |  | 299x165x112 (mm) | [10 empty] | H7 | [8 empty] | 12.4 | [22 empty] | PX26d | Tungsram | [5 empty] | 12 | Available
93097898 | TU 50310SBU B2 H1 E1 12V 55W TU MIH | image | datasheet | deeplink | [18 empty] | 12 |  | 250 | 55 |  | 1550 | 9 (SET) | 5994100007142 | 25994100007146 | [14 empty] | 62.5 | [7 empty] | up to 4200K | 35 (SET) | H1 |  |  |  | 8.5 |  | Carton Twinbox | [13 empty] | E mark | [9 empty] | 50310SBU |  |  | 295x170x121 (mm) | [10 empty] | H1 | [8 empty] | 6 | [22 empty] | P14.5s | Tungsram | [5 empty] | 12 | Available
93097897 | TU 58520LU B2 H7 E1 12V 55W TU MIH | image | datasheet | deeplink | [18 empty] | 12 |  | 1250 | 55 |  | 1500 | 9 (SET) | 5994100007128 | 25994100007122 | [14 empty] | 60 | [8 empty] | 51.9 (SET) | H7 |  |  |  | 11 |  | Carton Twinbox | [13 empty] | E mark | [9 empty] | 58520LU |  |  | 299x165x112 (mm) | [10 empty] | H7 | [8 empty] | 12.4 | [22 empty] | PX26d | Tungsram | [5 empty] | 12 | Available
93097896 | TU 50440LU B2 H4 E1 12V 60/55W TU MIH | image | datasheet | deeplink | [18 empty] | 12 |  | 3500 | 60/55 |  | 1650/1000 | 9 (SET) | 5994100007111 | 25994100007115 | [14 empty] | 87 | [8 empty] | 111 (SET) | H4 |  |  |  | 16.18 |  | Carton Twinbox | [13 empty] | E mark | [9 empty] | 50440LU |  |  | 295x170x121 (mm) | [10 empty] | H4 | [8 empty] | 25 | [22 empty] | P43t | Tungsram | [5 empty] | 12 | Available
93097345 | TU 1060HDL B10 E1 24V P21W BA15S TU MIH | image | datasheet | deeplink | [18 empty] | 24 |  |  | 21 |  | 460 | 200 | 5994100007173 | 25994100007177 | [14 empty] | 52.5 | [8 empty] | 11 | P21W |  |  |  | 26.5 |  | Carton 10 way box | [13 empty] | E mark | [9 empty] | 1060HDL |  |  | 291x146x206 (mm) | [10 empty] | P21W | [8 empty] | 9 | [22 empty] | BA15s | Tungsram | [5 empty] | 24 | Available
93097344 | TU 50310LU B2 H1 E1 12V 55W TU MIH | image | datasheet | deeplink | [18 empty] | 12 |  | 2000 | 55 |  | 1550 | 9 (SET) | 5994100007098 | 25994100007092 | [14 empty] | 62.5 | [8 empty] | 35 (SET) | H1 |  |  |  | 8.5 |  | Carton Twinbox | [13 empty] | E mark | [9 empty] | 50310LU |  |  | 295x170x121 (mm) | [10 empty] | H1 | [8 empty] | 6 | [22 empty] | P14.5s | Tungsram | [5 empty] | 12 | Available
93097343 | TU 1073HDNAL B10 E1 PY21W24VBAU15STUMIH | image | datasheet | deeplink | [18 empty] | 24 |  |  | 21 |  | 280 | 200 | 5994100007135 | 25994100007139 | [14 empty] | 52.5 | [8 empty] | 10 | PY21W |  |  |  | 26.5 |  | Carton 10 way box | [13 empty] | E mark | [9 empty] | 1073HDNA_L |  |  | 291x146x206 (mm) | [10 empty] | PY21W | [8 empty] | 9 | [22 empty] | BAU15s | Tungsram | [5 empty] | 24 | Available
93096783 | TU53750U B1 D1S E1 WXEN 35W TU MIH | image | datasheet | deeplink | [18 empty] | other |  |  | 35 |  | 3200 | 12 | 5994100007418 | 25994100007412 | [14 empty] | 82.8 | [7 empty] | exceeds 5500K in majority of lifetime | 94 | D1S |  |  |  | 10 |  | Carton Single box | [13 empty] | E mark | [9 empty] | 53750U |  |  | 302x109x95 (mm) | [10 empty] | D1S | [8 empty] | 68 | [22 empty] | PK32d-2 | Tungsram | [6 empty] | Available
93095977 | TU 2643HDL B10 E1 24V R10W BA15S TU MIH | image | datasheet | deeplink | [18 empty] | 24 |  |  | 10 |  | 125 | 200 | 5994100007319 | 25994100007313 | [14 empty] | 37.5 | [8 empty] | 8 | R10W |  |  |  | 19 |  | Carton 10 way box | [13 empty] | E mark | [9 empty] | 2643HDL |  |  | 246x226x92 (mm) | [10 empty] | R10W | [8 empty] | 7 | [22 empty] | BA15s | Tungsram | [5 empty] | 24 | Available
93095970 | TU53760U B1 D2S E1 WXEN 35W TU MIH | image | datasheet | deeplink | [18 empty] | other |  |  | 35 |  | 3200 | 12 | 5994100006954 | 25994100006958 | [14 empty] | 77 | [7 empty] | exceeds 5500K in majority of lifetime | 32 | D2S |  |  |  | 10 |  | Carton Single box | [13 empty] | E mark | [9 empty] | 53760U |  |  | 301x156x105 (mm) | [10 empty] | D2S | [8 empty] | 19 | [22 empty] | P32d-2 | Tungsram | [6 empty] | Available
93095514 | TU 53770U B1 D2R E1 WXEN 35W TU MIH | image | datasheet | deeplink | [18 empty] | other |  |  | 35 |  | 2800 | 12 | 5994100006961 | 25994100006965 | [14 empty] | 77 | [7 empty] | exceeds 5500K in majority of lifetime | 32 | D2R |  |  |  | 10 |  | Carton Single box | [13 empty] | E mark | [9 empty] | 53770U |  |  | 301x156x105 (mm) | [10 empty] | D2R | [8 empty] | 19 | [22 empty] | P32d-3 | Tungsram | [6 empty] | Available
93095513 | RP 53670U B1 D4S 35W E4 P32D-5 TU MIJ | image | datasheet | deeplink | [18 empty] | other |  |  | 35 |  | 3200 | 12 | 5994100006947 | 25994100006941 | [14 empty] | 77 | [8 empty] | 32 | D4S |  |  |  | 9 |  | Carton Single box | [13 empty] | E and DOT mark | [9 empty] | 53670U |  |  | 301x156x105 (mm) | [10 empty] | D4S | [8 empty] | 19.1 | [22 empty] | P32d-5 | Tungsram | [6 empty] | Available
93095512 | RP 53660U B1 D3S 35W E4 PK32D-5 TU MIJ | image | datasheet | deeplink | [18 empty] | other |  |  | 35 |  | 3200 | 12 | 5994100006930 | 25994100006934 | [14 empty] | 83.5 | [8 empty] | 94 | D3S |  |  |  | 9 |  | Carton Single box | [13 empty] | E and DOT mark | [9 empty] | 53660U |  |  | 307x115x105 (mm) | [10 empty] | D3S | [8 empty] | 68 | [22 empty] | PK32d-5 | Tungsram | [6 empty] | Available
93095511 | RP 53780U B1 D3S 35W E4 WXEN TU MIJ | image | datasheet | deeplink | [18 empty] | other |  |  | 35 |  | 3200 | 12 | 5994100006978 | 25994100006972 | [14 empty] | 83.5 | [7 empty] | exceeds 5500K in majority of lifetime | 94 | D3S |  |  |  | 9 |  | Carton Single box | [13 empty] | E mark | [9 empty] | 53780U |  |  | 307x115x105 (mm) | [10 empty] | D3S | [8 empty] | 68 | [22 empty] | PK32d-5 | Tungsram | [6 empty] | Available
93095510 | RP 53790U B1 D4S 35W E4 WXEN TU MIJ | image | datasheet | deeplink | [18 empty] | other |  |  | 35 |  | 3200 | 12 | 5994100006985 | 25994100006989 | [14 empty] | 77 | [7 empty] | exceeds 5500K in majority of lifetime | 31.7 | D4S |  |  |  | 9 |  | Carton Single box | [13 empty] | E mark | [9 empty] | 53790U |  |  | 301x156x105 (mm) | [10 empty] | D4S | [8 empty] | 19.1 | [22 empty] | P32d-5 | Tungsram | [6 empty] | Available
93095324 | TU 2627HDL B10 E1 24V R5W BA15S TU MIH | image | datasheet | deeplink | [18 empty] | 24 |  |  | 5 |  | 50 | 200 | 5994100006923 | 25994100006927 | [14 empty] | 37.5 | [8 empty] | 8 | R5W |  |  |  | 19 |  | Carton 10 way box | [13 empty] | E mark | [9 empty] | 2627HDL |  |  | 246x226x92 (mm) | [10 empty] | R5W | [8 empty] | 7 | [22 empty] | BA15s | Tungsram | [5 empty] | 24 | Available
93093890 | TU 50310SUP PB2 H1 E1 12V 55W TU MIH | image | datasheet | deeplink | [18 empty] | 12 |  | 250 | 55 |  | 1550 | 5 (SET) | 5994100006848 | 25994100006842 | [14 empty] | 62.5 | [7 empty] | up to 5000K | 169 (SET) | H1 |  |  |  | 8.5 |  | Plastic Twinbox | [13 empty] | E mark | [9 empty] | 50310SUP |  |  | 309x121x124 (mm) | [10 empty] | H1 | [8 empty] | 6 | [22 empty] | P14.5s | Tungsram | [5 empty] | 12 | Available
93093788 | TU 58520SUP PB2 H7 E1 12V 55W TU MIH | image | datasheet | deeplink | [18 empty] | 12 |  | 250 | 55 |  | 1500 | 5 (SET) | 5994100006879 | 25994100006873 | [14 empty] | 60 | [7 empty] | up to 5000K | 169 (SET) | H7 |  |  |  | 11 |  | Plastic Twinbox | [13 empty] | E mark | [9 empty] | 58520SUP |  |  | 309x121x124 (mm) | [10 empty] | H7 | [8 empty] | 12.4 | [22 empty] | PX26d | Tungsram | [5 empty] | 12 | Available
93093787 | TU 50440SUP PB2 H4 E1 12V 60/55W TU MIH | image | datasheet | deeplink | [18 empty] | 12 |  | 250 | 60/55 |  | 1650/1000 | 5 (SET) | 5994100006862 | 25994100006866 | [14 empty] | 87 | [7 empty] | up to 5000K | 169 (SET) | H4 |  |  |  | 16.18 |  | Plastic Twinbox | [13 empty] | E mark | [9 empty] | 50440SUP |  |  | 309x121x124 (mm) | [10 empty] | H4 | [8 empty] | 25 | [22 empty] | P43t | Tungsram | [5 empty] | 12 | Available
93093633 | TU 53500CMU B1 D2S E1 35W TU MIH | image | datasheet | deeplink | [18 empty] | other |  |  | 35 |  | 3200 | 12 | 5994100006893 | 25994100006897 | [14 empty] | 77 | [8 empty] | 31 | D2S |  |  |  | 10 |  | Carton Single box | [13 empty] | E mark | [9 empty] | 53500CMU |  |  | 301x156x105 (mm) | [10 empty] | D2S | [8 empty] | 19 | [22 empty] | P32d-2 | Tungsram | [6 empty] | Available
93093630 | TU 53620CMU B1 D1S E1 35W TU MIH | image | datasheet | deeplink | [18 empty] | other |  |  | 35 |  | 3200 | 12 | 5994100006886 | 25994100006880 | [14 empty] | 82.8 | [8 empty] | 94 | D1S |  |  |  | 10 |  | Carton Single box | [13 empty] | E mark | [9 empty] | 53620CMU |  |  | 307x115x105 (mm) | [10 empty] | D1S | [8 empty] | 68 | [22 empty] | PK32d-2 | Tungsram | [6 empty] | Available
93093565 | TU 53110SUP PB2 H11 E1 12V 55W TU MIH | image | datasheet | deeplink | [18 empty] | 12 |  | 250 | 55 |  | 1350 | 5 (SET) | 5994100006855 | 25994100006859 | [14 empty] | 68 | [7 empty] | up to 5000K | 169 (SET) | H11 |  |  |  | 11 |  | Plastic Twinbox | [13 empty] | E mark | [9 empty] | 53110SUP |  |  | 309x121x124 (mm) | [10 empty] | H11 | [8 empty] | 19 | [22 empty] | PGJ19-2 | Tungsram | [5 empty] | 12 | Available
93090295 | TU 1056L B1 E1 PY21W BAU15S TU MIH | image | datasheet | deeplink | [18 empty] | 12 |  | 3000 | 21 |  | 280 | 200 | 5994100005438 | 25994100005432 | [14 empty] | 52.5 | [8 empty] | 12 | PY21W |  |  |  | 26.5 |  | Carton Single box | [13 empty] | E mark | [9 empty] | 1056L |  |  | 280x271x117 (mm) | [10 empty] | PY21W | [8 empty] | 9 | [22 empty] | BAU15s | Tungsram | [5 empty] | 12 | Available
93089848 | TU 1077 BL2 E1 P21/5W 12V BAY15D TU MIH | image | datasheet | deeplink | [18 empty] | 12 |  |  | 21/5 |  | 440/35 | 10 (SET) | 5994100005612 | 25994100005616 | [14 empty] | 52.5 | [8 empty] | 31 (SET) | P21/5W |  |  |  | 26.5 |  | Twin Blister | [13 empty] | E mark | [9 empty] | 1077 |  |  | 146x143x109 (mm) | [10 empty] | P21/5W | [8 empty] | 9 | [22 empty] | BAY15d | Tungsram | [5 empty] | 12 | Available
93088860 | TU 1077L BL2 E1 P21/5W 12V BAY15D TU MIH | image | datasheet | deeplink | [18 empty] | 12 |  | 1000/5000 | 21/5 |  | 440/35 | 10 (SET) | 5994100005636 | 25994100005630 | [14 empty] | 52.5 | [8 empty] | 56 (SET) | P21/5W |  |  |  | 26.5 |  | Twin Blister | [13 empty] | E mark | [9 empty] | 1077L |  |  | 146x143x109 (mm) | [10 empty] | P21/5W | [8 empty] | 9 | [22 empty] | BAY15d | Tungsram | [5 empty] | 12 | Available
93088859 | TU 1077L B1 E1 P21/5W 12V BAY15D TU MIH | image | datasheet | deeplink | [18 empty] | 12 |  | 1000/5000 | 21/5 |  | 440/35 | 200 | 5994100005643 | 25994100005647 | [14 empty] | 52.5 | [8 empty] | 12 | P21/5W |  |  |  | 26.5 |  | Carton Single box | [13 empty] | E mark | [9 empty] | 1077L |  |  | 280x271x117 (mm) | [10 empty] | P21/5W | [8 empty] | 9 | [22 empty] | BAY15d | Tungsram | [5 empty] | 12 | Available
93088858 | TU 1077 B1 E1 P21/5W 12V BAY15D TU MIH | image | datasheet | deeplink | [18 empty] | 12 |  |  | 21/5 |  | 440/35 | 200 | 5994100005629 | 25994100005623 | [14 empty] | 52.5 | [8 empty] | 12 | P21/5W |  |  |  | 26.5 |  | Carton Single box | [13 empty] | E mark | [9 empty] | 1077 |  |  | 280x271x117 (mm) | [10 empty] | P21/5W | [8 empty] | 9 | [22 empty] | BAY15d | Tungsram | [5 empty] | 12 | Available
93088857 | TU 1057 B1 E1 P21W 12V BA15S TU MIH | image | datasheet | deeplink | [18 empty] | 12 |  |  | 21 |  | 460 | 200 | 5994100005452 | 25994100005456 | [14 empty] | 52.5 | [8 empty] | 12 | P21W |  |  |  | 26.5 |  | Carton Single box | [13 empty] | E mark | [9 empty] | 1057 |  |  | 280x271x117 (mm) | [10 empty] | P21W | [8 empty] | 9 | [22 empty] | BA15s | Tungsram | [5 empty] | 12 | Available
93088856 | TU 1057 BL2 E1 P21W 12V BA15S TU MIH | image | datasheet | deeplink | [18 empty] | 12 |  |  | 21 |  | 460 | 10 (SET) | 5994100005445 | 25994100005449 | [14 empty] | 52.5 | [8 empty] | 31 (SET) | P21W |  |  |  | 26.5 |  | Twin Blister | [13 empty] | E mark | [9 empty] | 1057 |  |  | 146x143x109 (mm) | [10 empty] | P21W | [8 empty] | 9 | [22 empty] | BA15s | Tungsram | [5 empty] | 12 | Available
93088712 | TU 1056 B1 E1 PY21W BAU15S TU MIH | image | datasheet | deeplink | [18 empty] | 12 |  |  | 21 |  | 280 | 200 | 5994100005421 | 25994100005425 | [14 empty] | 52.5 | [8 empty] | 12 | PY21W |  |  |  | 26.5 |  | Carton Single box | [13 empty] | E mark | [9 empty] | 1056 |  |  | 280x271x117 (mm) | [10 empty] | PY21W | [8 empty] | 9 | [22 empty] | BAU15s | Tungsram | [5 empty] | 12 | Available
93088711 | TU 1057L B1 E1 P21W 12V BA15S TU MIH | image | datasheet | deeplink | [18 empty] | 12 |  | 1000 | 21 |  | 460 | 200 | 5994100005537 | 25994100005531 | [14 empty] | 52.5 | [8 empty] | 12 | P21W |  |  |  | 26.5 |  | Carton Single box | [13 empty] | E mark | [9 empty] | 1057L |  |  | 280x271x117 (mm) | [10 empty] | P21W | [8 empty] | 9 | [22 empty] | BA15s | Tungsram | [5 empty] | 12 | Available
93088612 | TU 50440NXNU PB2 H4 12V60/55W E1 TU MIH | image | datasheet | deeplink | [18 empty] | 12 |  | 250 | 60/55 |  | 1650/1000 | 5 (SET) | 5994100006831 | 25994100006835 | [14 empty] | 87 | [8 empty] | 194 (SET) | H4 |  |  |  | 16.18 |  | Plastic Twinbox | [13 empty] | E mark | [9 empty] | 50440NXNU |  |  | 309x121x124 (mm) | [10 empty] | H4 | [8 empty] | 25 | [22 empty] | P43t | Tungsram | [5 empty] | 12 | Available
93088611 | TU 58520NXNU PB2 H7 12V55W E1 TU MIH | image | datasheet | deeplink | [18 empty] | 12 |  | 250 | 55 |  | 1500 | 5 (SET) | 5994100006817 | 25994100006811 | [14 empty] | 60 | [8 empty] | 190 (SET) | H7 |  |  |  | 11 |  | Plastic Twinbox | [13 empty] | E mark | [9 empty] | 58520NXNU |  |  | 309x121x124 (mm) | [10 empty] | H7 | [8 empty] | 12.4 | [22 empty] | PX26d | Tungsram | [5 empty] | 12 | Available
93088264 | TU 1057L BL2 E1 P21W 12V BA15S TU MIH | image | datasheet | deeplink | [18 empty] | 12 |  | 1000 | 21 |  | 460 | 10 (SET) | 5994100005520 | 25994100005524 | [14 empty] | 52.5 | [8 empty] | 31 (SET) | P21W |  |  |  | 26.5 |  | Twin Blister | [13 empty] | E mark | [9 empty] | 1057L |  |  | 146x143x109 (mm) | [10 empty] | P21W | [8 empty] | 9 | [22 empty] | BA15s | Tungsram | [5 empty] | 12 | Available
93088263 | TU 1056 BL2 E1 PY21W BAU15S TU MIH | image | datasheet | deeplink | [18 empty] | 12 |  |  | 21 |  | 280 | 10 (SET) | 5994100005414 | 25994100005418 | [14 empty] | 52.5 | [8 empty] | 56 (SET) | PY21W |  |  |  | 26.5 |  | Twin Blister | [13 empty] | E mark | [9 empty] | 1056 |  |  | 146x143x109 (mm) | [10 empty] | PY21W | [8 empty] | 9 | [22 empty] | BAU15s | Tungsram | [5 empty] | 12 | Available
93102162 | LU400/T/E40 TU | image | datasheet | deeplink | Yes |  |  | 0.53 |  | only with specific dimmers |  |  | 4.6 | [5 empty] | 392.6 | 48300 | <10 |  | 100 | Standard | [5 empty] | 5994100016885 | 15994100016882 | [5 empty] | 12 |  |  | 123 |  |  |  | 0.42 | 175 | 278 | 163 |  |  |  |  | <180 | [5 empty] | Tubular | Clear |  | 48 | SLEEVE |  | 203 | 288 EUR. 372 UK |  | 0.99 |  | 0.996 | [5 empty] | <300 | Not CE complaint |  |  |  | 288 | 372 |  | 0.975 | 0.982 |  |  | 864 |  | 215 x 162 x 349 (mm) | Yes | U - Universal |  |  |  | 0.955 | 0.97 | [5 empty] | 1116 | 85.3 | 15.8 |  | 0.88 |  | 0.91 |  |  |  | Exempt | 0.88 |  |  |  |  | 0.815 |  |  | 0.74 | [7 empty] | 0.84 | 0.74 |  | E40 | Tungsram | 25 | 2000 | 2000 | 48300 | 400 | 100 | Available
93102194 | ARC250/T/UVC/H/742/E40 TU** | image | datasheet | deeplink | Yes |  |  | 0.371 |  | No |  |  | 2.8 | [5 empty] | 268.1 | 22700 | <30 |  | 112 | Standard | [5 empty] | 5994100017202 | 15994100017209 | [5 empty] | 12 |  |  | 84.7 |  |  | 742 | 0.366 | 150 | 220 | 149 |  |  |  |  | <270 | [5 empty] | Tubular | Clear |  | 48 | SLEEVE |  | 187 | 288 EUR. 372 UK |  | 0.75 |  | 0.998 | [5 empty] | <300 | Not CE complaint | OUTER BOX |  |  | 288 | 372 |  | 0.67 | 0.99 |  |  | 864 |  | 215 x 162 x 284 (mm) | Yes | Horizontal ±15° |  |  |  | 0.63 | 0.95 | [5 empty] | 1116 | 21.5 | 24.8 |  | 0.58 |  | 0.5 |  |  |  | Exempt | 0.58 | [18 empty] | E40 | Tungsram | 70 | 4200 | 4200 | 22700 | 250 | 112 | Available
93102195 | ARC400/T/UVC/H/742/E40 TU | image | datasheet | deeplink | Yes |  |  | 0.372 |  | No |  |  | 4.4 | [5 empty] | 403.8 | 35300 | <30 |  | 105 | Standard | [5 empty] | 5994100017219 | 15994100017216 | [5 empty] | 12 |  |  | 87.4 |  |  | 742 | 0.371 | 175 | 260 | 160 |  |  |  |  | <270 | [5 empty] | Tubular | Clear |  | 48 |  |  | 202 | 288 EUR. 336 UK |  | 0.88 |  | 0.99 | [5 empty] | <300 | Not CE complaint |  |  |  | 288 | 336 |  | 0.76 | 0.945 |  |  | 864 |  | 221 x 176 x 307 (mm) | Yes | Horizontal ±15° |  |  |  | 0.68 | 0.85 | [5 empty] | 1008 | 37 | 37.7 |  | 0.58 |  | 0.58 |  |  |  | Exempt | 0.58 | [18 empty] | E40 | Tungsram | 70 | 4200 | 4200 | 35300 | 400 | 105 | Available
93102172 | KRC400/T/UVC/H/960/E40 TU | image | datasheet | deeplink | Yes |  |  | 0.322 |  | No |  |  | 3.5 | [5 empty] | 380.4 | 26100 | <30 |  | 118 | Standard | [5 empty] | 5994100016984 | 15994100016981 | [5 empty] | 12 |  |  | 68.6 |  |  | 960 | 0.33 | 175 | 270 | 168 |  |  |  |  | <180 | [5 empty] | Tubular | Clear |  | 59 | SLEEVE |  | 212 | 216 EUR. 264 UK |  | 0.83 |  | 0.99 | [5 empty] | <300 | Not CE complaint |  |  |  | 216 | 264 |  | 0.78 | 0.965 |  |  | 648 |  | 320 x 250 x 370 (mm) | Yes | Horizontal ±45° |  |  |  | 0.72 | 0.915 | [5 empty] | 792 | 46 | 14 |  | 0.55 |  | 0.65 |  |  |  | Exempt | 0.55 | [18 empty] | E40 | Tungsram | 90 | 6000 | 6000 | 26100 | 400 | 118 | Available
93102230 | SPL1000/T/H/960/E40 TU | image | datasheet | deeplink | Yes |  |  | 0.322 |  | No |  |  | 9.5 | [5 empty] | 1042.8 | 84500 | <30 |  | 120 | Standard | [5 empty] | 5994100017561 | 15994100017568 | [5 empty] | 4 |  |  | 81 |  |  | 960 | 0.332 | 229 | 334 | 248 |  |  |  |  | <240 | [5 empty] | Tubular | Clear |  | 66 |  |  | 423 | 48 EUR. 48 UK |  | 0.869 |  | 0.938 | [5 empty] | <300 |  |  |  |  | 48 | 48 |  | 0.78 | 0.85 |  |  | 96 |  | 266 x 266 x 472 (mm) | Yes | Horizontal ±60° |  |  |  | 0.72 | 0.705 | [5 empty] | 96 | 50 | 61.5 | [7 empty] | Exempt | [19 empty] | E40 | Tungsram | 93 | 6000 | 6000 | 84500 | 1000 | 120 | Available
93102205 | LU70/90/MO/T/E27 TU | image | datasheet | deeplink | Yes |  |  | 0.53 |  | only with specific dimmers | G |  | 1 | [5 empty] | 71 | 6400 | <10 | 71 | 90 | Standard | [5 empty] | 5994100017318 | 15994100017315 | [5 empty] | 25 |  |  | 90.3 |  |  |  | 0.43 | 98 | 156 | 62 |  |  |  |  | <240 | [5 empty] | Tubular | Clear |  | 37 |  |  | 81 | 375 EUR. 500 UK |  | 0.968 |  | 0.998 | [5 empty] | <300 | ECODESIGN Scope 2019/2020 EU |  |  |  | 375 | 500 |  | 0.937 | 0.983 |  |  | 1875 |  | 219 x 218 x 208 (mm) | Yes | U - Universal |  |  |  | 0.92 | 0.963 | [5 empty] | 2500 | 36.6 | 10 |  | 0.889 |  | 0.84 |  |  |  | Exempt | 0.889 |  |  |  |  | 0.861 |  |  | 0.841 | [7 empty] | 0.74 | 0.65 |  | E27 | Tungsram | 25 | 2000 | 2000 | 6400 | 70 | 90 | Available
93102185 | ARC70/TD/UVC/742/RX7s TU | image | datasheet | deeplink | Yes |  |  | 0.371 |  | No | G |  | 1 | [5 empty] | 75 | 5500 | <30 | 75 | 95 | Standard | [5 empty] | 5994100017110 | 15994100017117 | [5 empty] | 12 |  |  | 73.3 |  |  | 742 | 0.366 | 57 | 118 | 23 |  |  |  |  | <180 | [5 empty] | Double-capped | Clear |  | 21 |  |  | 57 | 408 EUR. 540 UK |  | 0.75 |  | 1 | [5 empty] | <300 | ECODESIGN Scope 2019/2020 EU |  |  |  | 408 | 540 |  | 0.67 | 0.963 |  |  | 1632 |  | 174 x 135 x 219 (mm) | Yes | Horizontal ±45° |  |  |  | 0.63 | 0.93 | [5 empty] | 2160 | 8.5 | 8.3 | [7 empty] | Exempt | [19 empty] | Rx7s | Tungsram | 78 | 4200 | 4200 | 5500 | 70 | 95 | Available
93102184 | ARC150/TD/UVC/742/RX7s-24 TU | image | datasheet | deeplink | Yes |  |  | 0.371 |  | No | G |  | 1.8 | [5 empty] | 150 | 12000 | <30 | 150 | 95 | Standard | [5 empty] | 5994100017103 | 15994100017100 | [5 empty] | 12 |  |  | 80 |  |  | 742 | 0.366 | 66 | 136 | 35 |  |  |  |  | <180 | [5 empty] | Double-capped | Clear |  | 23 |  |  | 68 | 408 EUR. 540 UK |  | 0.86 |  | 1 | [5 empty] | <300 | ECODESIGN Scope 2019/2020 EU |  |  |  | 408 | 540 |  | 0.78 | 0.963 |  |  | 1632 |  | 176 x 136 x 218 (mm) | Yes | Horizontal ±45° |  |  |  | 0.72 | 0.93 | [5 empty] | 2160 | 18 | 12 | [7 empty] | Exempt | [19 empty] | RX7s-24 | Tungsram | 70 | 4200 | 4200 | 12000 | 150 | 95 | Available
93102190 | CMH150/TD/UVC/942/RX7s-24 TU | image | datasheet | deeplink | Yes |  |  | 0.371 |  | only with specific dimmers | F |  | 1.8 | [5 empty] | 141.1 | 13700 | < 2 | 142 | 96 | Standard | [5 empty] | 5994100017165 | 15994100017162 | [5 empty] | 12 |  |  | 97.1 |  |  | 942 | 0.366 | 66 | 136 | 33 |  |  |  |  | <240 | [5 empty] | Double-capped | Clear |  | 23 |  |  | 68 | 408 EUR. 540 UK |  | 0.958 |  | 1 | [5 empty] | <300 | ECODESIGN Scope 2019/2020 EU |  |  |  | 408 | 540 |  | 0.914 | 1 |  |  | 1632 |  | 176 x 136 x 218 (mm) | Yes | Horizontal ±45° |  |  |  | 0.869 | 0.99 | [5 empty] | 2160 | 10 | 8.5 |  | 0.736 |  | 0.78 |  |  |  | Exempt | 0.736 |  |  |  |  | 0.648 | [13 empty] | RX7s-24 | Tungsram | 90 | 4000 | 4000 | 13700 | 150 | 96 | Available
93102242 | LU100/100/MO/T/E40 TU | image | datasheet | deeplink | Yes |  |  | 0.53 |  | only with specific dimmers | F |  | 1.2 | [5 empty] | 97.8 | 9600 | <10 | 98 | 100 | Standard | [5 empty] | 5994100017684 | 15994100017681 | [5 empty] | 12 |  |  | 98.2 |  |  |  | 0.43 | 133 | 209 | 140 |  |  |  |  | <240 | [5 empty] | Tubular | Clear |  | 48 |  |  | 176 | 288 EUR. 372 UK |  | 0.968 |  | 0.998 | [5 empty] | <300 | ECODESIGN Scope 2019/2020 EU |  |  |  | 288 | 372 |  | 0.937 | 0.983 |  |  | 864 |  | 215 x 162 x 284 (mm) | Yes | U - Universal |  |  |  | 0.92 | 0.963 | [5 empty] | 1116 | 45.8 | 13.3 |  | 0.889 |  | 0.84 |  |  |  | Exempt | 0.889 |  |  |  |  | 0.861 |  |  | 0.841 | [7 empty] | 0.74 | 0.65 |  | E40 | Tungsram | 25 | 2000 | 2000 | 9600 | 100 | 100 | Available
93102225 | CMH35/MR16/UVC/U/930/GX10/FL TU | image | datasheet | deeplink | Yes | 25 |  | 0.434 |  | No | G |  | 0.42 |  |  |  |  | 5300 | 38.3 | 2000 | <5 | 39 | 90 | Standard | [5 empty] | 5994100017516 | 15994100017513 | [5 empty] | 12 |  |  | 52.2 |  |  | 930 | 0.398 |  | 55 | 64 |  |  |  |  | <90 | [5 empty] | Reflector MR16 | Clear |  | 51 | BOX |  | 100 | 288 EUR. 348 UK |  | 0.77 |  | 1 |  |  | 2000 |  |  | <300 | ECODESIGN Scope 2019/2020 EU | OUTER BOX |  |  | 288 | 348 |  | 0.65 | 0.998 |  |  | 4032 |  | 226 x 171 x 77 (mm) | Yes | U - Universal |  |  |  | 0.628 | 0.976 | [5 empty] | 4872 | 4.65 | 4.5 | [7 empty] | Exempt | [19 empty] | GX10 | Tungsram | 90 | 3000 | 3000 | 2000 | 35 | 90 | Available
93102193 | CMH20/MR16/UVC/U/830/GX10/FL TU | image | datasheet | deeplink | Yes | 25 |  | 0.434 |  | No | G |  | 0.21 |  |  |  |  | 2900 | 19.7 | 800 | <5 | 20 | 95 | Standard | [5 empty] | 5994100017196 | 15994100017193 | [5 empty] | 12 |  |  | 40.6 |  |  | 830 | 0.398 |  | 55 | 60 |  |  |  |  | <90 | [5 empty] | Reflector MR16 | Clear |  | 51 | BOX |  | 92 | 288 EUR. 348 UK |  | 0.745 |  | 1 |  |  | 800 |  |  | <300 | ECODESIGN Scope 2019/2020 EU |  |  |  | 288 | 348 |  | 0.679 | 0.997 |  |  | 4032 |  | 226 x 171 x 77 (mm) | Yes | U - Universal |  |  |  | 0.642 | 0.979 | [5 empty] | 4872 | 3.35 | 2.3 |  | 0.576 |  | 0.5 |  |  |  | Exempt | 0.576 | [18 empty] | GX10 | Tungsram | 80 | 3000 | 3000 | 800 | 20 | 95 | Available
93102198 | CMH150/E/UVC/O/U/942/E27/C TU | image | datasheet | deeplink | Yes |  |  | 0.371 |  | No | G |  | 1.8 | [5 empty] | 148.4 | 12700 | < 10 | 149 | 96 | Standard | [5 empty] | 5994100017240 | 15994100017247 | [5 empty] | 6 |  |  | 85.6 |  |  | 942 | 0.366 | 86 | 137 | 86 |  |  |  |  | <180 | [5 empty] | Elliptical | Clear |  | 55 |  |  | 95 | 132 EUR. 174 UK |  | 0.871 |  | 0.996 | [5 empty] | <300 | ECODESIGN Scope 2019/2020 EU |  |  |  | 132 | 174 |  | 0.804 | 0.978 |  |  | 792 |  | 236 x 166 x 167 (mm) | Yes | U - Universal |  |  |  | 0.75 | 0.938 | [5 empty] | 1044 | 10 | 9 |  | 0.638 |  | 0.678 |  |  |  | Exempt | 0.638 |  |  |  |  | 0.62 | [10 empty] | 0.441 |  |  | E27 | Tungsram | 90 | 4200 | 4200 | 12700 | 150 | 96 | Available
93102168 | SPL2000/L/H/651/SPEC TU | image | datasheet | deeplink | Yes |  |  | 0.342 |  | No |  |  | 10.3 | [5 empty] | 2126.7 | 178400 | <30 |  | 230 | Standard | [5 empty] | 5994100016946 | 15994100016943 | [5 empty] | 1 |  |  | 83.9 |  |  | 651 | 0.349 |  | 311 | 112 |  |  |  |  | <240 | [5 empty] | Double-capped | Diffuse |  | 26 | BOX |  | 267 | 18 EUR. 23 UK |  | 0.753 |  | 0.915 | [5 empty] | <300 |  |  |  |  | 18 | 23 |  | 0.645 | 0.765 |  |  | 126 |  | 338 x 136 x 141 (mm) | Yes | Horizontal ±15° |  |  |  | 0.6 | 0.5 | [5 empty] | 161 | 198 | 73 | [7 empty] | RG-3 | [19 empty] | Special | Tungsram | 65 | 5100 | 5100 | 178400 | 2000 | 230 | Available
93095374 | CMH35/T/UVC/U/942/G12 TU | image | datasheet | deeplink | Yes |  |  | 0.371 |  | No | G |  | 0.43 | [5 empty] | 40.5 | 3500 | < 2 | 41 | 90 | Standard | [5 empty] | 5994100016021 | 15994100016028 | [5 empty] | 12 |  |  | 86.4 |  |  | 942 | 0.366 | 56 | 90 | 23 |  |  |  |  | <120 | [5 empty] | Tubular T4.5 | Clear |  | 15 | BOX |  | 33 | 396 EUR. 504 UK |  | 0.891 |  | 1 | [5 empty] | <300 | ECODESIGN Scope 2019/2020 EU |  |  |  | 396 | 504 |  | 0.848 | 0.999 |  |  | 2772 |  | 186 x 146 x 140 (mm) | Yes | U - Universal |  |  |  | 0.816 | 0.996 | [5 empty] | 3528 | 4.3 | 4.7 |  | 0.766 |  | 0.9 |  |  |  | Exempt | 0.766 |  |  |  |  | 0.744 |  |  | 0.732 | [7 empty] | 0.67 |  |  | G12 | Tungsram | 88 | 4200 | 4200 | 3500 | 35 | 90 | Available
93102191 | CMH70/TD/UVC/942/RX7s TU | image | datasheet | deeplink | Yes |  |  | 0.371 |  | only with specific dimmers | G |  | 1 | [5 empty] | 72.2 | 6200 | < 2 | 73 | 90 | Standard | [5 empty] | 5994100017172 | 15994100017179 | [5 empty] | 12 |  |  | 85.9 |  |  | 942 | 0.366 | 57 | 118 | 24 |  |  |  |  | <240 | [5 empty] | Double-capped | Clear |  | 21 |  |  | 60 | 408 EUR. 540 UK |  | 0.791 |  | 1 | [5 empty] | <300 | ECODESIGN Scope 2019/2020 EU |  |  |  | 408 | 540 |  | 0.738 | 1 |  |  | 1632 |  | 176 x 136 x 218 (mm) | Yes | Horizontal ±45° |  |  |  | 0.707 | 0.99 | [5 empty] | 2160 | 7 | 6.4 |  | 0.653 |  | 0.78 |  |  |  | Exempt | 0.653 |  |  |  |  | 0.631 | [13 empty] | Rx7s | Tungsram | 90 | 4050 | 4050 | 6200 | 70 | 90 | Available
93102166 | CMH400/TT/UVC/U/830/E40 TU | image | datasheet | deeplink | Yes |  |  | 0.43 |  | only with specific dimmers | F |  | 4.2 | [5 empty] | 413 | 41600 | <10 | 413 | 110 | Standard | [5 empty] | 5994100016922 | 15994100016929 | [5 empty] | 12 |  |  | 100.8 |  |  | 830 | 0.39 | 175 | 270 | 176 |  |  |  |  | <240 | [5 empty] | Tubular | Clear |  | 59 |  |  | 220 | 216 EUR. 264 UK |  | 0.88 |  | 1 | [5 empty] | <300 | ECODESIGN Scope 2019/2020 EU |  |  |  | 216 | 264 |  | 0.837 | 0.968 |  |  | 648 |  | 256 x 194 x 322 (mm) | Yes | U - Universal |  |  |  | 0.8 | 0.933 | [5 empty] | 792 | 21.5 | 37.5 |  | 0.764 |  | 0.77 |  |  |  | Exempt | 0.764 |  |  |  |  | 0.744 |  |  | 0.732 | [7 empty] | 0.636 | 0.5 |  | E40 | Tungsram | 80 | 3050 | 3050 | 41600 | 400 | 120 | Available
93102179 | ARC250/T/UVC/VBU/960/E40 TU | image | datasheet | deeplink | Yes |  |  | 0.322 |  | No |  |  | 2.8 | [5 empty] | 268.8 | 19300 | <30 |  | 112 | Standard | [5 empty] | 5994100017059 | 15994100017056 | [5 empty] | 12 |  |  | 71.8 |  |  | 960 | 0.332 | 150 | 219 | 155 |  |  |  |  | <270 | [5 empty] | Tubular | Clear |  | 48 |  |  | 186 | 288 EUR. 372 UK |  | 0.75 |  | 0.998 | [5 empty] | <300 | Not CE complaint |  |  |  | 288 | 372 |  | 0.67 | 0.99 |  |  | 864 |  | 215 x 162 x 284 (mm) | Yes | VBU - Vert Base Up |  |  |  | 0.63 | 0.95 | [5 empty] | 1116 | 30 | 14.3 |  | 0.58 |  | 0.5 |  |  |  | Exempt | 0.58 | [18 empty] | E40 | Tungsram | 90 | 6000 | 6000 | 19300 | 250 | 112 | Available
93095373 | CMH150/T/UVC/U/830/G12 TU | image | datasheet | deeplink | Yes |  |  | 0.434 |  | No | F |  | 1.8 | [5 empty] | 145.7 | 15000 | < 2 | 146 | 93 | Standard | [5 empty] | 5994100016014 | 15994100016011 | [5 empty] | 12 |  |  | 103 |  |  | 830 | 0.398 | 56 | 100 | 32 |  |  |  |  | <180 | [5 empty] | Tubular T6 | Clear |  | 20 |  |  | 42 | 396 EUR. 504 UK |  | 0.881 |  | 1 | [5 empty] | <300 | ECODESIGN Scope 2019/2020 EU |  |  |  | 396 | 504 |  | 0.833 | 0.97 |  |  | 2772 |  | 186 x 146 x 140 (mm) | Yes | U - Universal |  |  |  | 0.801 | 0.88 | [5 empty] | 3528 | 10.5 | 11.6 |  | 0.746 |  | 0.5 |  |  |  | Exempt | 0.746 | [18 empty] | G12 | Tungsram | 80 | 3000 | 3000 | 15000 | 150 | 93 | Available
93102197 | CMH35/TD/UVC/830/RX7s TU | image | datasheet | deeplink | Yes |  |  | 0.43 |  | only with specific dimmers | G |  | 0.5 | [5 empty] | 38.2 | 3200 | < 2 | 39 | 90 | Standard | [5 empty] | 5994100017233 | 15994100017230 | [5 empty] | 12 |  |  | 83.8 |  |  | 830 | 0.4 | 57 | 118 | 22 |  |  |  |  | <240 | [5 empty] | Double-capped | Clear |  | 21 | SLEEVE |  | 58 | 408 EUR. 540 UK |  | 0.743 |  | 1 | [5 empty] | <300 | ECODESIGN Scope 2019/2020 EU | OUTER BOX |  |  | 408 | 540 |  | 0.682 | 1 |  |  | 1632 |  | 176 x 136 x 218 (mm) | Yes | Horizontal ±45° |  |  |  | 0.647 | 0.99 | [5 empty] | 2160 | 4.65 | 4.5 |  | 0.587 |  | 0.78 |  |  |  | Exempt | 0.587 |  |  |  |  | 0.562 | [13 empty] | Rx7s | Tungsram | 83 | 2900 | 2900 | 3200 | 35 | 90 | Available
93102188 | CMH70/TD/UVC/830/RX7s TU | image | datasheet | deeplink | Yes |  |  | 0.434 |  | only with specific dimmers | G |  | 1 | [5 empty] | 73.4 | 6500 | < 2 | 74 | 95 | Standard | [5 empty] | 5994100017141 | 15994100017148 | [5 empty] | 12 |  |  | 88.6 |  |  | 830 | 0.398 | 57 | 118 | 24 |  |  |  |  | <240 | [5 empty] | Double-capped | Clear |  | 21 |  |  | 60 | 408 EUR. 540 UK |  | 0.791 |  | 1 | [5 empty] | <300 | ECODESIGN Scope 2019/2020 EU |  |  |  | 408 | 540 |  | 0.738 | 1 |  |  | 1632 |  | 176 x 136 x 218 (mm) | Yes | Horizontal ±45° |  |  |  | 0.707 | 0.99 | [5 empty] | 2160 | 7.6 | 6.3 |  | 0.653 |  | 0.78 |  |  |  | Exempt | 0.653 |  |  |  |  | 0.631 | [13 empty] | Rx7s | Tungsram | 80 | 3000 | 3000 | 6500 | 70 | 95 | Available
93102237 | LU150/100/XO/T/E40 TU | image | datasheet | deeplink | Yes |  |  | 0.53 |  | only with specific dimmers | F |  | 1.8 | [5 empty] | 153 | 17600 | <5 | 153 | 100 | Standard | [5 empty] | 5994100017639 | 15994100017636 | [5 empty] | 12 |  |  | 115 |  |  |  | 0.43 | 133 | 209 | 143 |  |  |  |  | <240 | [5 empty] | Tubular | Clear |  | 48 |  |  | 178 | 288 EUR. 372 UK |  | 0.937 |  | 1 | [5 empty] | <300 | ECODESIGN Scope 2019/2020 EU |  |  |  | 288 | 372 |  | 0.923 | 1 |  |  | 864 |  | 215 x 162 x 284 (mm) | Yes | U - Universal |  |  |  | 0.915 | 1 | [5 empty] | 1116 | 57.6 | 13.3 |  | 0.902 |  | 1 |  |  |  | Exempt | 0.902 |  |  |  |  | 0.896 |  |  | 0.894 | [7 empty] | 0.998 | 0.991 |  | E40 | Tungsram | 25 | 2100 | 2100 | 17600 | 150 | 100 | Available
93102238 | LU250/XO/T/E40 TU | image | datasheet | deeplink | Yes |  |  | 0.53 |  | only with specific dimmers | E |  | 3 | [5 empty] | 259.8 | 33200 | <10 | 260 | 100 | Standard | [5 empty] | 5994100017646 | 15994100017643 | [5 empty] | 12 |  |  | 127.8 |  |  |  | 0.43 | 158 | 260 | 149 |  |  |  |  | <180 | [5 empty] | Tubular | Clear |  | 48 |  |  | 190 | 288 EUR. 372 UK |  | 1 |  | 1 | [5 empty] | <300 | ECODESIGN Scope 2019/2020 EU |  |  |  | 288 | 372 |  | 0.999 | 1 |  |  | 864 |  | 215 x 162 x 349 (mm) | Yes | U - Universal |  |  |  | 0.992 | 1 | [5 empty] | 744 | 65.3 | 23.2 |  | 0.971 |  | 1 |  |  |  | Exempt | 0.971 |  |  |  |  | 0.956 |  |  | 0.948 | [7 empty] | 0.998 | 0.991 |  | E40 | Tungsram | 25 | 2100 | 2100 | 33200 | 250 | 115 | Available
93102231 | LU400/XO/T/E40 TU | image | datasheet | deeplink | Yes |  |  | 0.53 |  | only with specific dimmers | E |  | 4.5 | [5 empty] | 408 | 56500 | <10 | 408 | 100 | Standard | [5 empty] | 5994100017578 | 15994100017575 | [5 empty] | 12 |  |  | 138.5 |  |  |  | 0.43 | 175 | 277 | 166 |  |  |  |  | <300 | [5 empty] | Tubular | Clear |  | 48 |  |  | 208 | 288 EUR. 372 UK |  | 0.998 |  | 1 | [5 empty] | <300 | ECODESIGN Scope 2019/2020 EU |  |  |  | 288 | 372 |  | 0.996 | 1 |  |  | 864 |  | 215 x 162 x 349 (mm) | Yes | U - Universal |  |  |  | 0.987 | 1 | [5 empty] | 744 | 87 | 19.2 |  | 0.938 |  | 1 |  |  |  | Exempt | 0.938 |  |  |  |  | 0.892 |  |  | 0.867 | [7 empty] | 0.998 | 0.991 |  | E40 | Tungsram | 25 | 2100 | 2100 | 56500 | 400 | 100 | Available
93102239 | LU100/100/XO/D/E40 TU | image | datasheet | deeplink | Yes |  |  | 0.53 |  | only with specific dimmers | F |  | 1.2 | [5 empty] | 102 | 10200 | <10 | 102 | 100 | Standard | [5 empty] | 5994100017653 | 15994100017650 | [5 empty] | 12 |  |  | 100 |  |  |  | 0.43 |  | 186 | 131 |  |  |  |  | <210 | [5 empty] | Elliptical | Coated |  | 77 | SLEEVE |  | 163 | 120 EUR. 168 UK |  | 0.937 |  | 1 | [5 empty] | <300 | ECODESIGN Scope 2019/2020 EU |  |  |  | 120 | 168 |  | 0.923 | 1 |  |  | 600 |  | 331 x 250 x 215 (mm) | Yes | U - Universal |  |  |  | 0.915 | 1 | [5 empty] | 840 | 45.8 | 13.3 |  | 0.902 |  | 1 |  |  |  | Exempt | 0.902 |  |  |  |  | 0.896 |  |  | 0.894 | [7 empty] | 0.998 | 0.991 |  | E40 | Tungsram | 25 | 2100 | 2100 | 10200 | 100 | 100 | Available
93102236 | LU100/100/XO/T/E40 TU | image | datasheet | deeplink | Yes |  |  | 0.53 |  | only with specific dimmers | F |  | 1.2 | [5 empty] | 101.7 | 10700 | <10 | 102 | 100 | Standard | [5 empty] | 5994100017622 | 15994100017629 | [5 empty] | 12 |  |  | 105.2 |  |  |  | 0.43 | 133 | 209 | 137 |  |  |  |  | <210 | [5 empty] | Tubular | Clear |  | 48 |  |  | 169 | 288 EUR. 384 UK |  | 0.937 |  | 1 | [5 empty] | <300 | ECODESIGN Scope 2019/2020 EU |  |  |  | 288 | 384 |  | 0.923 | 1 |  |  | 864 |  | 215 x 162 x 284 (mm) | Yes | U - Universal |  |  |  | 0.915 | 1 | [5 empty] | 1152 | 45.8 | 13.3 |  | 0.902 |  | 1 |  |  |  | Exempt | 0.902 |  |  |  |  | 0.896 |  |  | 0.894 | [7 empty] | 0.998 | 0.991 |  | E40 | Tungsram | 25 | 2100 | 2100 | 10700 | 100 | 100 | Available
93102202 | LU1000W/110V/T/E40 TU | image | datasheet | deeplink | Yes |  |  | 0.53 |  | only with specific dimmers |  |  | 10.6 | [5 empty] | 970.1 | 133400 | <10 |  | 110 | Standard | [5 empty] | 5994100017288 | 15994100017285 | [5 empty] | 4 |  |  | 142.8 |  |  |  | 0.4 | 240 | 367 | 480 |  |  |  |  | <360 | [5 empty] | Tubular | Clear |  | 66 | SLEEVE |  | 498 | 48 EUR. 48 UK |  | 0.988 |  | 0.993 | [5 empty] | <300 |  | OUTER BOX |  |  | 48 | 48 |  | 0.975 | 0.972 |  |  | 96 |  | 266 x 266 x 472 (mm) | Yes | U - Universal |  |  |  | 0.956 | 0.946 | [5 empty] | 96 | 150 | 21.1 |  | 0.875 |  | 0.836 |  |  |  | Exempt | 0.875 |  |  |  |  | 0.79 |  |  | 0.738 | [7 empty] | 0.735 | 0.618 |  | E40 | Tungsram | 25 | 2000 | 2000 | 133400 | 1000 | 110 | Available
93102240 | LU150/100/XO/D/E40 TU | image | datasheet | deeplink | Yes |  |  | 0.53 |  | only with specific dimmers | F |  | 1.8 | [5 empty] | 154.7 | 17200 | <5 | 155 | 100 | Standard | [5 empty] | 5994100017660 | 15994100017667 | [5 empty] | 12 |  |  | 111.2 |  |  |  | 0.43 |  | 226 | 156 |  |  |  |  | <210 | [5 empty] | Elliptical | Coated |  | 91 |  |  | 197 | 96 EUR. 120 UK |  | 0.937 |  | 1 | [5 empty] | <300 | ECODESIGN Scope 2019/2020 EU |  |  |  | 96 | 120 |  | 0.923 | 1 |  |  | 384 |  | 391 x 295 x 255 (mm) | Yes | U - Universal |  |  |  | 0.915 | 1 | [5 empty] | 480 | 58.2 | 13.3 |  | 0.902 |  | 1 |  |  |  | Exempt | 0.902 |  |  |  |  | 0.896 |  |  | 0.894 | [7 empty] | 0.998 | 0.991 |  | E40 | Tungsram | 25 | 2100 | 2100 | 17200 | 150 | 100 | Available
93102200 | LU50/85/XO/D/E27 TU | image | datasheet | deeplink | Yes |  |  | 0.53 |  | only with specific dimmers | G |  | 0.76 | [5 empty] | 53 | 4100 | <10 | 53 | 85 | Standard | [5 empty] | 5994100017264 | 15994100017261 | [5 empty] | 12 |  |  | 77.4 |  |  |  | 0.43 |  | 156 | 65 |  |  |  |  | <180 | [5 empty] | Elliptical | Coated |  | 71 | SLEEVE |  | 130 | 132 EUR. 180 UK |  | 0.896 |  | 1 | [5 empty] | <300 | ECODESIGN Scope 2019/2020 EU | OUTER BOX |  |  | 132 | 180 |  | 0.875 | 0.999 |  |  | 792 |  | 305 x 230 x 177 (mm) | Yes | U - Universal |  |  |  | 0.863 | 0.998 | [5 empty] | 1080 | 31.8 | 8.3 |  | 0.843 |  | 0.98 |  |  |  | Exempt | 0.843 |  |  |  |  | 0.835 |  |  | 0.831 | [7 empty] | 0.949 | 0.895 |  | E27 | Tungsram | 25 | 2100 | 2100 | 4100 | 50 | 85 | Available
93102234 | LU50/85/XO/T/E27 TU | image | datasheet | deeplink | Yes |  |  | 0.53 |  | only with specific dimmers | G |  | 0.76 | [5 empty] | 54.2 | 4400 | <10 | 55 | 85 | Standard | [5 empty] | 5994100017608 | 15994100017605 | [5 empty] | 25 |  |  | 81.2 |  |  |  | 0.43 | 98 | 156 | 88 |  |  |  |  | <180 | [5 empty] | Tubular | Clear |  | 37 |  |  | 101 | 375 EUR. 500 UK |  | 0.896 |  | 1 | [5 empty] | <300 | ECODESIGN Scope 2019/2020 EU |  |  |  | 375 | 500 |  | 0.875 | 0.999 |  |  | 1875 |  | 219 x 218 x 208 (mm) | Yes | U - Universal |  |  |  | 0.863 | 0.998 | [5 empty] | 2500 | 31.8 | 8.3 |  | 0.843 |  | 0.98 |  |  |  | Exempt | 0.843 |  |  |  |  | 0.835 |  |  | 0.831 | [7 empty] | 0.949 | 0.895 |  | E27 | Tungsram | 25 | 2100 | 2100 | 4400 | 50 | 85 | Available
93102232 | LU600/XO/T/E40 TU | image | datasheet | deeplink | Yes |  |  | 0.53 |  | only with specific dimmers |  |  | 6.2 | [5 empty] | 606.6 | 88800 | <10 |  | 115 | Standard | [5 empty] | 5994100017585 | 15994100017582 | [5 empty] | 12 |  |  | 146.4 |  |  |  | 0.43 | 170 | 292 | 174 |  |  |  |  | <240 | [5 empty] | Tubular | Clear |  | 48 |  |  | 218 | 288 EUR. 372 UK |  | 0.985 |  | 1 | [5 empty] | <300 |  |  |  |  | 288 | 372 |  | 0.975 | 1 |  |  | 864 |  | 215 x 162 x 349 (mm) | Yes | U - Universal |  |  |  | 0.969 | 1 | [5 empty] | 744 | 117 | 21.1 |  | 0.956 |  | 0.995 |  |  |  | Exempt | 0.956 |  |  |  |  | 0.94 |  |  | 0.929 | [7 empty] | 0.979 | 0.937 |  | E40 | Tungsram | 25 | 2100 | 2100 | 88800 | 600 | 115 | Available
93102201 | LU70/90/XO/D/E27 TU | image | datasheet | deeplink | Yes |  |  | 0.53 |  | only with specific dimmers | G |  | 1 | [5 empty] | 76.2 | 6300 | <10 | 77 | 90 | Standard | [5 empty] | 5994100017271 | 15994100017278 | [5 empty] | 12 |  |  | 82.7 |  |  |  | 0.43 |  | 156 | 67 |  |  |  |  | <300 | [5 empty] | Elliptical | Coated |  | 71 | SLEEVE |  | 129 | 132 EUR. 180 UK |  | 0.97 |  | 1 | [5 empty] | <300 | ECODESIGN Scope 2019/2020 EU | OUTER BOX |  |  | 132 | 180 |  | 0.957 | 1 |  |  | 792 |  | 305 x 230 x 177 (mm) | Yes | U - Universal |  |  |  | 0.949 | 0.999 | [5 empty] | 1080 | 40.9 | 10 |  | 0.937 |  | 0.987 |  |  |  | Exempt | 0.937 |  |  |  |  | 0.932 |  |  | 0.929 | [7 empty] | 0.966 | 0.931 |  | E27 | Tungsram | 25 | 2100 | 2100 | 6300 | 70 | 90 | Available
93102235 | LU70/90/XO/T/E27 TU | image | datasheet | deeplink | Yes |  |  | 0.53 |  | only with specific dimmers | G |  | 1 | [5 empty] | 73.1 | 6600 | <10 | 74 | 90 | Standard | [5 empty] | 5994100017615 | 15994100017612 | [5 empty] | 25 |  |  | 90.3 |  |  |  | 0.43 | 98 | 156 | 60 |  |  |  |  | <300 | [5 empty] | Tubular | Clear |  | 37 |  |  | 80 | 375 EUR. 500 UK |  | 0.97 |  | 1 | [5 empty] | <300 | ECODESIGN Scope 2019/2020 EU |  |  |  | 375 | 500 |  | 0.957 | 1 |  |  | 1875 |  | 219 x 218 x 208 (mm) | Yes | U - Universal |  |  |  | 0.949 | 0.999 | [5 empty] | 2500 | 40.9 | 10 |  | 0.937 |  | 0.987 |  |  |  | Exempt | 0.937 |  |  |  |  | 0.932 |  |  | 0.929 | [7 empty] | 0.966 | 0.931 |  | E27 | Tungsram | 25 | 2100 | 2100 | 6600 | 70 | 90 | Available
93102210 | CMH100/TT/UVC/U/730/E40 STREETWISE TU | image | datasheet | deeplink | Yes |  |  | 0.434 |  | only with specific dimmers | F |  | 1.2 | [5 empty] | 98 | 10500 | < 30 | 98 | 100 | Standard | [5 empty] | 5994100017363 | 15994100017360 | [5 empty] | 12 |  |  | 107.1 |  |  | 730 | 0.398 | 132 | 209 | 130 |  |  |  |  | <240 | [5 empty] | Tubular | Clear |  | 48 | SLEEVE |  | 171 | 288 EUR. 372 UK |  | 0.938 |  | 1 | [5 empty] | <300 | ECODESIGN Scope 2019/2020 EU | OUTER BOX |  |  | 288 | 372 |  | 0.9 | 1 |  |  | 864 |  | 215 x 162 x 284 (mm) | Yes | U - Universal |  |  |  | 0.87 | 0.999 | [5 empty] | 1116 | 13.5 | 13.1 |  | 0.8 |  | 0.973 |  |  |  | Exempt | 0.8 |  |  |  |  | 0.759 |  |  | 0.74 | [7 empty] | 0.9 | 0.743 |  | E40 | Tungsram | 70 | 3000 | 3000 | 10500 | 100 | 100 | Available
93102212 | CMH150/TT/UVC/U/730/E40 STREETWISE TU | image | datasheet | deeplink | Yes |  |  | 0.434 |  | only with specific dimmers | F |  | 1.8 | [5 empty] | 150 | 16300 | < 30 | 150 | 100 | Standard | [5 empty] | 5994100017387 | 15994100017384 | [5 empty] | 12 |  |  | 108.7 |  |  | 730 | 0.398 | 132 | 209 | 133 |  |  |  |  | <240 | [5 empty] | Tubular | Clear |  | 48 | SLEEVE |  | 175 | 288 EUR. 372 UK |  | 0.938 |  | 0.999 | [5 empty] | <300 | ECODESIGN Scope 2019/2020 EU | OUTER BOX |  |  | 288 | 372 |  | 0.9 | 0.995 |  |  | 864 |  | 215 x 162 x 284 (mm) | Yes | U - Universal |  |  |  | 0.87 | 0.984 | [5 empty] | 1116 | 19.05 | 13.6 |  | 0.8 |  | 0.9 |  |  |  | Exempt | 0.8 |  |  |  |  | 0.759 |  |  | 0.74 | [7 empty] | 0.795 | 0.657 |  | E40 | Tungsram | 68 | 3000 | 3000 | 16300 | 150 | 100 | Available
93102159 | CMH250/TT/UVC/U/830/E40 TU | image | datasheet | deeplink | Yes |  |  | 0.434 |  | only with specific dimmers | F |  | 2.7 | [5 empty] | 262 | 25000 | <10 | 262 | 110 | Standard | [5 empty] | 5994100016854 | 15994100016851 | [5 empty] | 12 |  |  | 95.4 |  |  | 830 | 0.398 | 153.5 | 253 | 160 |  |  |  |  | <300 | [5 empty] | Tubular | Clear |  | 48 | BOX |  | 198 | 288 EUR. 372 UK |  | 0.925 |  | 1 | [5 empty] | <300 | ECODESIGN Scope 2019/2020 EU | OUTER BOX |  |  | 288 | 372 |  | 0.9 | 0.997 |  |  | 864 |  | 215 x 162 x 349 (mm) | Yes | U - Universal |  |  |  | 0.88 | 0.989 | [5 empty] | 1116 | 16.5 | 29 |  | 0.82 |  | 0.917 |  |  |  | Exempt | 0.82 |  |  |  |  | 0.78 |  |  | 0.765 | [7 empty] | 0.814 | 0.669 |  | E40 | Tungsram | 80 | 3600 | 3600 | 25000 | 250 | 110 | Available
93102211 | CMH70/TT/UVC/U/730/E27 STREETWISE TU | image | datasheet | deeplink | Yes |  |  | 0.434 |  | only with specific dimmers | F |  | 0.95 | [5 empty] | 72 | 7300 | < 30 | 72 | 95 | Standard | [5 empty] | 5994100017370 | 15994100017377 | [5 empty] | 12 |  |  | 101.4 |  |  | 730 | 0.398 | 102 | 156 | 57 |  |  |  |  | <240 | [5 empty] | Tubular | Clear |  | 37 | SLEEVE |  | 79 | 456 EUR. 588 UK |  | 0.938 |  | 1 | [5 empty] | <300 | ECODESIGN Scope 2019/2020 EU | OUTER BOX |  |  | 456 | 588 |  | 0.9 | 0.995 |  |  | 2280 |  | 174 x 134 x 204 (mm) | Yes | U - Universal |  |  |  | 0.87 | 0.984 | [5 empty] | 2940 | 9 | 15.3 |  | 0.8 |  | 0.9 |  |  |  | Exempt | 0.8 |  |  |  |  | 0.759 |  |  | 0.74 | [7 empty] | 0.795 | 0.657 |  | E27 | Tungsram | 70 | 3000 | 3000 | 7300 | 70 | 95 | Available
93095376 | CMH70/T/UVC/U/942/G12 TU | image | datasheet | deeplink | Yes |  |  | 0.371 |  | No | G |  | 0.98 | [5 empty] | 72.8 | 6500 | < 2 | 73 | 90 | Standard | [5 empty] | 5994100016045 | 15994100016042 | [5 empty] | 12 |  |  | 89.3 |  |  | 942 | 0.366 | 56 | 90 | 28 |  |  |  |  | <180 | [5 empty] | Tubular T6 | Clear |  | 20 |  |  | 38 | 396 EUR. 504 UK |  | 0.832 |  | 1 | [5 empty] | <300 | ECODESIGN Scope 2019/2020 EU |  |  |  | 396 | 504 |  | 0.792 | 1 |  |  | 2772 |  | 186 x 146 x 140 (mm) | Yes | U - Universal |  |  |  | 0.768 | 0.99 | [5 empty] | 3528 | 5.5 | 5.7 |  | 0.727 |  | 0.78 |  |  |  | Exempt | 0.727 |  |  |  |  | 0.71 | [13 empty] | G12 | Tungsram | 90 | 4200 | 4200 | 6500 | 70 | 90 | Available
93102226 | CMH35/MR16/UVC/U/930/GX10/WFL TU | image | datasheet | deeplink | Yes | 40 |  | 0.434 |  | No | G |  | 0.42 |  |  |  |  | 3900 | 38.4 | 2000 | <5 | 39 | 90 | Standard | [5 empty] | 5994100017523 | 15994100017520 | [5 empty] | 12 |  |  | 52.1 |  |  | 930 | 0.398 |  | 55 | 64 |  |  |  |  | <90 | [5 empty] | Reflector MR16 | Clear |  | 51 | BOX |  | 100 | 288 EUR. 348 UK |  | 0.77 |  | 1 |  |  | 2000 |  |  | <300 | ECODESIGN Scope 2019/2020 EU | OUTER BOX |  |  | 288 | 348 |  | 0.65 | 0.998 |  |  | 4032 |  | 226 x 171 x 77 (mm) | Yes | U - Universal |  |  |  | 0.628 | 0.976 | [5 empty] | 4872 | 4.65 | 4.5 | [7 empty] | Exempt | [19 empty] | GX10 | Tungsram | 90 | 3000 | 3000 | 2000 | 35 | 90 | Available
93102189 | CMH150/TD/UVC/830/RX7s-24 TU | image | datasheet | deeplink | Yes |  |  | 0.434 |  | only with specific dimmers | F |  | 1.8 | [5 empty] | 144.3 | 14500 | < 2 | 145 | 96 | Standard | [5 empty] | 5994100017158 | 15994100017155 | [5 empty] | 12 |  |  | 100.5 |  |  | 830 | 0.398 | 66 | 136 | 33 |  |  |  |  | <240 | [5 empty] | Double-capped | Clear |  | 23 |  |  | 68 | 408 EUR. 540 UK |  | 0.958 |  | 1 | [5 empty] | <300 | ECODESIGN Scope 2019/2020 EU |  |  |  | 408 | 540 |  | 0.914 | 1 |  |  | 1632 |  | 176 x 136 x 218 (mm) | Yes | Horizontal ±45° |  |  |  | 0.869 | 0.99 | [5 empty] | 2160 | 11 | 10 |  | 0.736 |  | 0.78 |  |  |  | Exempt | 0.736 |  |  |  |  | 0.648 | [13 empty] | RX7s-24 | Tungsram | 80 | 3000 | 3000 | 14500 | 150 | 96 | Available
93102213 | LU150/100/XO/SBY/T/E40 TU | image | datasheet | deeplink | Yes |  |  | 0.53 |  | only with specific dimmers | F |  | 1.8 | [5 empty] | 153.5 | 17200 | <5 | 154 | 100 | Standard | [5 empty] | 5994100017394 | 15994100017391 | [5 empty] | 12 |  |  | 112.1 |  |  |  | 0.43 | 133 | 209 | 155 |  |  |  |  | <210 | [5 empty] | Tubular | Clear |  | 48 |  |  | 170 | 288 EUR. 372 UK |  | 0.99 |  | 1 | [5 empty] | <300 | ECODESIGN Scope 2019/2020 EU |  |  |  | 288 | 372 |  | 0.982 | 0.999 |  |  | 864 |  | 215 x 162 x 284 (mm) | Yes | U - Universal |  |  |  | 0.974 | 0.997 | [5 empty] | 1116 | 58.2 | 26.6 |  | 0.954 |  | 0.984 |  |  |  | Exempt | 0.954 |  |  |  |  | 0.944 |  |  | 0.94 | [7 empty] | 0.97 | 0.949 |  | E40 | Tungsram | 25 | 2100 | 2100 | 17200 | 150 | 100 | Available
93104654 | CMH35/PAR30/UVC/U/830/E27/FL TU | image | datasheet | deeplink | Yes | 25 |  | 0.434 |  | No | G |  | 0.53 |  |  |  |  | 11600 | 39.4 | 2400 | <5 | 40 | 90 | Standard | [5 empty] | 5994100019206 | 15994100019203 | [5 empty] | 6 |  |  | 60.9 |  |  | 830 | 0.398 |  | 124 | 211 |  |  |  |  | <180 | [5 empty] | Reflector PAR30 | Clear |  | 96 | BOX |  | 262 | 96 EUR. 120 UK |  | 0.67 |  | 0.969 |  |  | 2400 |  |  | <300 | ECODESIGN Scope 2019/2020 EU |  |  |  | 96 | 120 |  | 0.575 | 0.9 |  |  | 672 |  | 278 x 188 x 143 (mm) | Yes | U - Universal |  |  |  | 0.525 | 0.809 | [5 empty] | 840 | 4.65 | 5.1 | [7 empty] | Exempt | [19 empty] | E27 | Tungsram | 81 | 3000 | 3000 | 2400 | 35 | 90 | Available
93102192 | CMH20/MR16/UVC/U/830/GX10/SP TU | image | datasheet | deeplink | Yes | 12 |  | 0.434 |  | No | G |  | 0.21 |  |  |  |  | 9300 | 19.8 | 900 | <5 | 20 | 95 | Standard | [5 empty] | 5994100017189 | 15994100017186 | [5 empty] | 12 |  |  | 45.5 |  |  | 830 | 0.398 |  | 55 | 61 |  |  |  |  | <90 | [5 empty] | Reflector MR16 | Clear |  | 51 | BOX |  | 92 | 288 EUR. 348 UK |  | 0.745 |  | 1 |  |  | 900 |  |  | <300 | ECODESIGN Scope 2019/2020 EU |  |  |  | 288 | 348 |  | 0.679 | 0.997 |  |  | 4032 |  | 226 x 171 x 77 (mm) | Yes | U - Universal |  |  |  | 0.642 | 0.979 | [5 empty] | 4872 | 3.35 | 2.3 |  | 0.576 |  | 0.5 |  |  |  | Exempt | 0.576 | [18 empty] | GX10 | Tungsram | 80 | 3000 | 3000 | 900 | 20 | 95 | Available
93104651 | CMH35/PAR20/UVC/U/830/E27/SP TU | image | datasheet | deeplink | Yes | 10 |  | 0.434 |  | No | G |  | 0.53 |  |  |  |  | 21900 | 38.8 | 2200 | <5 | 39 | 90 | Standard | [5 empty] | 5994100019176 | 15994100019173 | [5 empty] | 15 |  |  | 56.7 |  |  | 830 | 0.398 |  | 92 | 102 |  |  |  |  | <180 | [5 empty] | Reflector PAR20 | Clear |  | 64 |  |  | 149 | 135 EUR. 150 UK |  | 0.76 |  | 0.969 |  |  | 2200 |  |  | <300 | ECODESIGN Scope 2019/2020 EU |  |  |  | 135 | 150 |  | 0.72 | 0.9 |  |  | 810 |  | 253 x 383 x 161 (mm) | Yes | U - Universal |  |  |  | 0.72 | 0.809 | [5 empty] | 900 | 4.65 | 4.6 | [7 empty] | Exempt | [19 empty] | E27 | Tungsram | 84 | 3000 | 3000 | 2200 | 35 | 90 | Available
93102224 | CMH35/MR16/UVC/U/930/GX10/SP TU | image | datasheet | deeplink | Yes | 12 |  | 0.434 |  | No | G |  | 0.42 |  |  |  |  | 16800 | 38.4 | 2100 | <5 | 39 | 90 | Standard | [5 empty] | 5994100017509 | 15994100017506 | [5 empty] | 12 |  |  | 54.7 |  |  | 930 | 0.398 |  | 55 | 64 |  |  |  |  | <90 | [5 empty] | Reflector MR16 | Clear |  | 51 | BOX |  | 100 | 288 EUR. 348 UK |  | 0.77 |  | 1 |  |  | 2100 |  |  | <300 | ECODESIGN Scope 2019/2020 EU | OUTER BOX |  |  | 288 | 348 |  | 0.65 | 0.998 |  |  | 4032 |  | 226 x 171 x 77 (mm) | Yes | U - Universal |  |  |  | 0.628 | 0.976 | [5 empty] | 4872 | 4.65 | 4.5 | [7 empty] | Exempt | [19 empty] | GX10 | Tungsram | 90 | 3000 | 3000 | 2100 | 35 | 90 | Available
93102169 | CMH250/TT/UVC/H/830/E40 TU | image | datasheet | deeplink | Yes |  |  | 0.434 |  | only with specific dimmers | G |  | 2.1 | [5 empty] | 219.6 | 19100 | <10 | 220 | 110 | Standard | [5 empty] | 5994100016953 | 15994100016950 | [5 empty] | 12 |  |  | 87 |  |  | 830 | 0.398 | 153.5 | 253 | 110 |  |  |  |  | <300 | [5 empty] | Tubular | Clear |  | 48 | BOX |  | 126 | 288 EUR. 372 UK |  | 0.92 |  | 1 | [5 empty] | <300 | ECODESIGN Scope 2019/2020 EU | OUTER BOX |  |  | 288 | 372 |  | 0.89 | 0.997 |  |  | 864 |  | 215 x 162 x 349 (mm) | Yes | H15 - Horizontal ± 15° |  |  |  | 0.875 | 0.989 | [5 empty] | 1116 | 16.5 | 29 |  | 0.828 |  | 0.917 |  |  |  | Exempt | 0.828 |  |  |  |  | 0.79 |  |  | 0.77 | [7 empty] | 0.814 | 0.669 |  | E40 | Tungsram | 80 | 3000 | 3000 | 19100 | 250 | 110 | Available
93104685 | LU400V/600W/PSL/T/E40/EL TU | image | datasheet | deeplink | Yes |  |  | 0.53 |  | only with specific dimmers |  |  | 3.57 | [5 empty] | 616.6 | 85000 | <10 |  | 200 | Standard | [5 empty] | 5994100019510 | 15994100019517 | [5 empty] | 12 |  |  | 142.8 |  |  |  | 0.42 | 170 | 292 | 220 |  |  |  |  | <240 | [5 empty] | Tubular | Clear |  | 48 | SLEEVE |  | 220 | 288 EUR. 372 UK |  |  |  | 0.998 | [5 empty] | <300 |  | OUTER BOX |  |  | 288 | 372 |  |  | 0.99 |  |  | 864 |  | 215 x 162 x 349 (mm) | Yes | U - Universal |  |  |  |  | 0.97 | [5 empty] | 744 | 124.5 | 21.9 |  |  |  | 0.89 |  |  |  | Exempt | [19 empty] | E40 | Tungsram | 22 | 2100 | 2100 | 85000 | 600 | 200 | Available
93102249 | LU150/100/HO/T/E40 TU MIC | image | datasheet | deeplink | Yes |  |  | 0.53 |  | No | F |  | 1.8 | [5 empty] | 157 | 17600 | <5 | 157 | 100 | Standard | [5 empty] | 5994100017752 | 15994100017759 | [5 empty] | 12 |  |  | 112.1 |  |  |  | 0.42 | 132 | 211 | 139 |  |  |  |  | <240 | [5 empty] | Tubular | Clear |  | 48 | SLEEVE |  | 1520 | 288 EUR. 372 UK |  | 0.965 |  | 0.999 | [5 empty] | <300 | ECODESIGN Scope 2019/2020 EU | OUTER BOX |  |  | 288 | 372 |  | 0.95 | 0.997 |  |  | 864 |  | 215 x 162 x 284 (mm) | Yes | U - Universal |  |  |  | 0.945 | 0.995 | [5 empty] | 1116 | 47 | 20 |  | 0.915 |  | 0.966 |  |  |  | Exempt | 0.915 |  |  |  |  | 0.9 |  |  | 0.88 | [7 empty] | 0.903 | 0.8 |  | E40 | Tungsram | 21 | 2000 | 2000 | 17600 | 150 | 100 | Available
93102248 | LU400/HO/T/E40 TU MIC | image | datasheet | deeplink | Yes |  |  | 0.53 |  | No | E |  | 4.6 | [5 empty] | 404 | 56200 | <10 | 404 | 100 | Standard | [5 empty] | 5994100017745 | 15994100017742 | [5 empty] | 12 |  |  | 139.1 |  |  |  | 0.42 | 175 | 283 | 176 |  |  |  |  | <180 | [5 empty] | Tubular | Clear |  | 48 | SLEEVE |  | 210 | 288 EUR. 372 UK |  | 0.965 |  | 0.999 | [5 empty] | <300 | ECODESIGN Scope 2019/2020 EU | OUTER BOX |  |  | 288 | 372 |  | 0.95 | 0.997 |  |  | 864 |  | 215 x 162 x 349 (mm) | Yes | U - Universal |  |  |  | 0.945 | 0.995 | [5 empty] | 744 | 81 | 25 |  | 0.915 |  | 0.966 |  |  |  | Exempt | 0.915 |  |  |  |  | 0.9 |  |  | 0.88 | [7 empty] | 0.903 | 0.8 |  | E40 | Tungsram | 21 | 2000 | 2000 | 56200 | 400 | 100 | Available
93102244 | LU50/85/XO/SBY/D/E27 TU | image | datasheet | deeplink | Yes |  |  | 0.53 |  | only with specific dimmers | G |  | 0.76 | [5 empty] | 53 | 3800 | <10 | 53 | 85 | Standard | [5 empty] | 5994100017707 | 15994100017704 | [5 empty] | 12 |  |  | 71.7 |  |  |  | 0.42 |  | 156 | 69 |  |  |  |  | <180 | [5 empty] | Elliptical | Coated |  | 71 | SLEEVE |  | 130 | 132 EUR. 180 UK |  | 0.971 |  | 1 | [5 empty] | <300 | ECODESIGN Scope 2019/2020 EU | OUTER BOX |  |  | 132 | 180 |  | 0.948 | 0.999 |  |  | 792 |  | 305 x 230 x 177 (mm) | Yes | U - Universal |  |  |  | 0.928 | 0.998 | [5 empty] | 1080 | 31.8 | 16.6 |  | 0.89 |  | 0.984 |  |  |  | Exempt | 0.89 |  |  |  |  | 0.877 |  |  | 0.873 | [7 empty] | 0.964 | 0.933 |  | E27 | Tungsram | 25 | 2100 | 2100 | 3800 | 50 | 85 | Available
93095265 | CMH70/TC/UVC/U/830/G8.5 PLUS TU | image | datasheet | deeplink | Yes |  |  | 0.434 |  | No | F |  | 1 | [5 empty] | 72 | 7200 | < 2 | 72 | 85 | Standard | [5 empty] | 5994100015932 | 15994100015939 | [5 empty] | 12 |  |  | 100 |  |  | 830 | 0.398 | 52 | 85 | 10 |  |  |  |  | <180 | [5 empty] | Tubular T4.5 | Clear |  | 15 | SLEEVE |  | 42 | 960 EUR. 1236 UK |  | 0.857 |  | 1 | [5 empty] | <300 | ECODESIGN Scope 2019/2020 EU | OUTER BOX |  |  | 960 | 1236 |  | 0.774 | 1 |  |  | 8640 |  | 138 x 82 x 118 (mm) | Yes | U - Universal |  |  |  | 0.714 | 0.99 | [5 empty] | 11124 | 6.3 | 8.9 |  | 0.566 |  | 0.78 |  |  |  | Exempt | 0.566 |  |  |  |  | 0.484 | [13 empty] | G8.5 | Tungsram | 83 | 3000 | 3000 | 7200 | 70 | 85 | Available
93104712 | CMH35/R111/UVC/U/930/GX8.5/FL TU | image | datasheet | deeplink | Yes | 24 |  | 0.434 |  | No | G |  | 0.45 |  |  |  |  | 10000 | 39 | 2000 | <5 | 39 | 87 | Standard | [5 empty] | 5994100019787 | 15994100019784 | [5 empty] | 6 |  |  | 51.3 |  |  | 930 | 0.398 |  | 88 | 79 |  |  |  |  | <150 | [5 empty] | Reflector R111 | Clear |  | 111 | BOX |  | 129 | 96 EUR. 120 UK |  | 0.817 |  | 0.985 |  |  | 2000 |  |  | <300 | ECODESIGN Scope 2019/2020 EU | OUTER BOX |  |  | 96 | 120 |  | 0.75 | 0.937 |  |  | 864 |  | 293 x 198 x 115 (mm) | Yes | U - Universal |  |  |  | 0.7 | 0.856 | [5 empty] | 1080 | 4.65 | 4.5 |  | 0.615 |  | 0.5 |  |  |  | Exempt | 0.615 | [18 empty] | GX8.5 | Tungsram | 88 | 3000 | 3000 | 2000 | 35 | 87 | Available
93104714 | CMH70/R111/UVC/930/GX8.5/SP TU | image | datasheet | deeplink | Yes | 10 |  | 0.434 |  | No | G |  | 1 |  |  |  |  | 50000 | 73 | 2800 | <5 | 73 | 95 | Standard | [5 empty] | 5994100019800 | 15994100019807 | [5 empty] | 6 |  |  | 38.4 |  |  | 930 | 0.398 |  | 88 | 79 |  |  |  |  | <150 | [5 empty] | Reflector R111 | Clear |  | 111 | BOX |  | 129 | 96 EUR. 120 UK |  | 0.95 |  | 0.985 |  |  | 2800 |  |  | <300 | ECODESIGN Scope 2019/2020 EU | OUTER BOX |  |  | 96 | 120 |  | 0.887 | 0.937 |  |  | 864 |  | 293 x 198 x 115 (mm) | Yes | Universal (ECG) / Vertical ±60° (EM) |  |  |  | 0.828 | 0.856 | [5 empty] | 1080 | 6 | 4.9 |  | 0.69 |  | 0.5 |  |  |  | Exempt | 0.69 | [18 empty] | GX8.5 | Tungsram | 88 | 3000 | 3000 | 2800 | 70 | 95 | Available
93104713 | CMH35/R111/UVC/U/930/GX8.5/WFL TU | image | datasheet | deeplink | Yes | 40 |  | 0.434 |  | No | G |  | 0.45 |  |  |  |  | 5000 | 39 | 2000 | <5 | 39 | 87 | Standard | [5 empty] | 5994100019794 | 15994100019791 | [5 empty] | 6 |  |  | 51.3 |  |  | 930 | 0.398 |  | 88 | 79 |  |  |  |  | <150 | [5 empty] | Reflector R111 | Clear |  | 111 | BOX |  | 129 | 96 EUR. 120 UK |  | 0.817 |  | 0.985 |  |  | 2000 |  |  | <300 | ECODESIGN Scope 2019/2020 EU | OUTER BOX |  |  | 96 | 120 |  | 0.75 | 0.937 |  |  | 864 |  | 293 x 198 x 115 (mm) | Yes | U - Universal |  |  |  | 0.7 | 0.856 | [5 empty] | 1080 | 4.65 | 4.5 |  | 0.615 |  | 0.5 |  |  |  | Exempt | 0.615 | [18 empty] | GX8.5 | Tungsram | 88 | 3000 | 3000 | 2000 | 35 | 87 | Available
93104716 | CMH70/R111/UVC/930/GX8.5/WFL TU | image | datasheet | deeplink | Yes | 40 |  | 0.434 |  | No | G |  | 1 |  |  |  |  | 8500 | 73 | 3600 | <5 | 73 | 95 | Standard | [5 empty] | 5994100019824 | 15994100019821 | [5 empty] | 6 |  |  | 49.3 |  |  | 930 | 0.398 |  | 88 | 79 |  |  |  |  | <150 | [5 empty] | Reflector R111 | Clear |  | 111 | BOX |  | 129 | 96 EUR. 120 UK |  | 0.95 |  | 0.985 |  |  | 3600 |  |  | <300 | ECODESIGN Scope 2019/2020 EU | OUTER BOX |  |  | 96 | 120 |  | 0.887 | 0.937 |  |  | 864 |  | 293 x 198 x 115 (mm) | Yes | Universal (ECG) / Vertical ±60° (EM) |  |  |  | 0.828 | 0.856 | [5 empty] | 1080 | 6 | 4.9 |  | 0.69 |  | 0.5 |  |  |  | Exempt | 0.69 | [18 empty] | GX8.5 | Tungsram | 88 | 3000 | 3000 | 3600 | 70 | 95 | Available
93104711 | CMH35/R111/UVC/U/930/GX8.5/SP TU | image | datasheet | deeplink | Yes | 10 |  | 0.434 |  | No | G |  | 0.45 |  |  |  |  | 44000 | 39 | 1600 | <5 | 39 | 87 | Standard | [5 empty] | 5994100019770 | 15994100019777 | [5 empty] | 6 |  |  | 41 |  |  | 930 | 0.398 |  | 88 | 79 |  |  |  |  | <150 | [5 empty] | Reflector R111 | Clear |  | 111 | BOX |  | 129 | 96 EUR. 120 UK |  | 0.817 |  | 0.985 |  |  | 1600 |  |  | <300 | ECODESIGN Scope 2019/2020 EU | OUTER BOX |  |  | 96 | 120 |  | 0.75 | 0.937 |  |  | 864 |  | 293 x 198 x 115 (mm) | Yes | U - Universal |  |  |  | 0.7 | 0.856 | [5 empty] | 1080 | 4.65 | 4.5 |  | 0.615 |  | 0.5 |  |  |  | Exempt | 0.615 | [18 empty] | GX8.5 | Tungsram | 88 | 3000 | 3000 | 1600 | 35 | 87 | Available
93104715 | CMH70/R111/UVC/930/GX8.5/FL TU | image | datasheet | deeplink | Yes | 24 |  | 0.434 |  | No | G |  | 1 |  |  |  |  | 18000 | 73 | 3600 | <5 | 73 | 95 | Standard | [5 empty] | 5994100019817 | 15994100019814 | [5 empty] | 6 |  |  | 49.3 |  |  | 930 | 0.398 |  | 88 | 79 |  |  |  |  | <150 | [5 empty] | Reflector R111 | Clear |  | 111 | BOX |  | 129 | 96 EUR. 120 UK |  | 0.95 |  | 0.985 |  |  | 3600 |  |  | <300 | ECODESIGN Scope 2019/2020 EU | OUTER BOX |  |  | 96 | 120 |  | 0.887 | 0.937 |  |  | 864 |  | 293 x 198 x 115 (mm) | Yes | Universal (ECG) / Vertical ±60° (EM) |  |  |  | 0.828 | 0.856 | [5 empty] | 1080 | 6 | 4.9 |  | 0.69 |  | 0.5 |  |  |  | Exempt | 0.69 | [18 empty] | GX8.5 | Tungsram | 88 | 3000 | 3000 | 3600 | 70 | 95 | Available
93095372 | CMH70/T/UVC/U/830/G12 PLUS TU | image | datasheet | deeplink | Yes |  |  | 0.434 |  | No | F |  | 1 | [5 empty] | 72 | 7000 | < 2 | 72 | 85 | Standard | [5 empty] | 5994100016007 | 15994100016004 | [5 empty] | 12 |  |  | 97.2 |  |  | 830 | 0.398 | 56 | 90 | 27 |  |  |  |  | <120 | [5 empty] | Tubular T6 | Clear |  | 20 | BOX |  | 42 | 960 EUR. 1236 UK |  | 0.857 |  | 1 | [5 empty] | <300 | ECODESIGN Scope 2019/2020 EU | OUTER BOX |  |  | 960 | 1236 |  | 0.774 | 1 |  |  | 8640 |  | 138 x 82 x 118 (mm) | Yes | U - Universal |  |  |  | 0.714 | 0.99 | [5 empty] | 11124 | 6.3 | 8.9 |  | 0.566 |  | 0.78 |  |  |  | Exempt | 0.566 |  |  |  |  | 0.484 | [13 empty] | G12 | Tungsram | 83 | 3000 | 3000 | 7000 | 70 | 85 | Available
93095378 | CMH70/T/UVC/U/930/G12 PRECISE™TU | image | datasheet | deeplink | Yes |  |  | 0.434 |  | No | F |  | 0.86 | [5 empty] | 73 | 8000 | < 2 | 73 | 85 | Standard | [5 empty] | 5994100016069 | 15994100016066 | [5 empty] | 12 |  |  | 109.6 |  |  | 930 | 0.398 | 56 | 90 | 26 |  |  |  |  | <120 | [5 empty] | Tubular T6 | Clear |  | 20 | BOX |  | 42 | 924 EUR. 1176 UK |  | 0.96 |  | 1 | [5 empty] | <300 | ECODESIGN Scope 2019/2020 EU | OUTER BOX |  |  | 924 | 1176 |  | 0.93 | 0.999 |  |  | 2772 |  | 138 x 82 x 118 (mm) | Yes | U - Universal |  |  |  | 0.9 | 0.996 | [5 empty] | 3528 | 7.3 | 5.4 |  | 0.8 |  | 0.9 |  |  |  | Exempt | 0.8 |  |  |  |  | 0.752 |  |  | 0.73 | [7 empty] | 0.67 |  |  | G12 | Tungsram | 88 | 3000 | 3000 | 8000 | 70 | 85 | Available
93095369 | CMH70/TC/UVC/U/930/G8.5 PRECISE™TU | image | datasheet | deeplink | Yes |  |  | 0.434 |  | No | F |  | 0.86 | [5 empty] | 73 | 7900 | < 2 | 73 | 85 | Standard | [5 empty] | 5994100015970 | 15994100015977 | [5 empty] | 12 |  |  | 108.2 |  |  | 930 | 0.398 | 52 | 85 | 10 |  |  |  |  | <120 | [5 empty] | Tubular T4.5 | Clear |  | 15 | BOX |  | 42 | 924 EUR. 1176 UK |  | 0.96 |  | 1 | [5 empty] | <300 | ECODESIGN Scope 2019/2020 EU | OUTER BOX |  |  | 924 | 1176 |  | 0.93 | 0.999 |  |  | 2772 |  | 138 x 82 x 118 (mm) | Yes | U - Universal |  |  |  | 0.9 | 0.996 | [5 empty] | 3528 | 7.3 | 5.4 |  | 0.8 |  | 0.9 |  |  |  | Exempt | 0.8 |  |  |  |  | 0.752 |  |  | 0.73 | [7 empty] | 0.67 |  |  | G8.5 | Tungsram | 88 | 3000 | 3000 | 7900 | 70 | 85 | Available
93095260 | CMH35/T/UVC/U/930/GU6.5 PRECISE™TU | image | datasheet | deeplink | Yes |  |  | 0.434 |  | No | F |  | 0.43 | [5 empty] | 39 | 4100 | < 2 | 39 | 93 | Standard | [5 empty] | 5994100015888 | 15994100015885 | [5 empty] | 12 |  |  | 105.1 |  |  | 930 | 0.398 | 30 | 52 | 10 |  |  |  |  | <120 | [5 empty] | Tubular T4 | Clear |  | 13 | BOX |  | 12 | 1248 EUR. 1704 UK |  | 0.93 |  | 1 | [5 empty] | <300 | ECODESIGN Scope 2019/2020 EU | OUTER BOX |  |  | 1248 | 1704 |  | 0.89 | 0.999 |  |  | 17472 |  | 105 x 80 x 80 (mm) | Yes | U - Universal |  |  |  | 0.85 | 0.996 | [5 empty] | 22152 | 5.1 | 4.7 |  | 0.73 |  | 0.9 |  |  |  | Exempt | 0.73 |  |  |  |  | 0.65 |  |  | 0.61 | [7 empty] | 0.67 |  |  | GU6.5 | Tungsram | 88 | 3000 | 3000 | 4100 | 35 | 93 | Available
93102218 | MVR400/U/E40 TU | image | datasheet | deeplink | Yes |  |  | 0.38 |  | No | F |  | 3.2 | [5 empty] | 400 | 39600 | <30 | 400 | 135 | Standard | [5 empty] | 5994100017448 | 15994100017445 | [5 empty] | 6 |  |  | 99 |  |  | 640 | 0.377 | 178 | 291 | 245 |  |  |  |  | <300 | [5 empty] | Elliptical | Clear |  | 121 | SLEEVE |  | 330 | 60 UK |  | 0.9 |  | 0.99 | [5 empty] | <300 | ECODESIGN Scope 2019/2020 EU | OUTER BOX |  |  |  | 60 |  | 0.8 | 0.97 |  |  |  |  | 380 x 255 x 302 (mm) | Yes | U - Universal |  |  |  | 0.72 | 0.94 | [5 empty] | 180 | 43.6 | 63 |  | 0.53 |  | 0.79 |  |  |  | Exempt | 0.53 |  |  |  |  | 0.43 |  |  | 0.39 | [7 empty] | 0.65 | 0.5 |  | E40 | Tungsram | 65 | 4000 | 4000 | 39600 | 400 | 135 | Available
93104614 | LU600W/PSL/T/E40 TU | image | datasheet | deeplink | Yes |  |  | 0.53 |  | only with specific dimmers |  |  | 5.88 | [5 empty] | 605.3 | 88100 | <10 |  | 115 | Standard | [5 empty] | 5994100019107 | 15994100019104 | [5 empty] | 12 |  |  | 145.5 |  |  |  | 0.42 | 170 | 292 | 174 |  |  |  |  | <240 | [5 empty] | Tubular | Clear |  | 48 |  |  | 218 | 288 EUR. 372 UK |  |  |  | 0.998 | [5 empty] | <300 |  |  |  |  | 288 | 372 |  |  | 0.99 |  |  | 864 |  | 210 x 158 x 336 (mm) | Yes | U - Universal |  |  |  |  | 0.97 | [5 empty] | 744 | 117 | 21.1 |  |  |  | 0.89 |  |  |  | Exempt | [19 empty] | E40 | Tungsram | 22 | 2100 | 2100 | 88100 | 600 | 115 | Available
93102167 | SPL1500/L/H/652/RX7sM TU | image | datasheet | deeplink | Yes |  |  | 0.34 |  | No |  |  | 6.8 | [5 empty] | 1520 | 119600 | <30 |  | 250 | Standard | [5 empty] | 5994100016939 | 15994100016936 | [5 empty] | 1 |  |  | 78.7 |  |  | 652 | 0.347 |  | 256 | 80 |  |  |  |  | <240 | [5 empty] | Double-capped | Diffuse |  | 20 |  |  | 240 | 18 EUR. 23 UK |  | 0.753 |  | 0.915 | [5 empty] | <300 |  |  |  |  | 18 | 23 |  | 0.645 | 0.765 |  |  | 126 |  | 338 x 136 x 141 (mm) | Yes | Horizontal ±15° |  |  |  | 0.6 | 0.5 | [5 empty] | 161 | 176 | 47 | [7 empty] | RG-3 | [19 empty] | RX7SM | Tungsram | 65 | 5200 | 5200 | 119600 | 1500 | 250 | Available
93102227 | CMH35/MR16/UVC/U/942/GX10/SP TU | image | datasheet | deeplink | Yes | 12 |  | 0.377 |  | No | G |  | 0.42 |  |  |  |  | 17400 | 38.4 | 2000 | <5 | 39 | 90 | Standard | [5 empty] | 5994100017530 | 15994100017537 | [5 empty] | 12 |  |  | 52.1 |  |  | 942 | 0.365 |  | 55 | 64 |  |  |  |  | <90 | [5 empty] | Reflector MR16 | Clear |  | 51 | BOX |  | 100 | 288 EUR. 348 UK |  | 0.8 |  | 1 |  |  | 2000 |  |  | <300 | ECODESIGN Scope 2019/2020 EU | OUTER BOX |  |  | 288 | 348 |  | 0.738 | 0.999 |  |  | 4032 |  | 226 x 171 x 77 (mm) | Yes | U - Universal |  |  |  | 0.7 | 0.993 | [5 empty] | 4872 | 4.65 | 3.5 |  | 0.61 |  | 0.5 |  |  |  | Exempt | 0.61 | [18 empty] | GX10 | Tungsram | 92 | 4000 | 4000 | 2000 | 35 | 90 | Available
93102181 | SPL2000/380V/I/T/H/640/E40 TU | image | datasheet | deeplink | Yes |  |  | 0.38 |  | No |  |  | 8.8 | [5 empty] | 1983.8 | 177200 | <30 |  | 230 | Standard | [5 empty] | 5994100017073 | 15994100017070 | [5 empty] | 4 |  |  | 89.3 |  |  | 640 | 0.377 | 265 | 429 | 630 |  |  |  |  | <240 | [5 empty] | Tubular | Clear |  | 103 | SLEEVE |  | 1213 | 24 EUR. 24 UK |  | 0.6 |  | 0.5 | [5 empty] | <300 |  | OUTER BOX |  |  | 24 | 24 | [5 empty] | 24 |  | 395 x 390 x 625 (mm) | Yes | Horizontal ±75° | [10 empty] | 24 | 152 | 325.8 | [7 empty] | Exempt | [19 empty] | E40 | Tungsram | 65 | 4000 | 4000 | 177200 | 2000 | 230 | Available
93104613 | LU400W/PSL/T/E40 TU | image | datasheet | deeplink | Yes |  |  | 0.52 |  | only with specific dimmers |  |  | 4.42 | [5 empty] | 416.2 | 57300 | <10 |  | 110 | Standard | [5 empty] | 5994100019091 | 15994100019098 | [5 empty] | 12 |  |  | 142.7 |  |  |  | 0.42 | 175 | 292 | 169 |  |  |  |  | <300 | [5 empty] | Tubular | Clear |  | 48 |  |  | 126 | 288 EUR. 372 UK |  |  |  | 0.998 | [5 empty] | <300 | ECODESIGN Scope 2019/2020 EU |  |  |  | 288 | 372 |  |  | 0.99 |  |  | 864 |  | 215 x 162 x 349 (mm) | Yes | U - Universal |  |  |  |  | 0.97 | [5 empty] | 744 | 87.4 | 19.2 |  |  |  | 0.89 |  |  |  | Exempt | [19 empty] | E40 | Tungsram | 22 | 2100 | 2100 | 57300 | 400 | 110 | Available
93102229 | CMH35/MR16/UVC/U/942/GX10/WFL TU | image | datasheet | deeplink | Yes | 40 |  | 0.377 |  | No | G |  | 0.42 |  |  |  |  | 3400 | 38.4 | 1900 | <5 | 39 | 90 | Standard | [5 empty] | 5994100017554 | 15994100017551 | [5 empty] | 12 |  |  | 49.5 |  |  | 942 | 0.365 |  | 55 | 64 |  |  |  |  | <90 | [5 empty] | Reflector MR16 | Clear |  | 51 | BOX |  | 100 | 288 EUR. 348 UK |  | 0.8 |  | 1 |  |  | 1900 |  |  | <300 | ECODESIGN Scope 2019/2020 EU | OUTER BOX |  |  | 288 | 348 |  | 0.738 | 0.999 |  |  | 4032 |  | 226 x 171 x 77 (mm) | Yes | U - Universal |  |  |  | 0.7 | 0.993 | [5 empty] | 4872 | 4.65 | 3.5 |  | 0.61 |  | 0.5 |  |  |  | Exempt | 0.61 | [18 empty] | GX10 | Tungsram | 92 | 4000 | 4000 | 1900 | 35 | 90 | Available
93095367 | CMH70/TC/UVC/U/942/G8.5 TU | image | datasheet | deeplink | Yes |  |  | 0.371 |  | No | G |  | 0.98 | [5 empty] | 73.1 | 6400 | < 2 | 74 | 90 | Standard | [5 empty] | 5994100015956 | 15994100015953 | [5 empty] | 12 |  |  | 87.6 |  |  | 942 | 0.366 | 52 | 85 | 11 |  |  |  |  | <180 | [5 empty] | Tubular T4.5 | Clear |  | 15 | SLEEVE |  | 20 | 396 EUR. 504 UK |  | 0.83 |  | 1 | [5 empty] | <300 | ECODESIGN Scope 2019/2020 EU |  |  |  | 396 | 504 |  | 0.791 | 1 |  |  | 2772 |  | 186 x 146 x 140 (mm) | Yes | U - Universal |  |  |  | 0.767 | 0.99 | [5 empty] | 3528 | 5.5 | 5.5 |  | 0.728 |  | 0.78 |  |  |  | Exempt | 0.728 |  |  |  |  | 0.71 | [13 empty] | G8.5 | Tungsram | 90 | 4200 | 4200 | 6400 | 70 | 90 | Available
93104669 | LU70/90/MO/D/E27 TU | image | datasheet | deeplink | Yes |  |  | 0.53 |  | only with specific dimmers | G |  | 0.98 | [5 empty] | 70.7 | 6200 | <10 | 71 | 90 | Standard | [5 empty] | 5994100019350 | 15994100019357 | [5 empty] | 12 |  |  | 87.7 |  |  |  | 0.43 |  | 156 | 68 |  |  |  |  | <240 | [5 empty] | Elliptical | Coated |  | 71 |  |  | 100 | 132 EUR. 180 UK |  | 0.968 |  | 0.998 | [5 empty] | <300 | ECODESIGN Scope 2019/2020 EU |  |  |  | 132 | 180 |  | 0.937 | 0.983 |  |  | 792 |  | 305 x 230 x 177 (mm) | Yes | U - Universal |  |  |  | 0.92 | 0.963 | [5 empty] | 1080 | 36.6 | 10 |  | 0.889 |  | 0.84 |  |  |  | Exempt | 0.889 |  |  |  |  | 0.861 |  |  | 0.841 | [7 empty] | 0.74 | 0.65 |  | E27 | Tungsram | 25 | 2000 | 2000 | 6200 | 70 | 90 | Available
93104652 | CMH35/PAR20/UVC/U/830/E27/FL TU | image | datasheet | deeplink | Yes | 25 |  | 0.434 |  | No | G |  | 0.53 |  |  |  |  | 7500 | 38.8 | 2200 | <5 | 39 | 90 | Standard | [5 empty] | 5994100019183 | 15994100019180 | [5 empty] | 15 |  |  | 56.7 |  |  | 830 | 0.398 |  | 92 | 100 |  |  |  |  | <180 | [5 empty] | Reflector PAR20 | Clear |  | 64 |  |  | 187 | 135 EUR. 150 UK |  | 0.76 |  | 0.969 |  |  | 2200 |  |  | <300 | ECODESIGN Scope 2019/2020 EU |  |  |  | 135 | 150 |  | 0.72 | 0.9 |  |  | 810 |  | 253 x 383 x 161 (mm) | Yes | U - Universal |  |  |  | 0.72 | 0.809 | [5 empty] | 900 | 4.65 | 4.6 | [7 empty] | Exempt | [19 empty] | E27 | Tungsram | 84 | 3000 | 3000 | 2200 | 35 | 90 | Available
93102174 | ARC250/TD/842/Fc2 TU | image | datasheet | deeplink | Yes |  |  | 0.371 |  | No | G |  | 3 | [5 empty] | 250 | 20000 | <30 | 250 | 100 | Standard | [5 empty] | 5994100017004 | 15994100017001 | [5 empty] | 12 |  |  | 80 |  |  | 842 | 0.366 | 81 | 163 | 59 |  |  |  |  | <180 | [5 empty] | Double-capped | Clear |  | 25 | SLEEVE |  | 90 | 408 EUR. 540 UK |  | 0.86 |  | 1 | [5 empty] | <300 | ECODESIGN Scope 2019/2020 EU |  |  |  | 408 | 540 |  | 0.78 | 0.963 |  |  | 1632 |  | 176 x 136 x 218 (mm) | Yes | Horizontal ±45° |  |  |  | 0.72 | 0.93 | [5 empty] | 2160 | 30 | 13.7 | [7 empty] | RG-3 | [19 empty] | Fc2 | Tungsram | 75 | 4200 | 4200 | 20000 | 250 | 100 | Available
93104649 | CMH70/PAR30/UVC/U/830/E27/WFL TU | image | datasheet | deeplink | Yes | 40 |  | 0.434 |  | No | G |  | 1 |  |  |  |  | 10000 | 74.3 | 4400 | <5 | 75 | 90 | Standard | [5 empty] | 5994100019152 | 15994100019159 | [5 empty] | 6 |  |  | 59.2 |  |  | 830 | 0.398 |  | 124 | 217 |  |  |  |  | <180 | [5 empty] | Reflector PAR30 | Clear |  | 96 | BOX |  | 262 | 96 EUR. 120 UK |  | 0.748 |  | 0.996 |  |  | 4400 |  |  | <300 | ECODESIGN Scope 2019/2020 EU |  |  |  | 96 | 120 |  | 0.663 | 0.976 |  |  | 672 |  | 278 x 188 x 143 (mm) | Yes | U - Universal |  |  |  | 0.61 | 0.932 | [5 empty] | 840 | 7 | 8 |  | 0.558 |  | 0.646 |  |  |  | Exempt | 0.558 | [18 empty] | E27 | Tungsram | 80 | 3000 | 3000 | 4400 | 70 | 90 | Available
93095262 | CMH35/T/UVC/U/942/GU6.5 TU | image | datasheet | deeplink | Yes |  |  | 0.371 |  | No | G |  | 0.42 | [5 empty] | 38.5 | 3400 | <5 | 39 | 95 | Standard | [5 empty] | 5994100015901 | 15994100015908 | [5 empty] | 12 |  |  | 88.3 |  |  | 942 | 0.366 | 30 | 52 | 8 |  |  |  |  | <90 | [5 empty] | Tubular T4 | Clear |  | 13 | BOX |  | 20 | 1344 EUR. 1704 UK |  | 0.828 |  | 0.997 | [5 empty] | <300 | ECODESIGN Scope 2019/2020 EU | OUTER BOX |  |  | 1344 | 1704 |  | 0.78 | 0.983 |  |  | 17472 |  | 106 x 82 x 82 (mm) | Yes | U - Universal |  |  |  | 0.73 | 0.951 | [5 empty] | 22152 | 4.65 | 4.3 |  | 0.64 |  | 0.739 |  |  |  | Exempt | 0.64 | [15 empty] | 0.527 |  |  | GU6.5 | Tungsram | 90 | 4200 | 4200 | 3400 | 35 | 95 | Available
93095366 | CMH35/TC/UVC/U/942/G8.5 TU | image | datasheet | deeplink | Yes |  |  | 0.371 |  | No | G |  | 0.43 | [5 empty] | 40.2 | 3400 | < 2 | 41 | 90 | Standard | [5 empty] | 5994100015949 | 15994100015946 | [5 empty] | 12 |  |  | 84.6 |  |  | 942 | 0.366 | 52 | 85 | 9 |  |  |  |  | <180 | [5 empty] | Tubular T4.5 | Clear |  | 15 | BOX |  | 18 | 396 EUR. 504 UK |  | 0.891 |  | 1 | [5 empty] | <300 | ECODESIGN Scope 2019/2020 EU |  |  |  | 396 | 504 |  | 0.848 | 0.999 |  |  | 2772 |  | 186 x 146 x 140 (mm) | Yes | U - Universal |  |  |  | 0.816 | 0.996 | [5 empty] | 3528 | 4.3 | 4.7 |  | 0.766 |  | 0.9 |  |  |  | Exempt | 0.766 |  |  |  |  | 0.744 |  |  | 0.732 | [7 empty] | 0.67 |  |  | G8.5 | Tungsram | 88 | 4200 | 4200 | 3400 | 35 | 90 | Available
93095264 | CMH35/TC/UVC/U/830/G8.5 PLUS TU | image | datasheet | deeplink | Yes |  |  | 0.434 |  | No | G |  | 0.43 | [5 empty] | 39.5 | 3500 | < 2 | 40 | 90 | Standard | [5 empty] | 5994100015925 | 15994100015922 | [5 empty] | 12 |  |  | 88.6 |  |  | 830 | 0.398 | 52 | 85 | 9 |  |  |  |  | <72 | [5 empty] | Tubular T4.5 | Clear |  | 15 | SLEEVE |  | 18 | 960 EUR. 1236 UK |  | 0.786 |  | 1 | [5 empty] | <300 | ECODESIGN Scope 2019/2020 EU | OUTER BOX |  |  | 960 | 1236 |  | 0.714 | 1 |  |  | 8640 |  | 138 x 82 x 118 (mm) | Yes | U - Universal |  |  |  | 0.682 | 0.995 | [5 empty] | 11124 | 4.65 | 4.8 |  | 0.55 |  | 0.85 |  |  |  | Exempt | 0.55 |  |  |  |  | 0.483 | [10 empty] | 0.55 |  |  | G8.5 | Tungsram | 84 | 3000 | 3000 | 3500 | 35 | 90 | Available
93104653 | CMH35/PAR30/UVC/U/830/E27/SP TU | image | datasheet | deeplink | Yes | 10 |  | 0.434 |  | No | G |  | 0.53 |  |  |  |  | 39600 | 39.5 | 2400 | <5 | 40 | 90 | Standard | [5 empty] | 5994100019190 | 15994100019197 | [5 empty] | 6 |  |  | 60.8 |  |  | 830 | 0.398 |  | 124 | 211 |  |  |  |  | <180 | [5 empty] | Reflector PAR30 | Clear |  | 96 | BOX |  | 262 | 96 EUR. 120 UK |  | 0.67 |  | 0.969 |  |  | 2400 |  |  | <300 | ECODESIGN Scope 2019/2020 EU |  |  |  | 96 | 120 |  | 0.575 | 0.9 |  |  | 672 |  | 278 x 188 x 143 (mm) | Yes | U - Universal |  |  |  | 0.525 | 0.809 | [5 empty] | 840 | 4.65 | 5.1 | [7 empty] | Exempt | [19 empty] | E27 | Tungsram | 81 | 3000 | 3000 | 2400 | 35 | 90 | Available
93102175 | SPL2000/380V/T/H/960/E40 TU | image | datasheet | deeplink | Yes |  |  | 0.322 |  | No |  |  | 10.3 | [5 empty] | 2086.2 | 171200 | <30 |  | 230 | Standard | [5 empty] | 5994100017011 | 15994100017018 | [5 empty] | 4 |  |  | 82.1 |  |  | 960 | 0.332 | 265 | 429 | 620 |  |  |  |  | <240 | [5 empty] | Tubular | Clear |  | 103 | SLEEVE |  | 1153 | 24 EUR |  | 0.723 |  | 0.888 | [5 empty] | <300 |  |  |  |  | 24 |  |  | 0.62 | 0.668 |  |  | 24 |  | 433 x 433 x 616 (mm) | Yes | Horizontal ±60° | [11 empty] | 103 | 142.6 | [7 empty] | Exempt | [19 empty] | E40 | Tungsram | 93 | 6000 | 6000 | 171200 | 2000 | 230 | Available
93102203 | LU70/90/MO/D/I/E27 TU | image | datasheet | deeplink | Yes |  |  | 0.53 |  | only with specific dimmers | G |  | 0.98 | [5 empty] | 71.1 | 6000 | <60 | 72 | 90 | Standard | [5 empty] | 5994100017295 | 15994100017292 | [5 empty] | 12 |  |  | 84.4 |  |  |  | 0.43 |  | 156 | 70 |  |  |  |  | <300 | [5 empty] | Elliptical | Coated |  | 71 |  |  | 136 | 132 EUR. 180 UK |  | 0.976 |  | 1 | [5 empty] | <300 | ECODESIGN Scope 2019/2020 EU |  |  |  | 132 | 180 |  | 0.95 | 1 |  |  | 792 |  | 305 x 230 x 177 (mm) | Yes | U - Universal |  |  |  | 0.921 | 0.999 | [5 empty] | 1080 | 36.6 | 10 |  | 0.84 |  | 0.96 |  |  |  | Exempt | 0.84 |  |  |  |  | 0.795 | [10 empty] | 0.771 |  |  | E27 | Tungsram | 25 | 2000 | 2000 | 6000 | 70 | 90 | Available
93095263 | CMH20/TC/UVC/U/830/G8.5 PLUS TU | image | datasheet | deeplink | Yes |  |  | 0.434 |  | No | G |  | 0.23 | [5 empty] | 19.8 | 1600 | < 2 | 20 | 90 | Standard | [5 empty] | 5994100015918 | 15994100015915 | [5 empty] | 12 |  |  | 80.8 |  |  | 830 | 0.398 | 52 | 85 | 9 |  |  |  |  | <72 | [5 empty] | Tubular T4.5 | Clear |  | 15 | BOX |  | 42 | 924 EUR |  | 0.75 |  | 1 | [5 empty] | <300 | ECODESIGN Scope 2019/2020 EU | OUTER BOX |  |  | 924 |  |  | 0.68 | 0.998 |  |  | 2772 |  | 138 x 82 x 118 (mm) | Yes | U - Universal |  |  |  | 0.64 | 0.985 | [6 empty] | 3.35 | 2.4 |  | 0.574 |  | 0.5 |  |  |  | Exempt | 0.574 | [18 empty] | G8.5 | Tungsram | 80 | 3000 | 3000 | 1600 | 20 | 90 | Available
93095259 | CMH20/T/UVC/U/830/GU6.5 TU | image | datasheet | deeplink | Yes |  |  | 0.434 |  | No | G |  | 0.21 | [5 empty] | 20 | 1600 | <5 | 20 | 95 | Standard | [5 empty] | 5994100015871 | 15994100015878 | [5 empty] | 12 |  |  | 80.4 |  |  | 830 | 0.398 | 30 | 52 | 7 |  |  |  |  | <90 | [5 empty] | Tubular T4 | Clear |  | 13 | BOX |  | 12 | 1248 EUR |  | 0.747 |  | 1 | [5 empty] | <300 | ECODESIGN Scope 2019/2020 EU | OUTER BOX |  |  | 1248 |  |  | 0.679 | 0.998 |  |  | 17472 |  | 115 x 80 x 80 (mm) | Yes | U - Universal |  |  |  | 0.642 | 0.985 | [6 empty] | 3.45 | 2.5 |  | 0.576 |  | 0.5 |  |  |  | Exempt | 0.576 | [18 empty] | GU6.5 | Tungsram | 81 | 3000 | 3000 | 1600 | 20 | 95 | Available
93095261 | CMH35/T/UVC/U/930/GU6.5 TU | image | datasheet | deeplink | Yes |  |  | 0.434 |  | No | G |  | 0.42 | [5 empty] | 38.4 | 3400 | <5 | 39 | 90 | Standard | [5 empty] | 5994100015895 | 15994100015892 | [5 empty] | 12 |  |  | 88.5 |  |  | 930 | 0.398 | 30 | 52 | 8 |  |  |  |  | <90 | [5 empty] | Tubular T4 | Clear |  | 13 | BOX |  | 20 | 1344 EUR. 1704 UK |  | 0.778 |  | 1 | [5 empty] | <300 | ECODESIGN Scope 2019/2020 EU | OUTER BOX |  |  | 1344 | 1704 |  | 0.676 | 1 |  |  | 17472 |  | 106 x 82 x 82 (mm) | Yes | U - Universal |  |  |  | 0.651 | 0.976 | [5 empty] | 22152 | 4.65 | 4.3 | [7 empty] | Exempt | [19 empty] | GU6.5 | Tungsram | 88 | 3000 | 3000 | 3400 | 35 | 90 | Available
93104691 | CMH70/PAR30/UVC/U/942/E27/WFL TU | image | datasheet | deeplink | Yes | 40 |  | 0.371 |  | No | G |  | 1 |  |  |  |  | 9100 | 75.1 | 4000 | <5 | 76 | 92 | Standard | [5 empty] | 5994100019572 | 15994100019579 | [5 empty] | 6 |  |  | 53.3 |  |  | 942 | 0.366 |  | 124 | 221 |  |  |  |  | <180 | [5 empty] | Reflector PAR30 | Clear |  | 96 | BOX |  | 262 | 96 EUR. 120 UK |  | 0.855 |  | 0.99 |  |  | 4000 |  |  | <300 | ECODESIGN Scope 2019/2020 EU | OUTER BOX |  |  | 96 | 120 |  | 0.795 | 0.938 |  |  | 672 |  | 278 x 188 x 143 (mm) | Yes | U - Universal |  |  |  | 0.757 | 0.832 | [5 empty] | 840 | 7 | 6.1 | [7 empty] | Exempt | [19 empty] | E27 | Tungsram | 89 | 4200 | 4200 | 4000 | 70 | 92 | Available
93102176 | SPL2000/380V/I/T/H/960/E40 TU | image | datasheet | deeplink | Yes |  |  | 0.322 |  | No |  |  | 10.3 | [5 empty] | 2083.6 | 170000 | <30 |  | 225 | Standard | [5 empty] | 5994100017028 | 15994100017025 | [5 empty] | 4 |  |  | 65.1 |  |  | 960 | 0.332 | 265 | 429 | 650 |  |  |  |  | <240 | [5 empty] | Tubular | Clear |  | 103 | SLEEVE |  | 1175 | 24 EUR. 24 UK |  | 0.723 |  | 0.888 | [5 empty] | <300 |  |  |  |  | 24 | 24 |  | 0.62 | 0.668 |  |  | 24 |  | 359 x 359 x 560 (mm) | Yes | Horizontal ±60° | [10 empty] | 24 | 103 | 142.6 | [7 empty] | Exempt | [19 empty] | E40 | Tungsram | 93 | 6000 | 6000 | 170000 | 2000 | 225 | Available
93102241 | LU250/XO/D/E40 TU | image | datasheet | deeplink | Yes |  |  | 0.53 |  | only with specific dimmers | E |  | 3 | [5 empty] | 259.7 | 31500 | <10 | 260 | 100 | Standard | [5 empty] | 5994100017677 | 15994100017674 | [5 empty] | 12 |  |  | 121.3 |  |  |  | 0.43 |  | 227 | 156 |  |  |  |  | <180 | [5 empty] | Elliptical | Coated |  | 91 |  |  | 197 | 96 EUR. 120 UK |  | 1 |  | 1 | [5 empty] | <300 | ECODESIGN Scope 2019/2020 EU |  |  |  | 96 | 120 |  | 0.999 | 1 |  |  | 384 |  | 391 x 295 x 255 (mm) | Yes | U - Universal |  |  |  | 0.992 | 1 | [5 empty] | 480 | 65.8 | 23.2 |  | 0.971 |  | 1 |  |  |  | Exempt | 0.971 |  |  |  |  | 0.956 |  |  | 0.948 | [7 empty] | 0.998 | 0.991 |  | E40 | Tungsram | 25 | 2100 | 2100 | 31500 | 250 | 100 | Available
93102180 | ARC250/D/UVC/VBU/960/E40 TU** | image | datasheet | deeplink | Yes |  |  | 0.332 |  | No |  |  | 3 | [5 empty] | 268 | 17100 | <30 |  | 100 | Standard | [5 empty] | 5994100017066 | 15994100017063 | [5 empty] | 12 |  |  | 63.8 |  |  | 960 | 0.332 |  | 226 | 150 |  |  |  |  | <270 | [5 empty] | Elliptical | Coated |  | 91 |  |  | 201 | 96 EUR. 120 UK |  | 0.75 |  | 0.998 | [5 empty] | <300 | Not CE complaint |  |  |  | 96 | 120 |  | 0.67 | 0.99 |  |  | 384 |  | 391 x 295 x 255 (mm) | Yes | VBU - Vertical Base Up |  |  |  | 0.63 | 0.95 | [5 empty] | 480 | 30 | 14.3 |  | 0.58 |  | 0.5 |  |  |  | Exempt | 0.58 | [18 empty] | E40 | Tungsram | 90 | 6000 | 6000 | 17100 | 250 | 100 | Available
93102233 | LU400/XO/D/E40 TU | image | datasheet | deeplink | Yes |  |  | 0.53 |  | only with specific dimmers | E |  | 4.4 | [5 empty] | 402.7 | 54800 | <10 | 403 | 105 | Standard | [5 empty] | 5994100017592 | 15994100017599 | [5 empty] | 6 |  |  | 136.1 |  |  |  | 0.43 |  | 282 | 226 |  |  |  |  | <300 | [5 empty] | Elliptical | Coated |  | 121 |  |  | 322 | 54 EUR. 60 UK |  | 0.998 |  | 1 | [5 empty] | <300 | ECODESIGN Scope 2019/2020 EU |  |  |  | 54 | 60 |  | 0.996 | 1 |  |  | 162 |  | 380 x 255 x 302 (mm) | Yes | U - Universal |  |  |  | 0.987 | 1 | [5 empty] | 180 | 87 | 19.2 |  | 0.938 |  | 1 |  |  |  | Exempt | 0.938 |  |  |  |  | 0.892 |  |  | 0.867 | [7 empty] | 0.998 | 0.991 |  | E40 | Tungsram | 25 | 2100 | 2100 | 54800 | 400 | 105 | Available
93102163 | ARC150/TD/UVC/GREEN/RX7s-24 TU | image | datasheet | deeplink | Yes |  |  | 0.255 |  | No |  |  | 1.8 | [5 empty] | 150 | 9000 | <30 |  | 95 | Standard | [5 empty] | 5994100016892 | 15994100016899 | [5 empty] | 12 |  |  | 60 |  |  |  | 0.54 | 66 | 136 | 34 |  |  |  |  | <180 | [5 empty] | Double-capped | Clear |  | 23 |  |  | 69 | 408 EUR. 528 UK |  | 0.86 |  | 1 | [5 empty] | <300 |  |  |  |  | 408 | 528 |  | 0.78 | 0.963 |  |  | 1632 |  | 178 x 138 x 221 (mm) | Yes | Horizontal ±45° |  |  |  | 0.72 | 0.93 | [5 empty] | 2112 | 18 | 17 | [7 empty] | Exempt | [19 empty] | RX7S-24 | Tungsram |  |  |  | 9000 | 150 | 95 | Available
93102187 | SPL2000/220V/T/H/640/E40 TU | image | datasheet | deeplink | Yes |  |  | 0.38 |  | No |  |  | 16.5 | [5 empty] | 1900 | 180000 | <30 |  | 125 | Standard | [5 empty] | 5994100017134 | 15994100017131 | [5 empty] | 4 |  |  | 94.7 |  |  | 640 | 0.377 | 265 | 429 | 630 |  |  |  |  | <240 | [5 empty] | Tubular | Clear |  | 103 |  |  | 1200 | 24 EUR. 24 UK |  | 0.6 |  | 0.5 | [5 empty] | <300 |  |  |  |  | 24 | 24 | [5 empty] | 24 |  | 395 x 390 x 625 (mm) | Yes | Horizontal ±75° | [10 empty] | 24 | 79 | 265 | [7 empty] | Exempt | [19 empty] | E40 | Tungsram | 65 | 4000 | 4000 | 180000 | 1900 | 125 | Available
93102183 | ARC70/TD/UVC/730/RX7s TU | image | datasheet | deeplink | Yes |  |  | 0.434 |  | No | G |  | 1 | [5 empty] | 75 | 5500 | <30 | 75 | 95 | Standard | [5 empty] | 5994100017097 | 15994100017094 | [5 empty] | 12 |  |  | 73.3 |  |  | 730 | 0.398 | 57 | 118 | 23 |  |  |  |  | <180 | [5 empty] | Double-capped | Clear |  | 21 |  |  | 57 | 408 EUR. 540 UK |  | 0.75 |  | 1 | [5 empty] | <300 | ECODESIGN Scope 2019/2020 EU |  |  |  | 408 | 540 |  | 0.67 | 0.963 |  |  | 1632 |  | 176 x 136 x 218 (mm) | Yes | Horizontal ±45° |  |  |  | 0.63 | 0.93 | [5 empty] | 2160 | 8.5 | 9.2 | [7 empty] | Exempt | [19 empty] | Rx7s | Tungsram | 78 | 3000 | 3000 | 5500 | 70 | 95 | Available
93102161 | KRC400/D/UVC/VBU/960/E40 TU | image | datasheet | deeplink | Yes |  |  | 0.322 |  | No |  |  | 3.5 | [5 empty] | 368.8 | 23300 | <30 |  | 122 | Standard | [5 empty] | 5994100016878 | 15994100016875 | [5 empty] | 6 |  |  | 63.2 |  |  | 960 | 0.332 |  | 270 | 161 |  |  |  |  | <180 | [5 empty] | Elliptical | Coated |  | 121 |  |  | 244 | 54 EUR. 60 UK |  | 0.83 |  | 0.99 | [5 empty] | <300 | Not CE complaint |  |  |  | 54 | 60 |  | 0.78 | 0.965 |  |  | 162 |  | 380 x 255 x 302 (mm) | Yes | VBU - Vertical Base Up |  |  |  | 0.72 | 0.915 | [5 empty] | 180 | 46 | 14 |  | 0.55 |  | 0.65 |  |  |  | Exempt | 0.55 | [18 empty] | E40 | Tungsram | 90 | 6000 | 6000 | 23300 | 400 | 122 | Available
93104661 | LU400V/750W/PSL/T/2/E40/ EL TU | image | datasheet | deeplink | Yes |  |  | 0.52 |  | only with specific dimmers |  |  | 4.3 | [5 empty] | 768.7 | 105300 | <10 |  | 205 | Standard | [5 empty] | 5994100019275 | 15994100019272 | [5 empty] | 12 |  |  | 142.7 |  |  |  | 0.42 | 175 | 291 | 230 |  |  |  |  | <180 | [5 empty] | Tubular | Clear |  | 52 |  |  | 260 | 288 EUR. 348 UK |  |  |  | 0.998 | [5 empty] | <300 |  |  |  |  | 288 | 348 |  |  | 0.99 |  |  | 864 |  | 227 x 170 x 350 (mm) | Yes | U - Universal |  |  |  |  | 0.97 | [5 empty] | 1044 | 143 | 24.7 |  |  |  | 0.89 |  |  |  | Exempt | [19 empty] | E40 | Tungsram | 22 | 2100 | 2100 | 105300 | 750 | 205 | Available
93102170 | CMH150/TT/UVC/U/942/E40 TU | image | datasheet | deeplink | Yes |  |  | 0.371 |  | only with specific dimmers | F |  | 1.8 | [5 empty] | 145.7 | 15000 | < 10 | 146 | 95 | Standard | [5 empty] | 5994100016960 | 15994100016967 | [5 empty] | 12 |  |  | 103 |  |  | 942 | 0.366 | 132 | 209 | 146 |  |  |  |  | <180 | [5 empty] | Tubular | Clear |  | 48 | SLEEVE |  | 178 | 288 EUR. 372 UK |  | 0.86 |  | 0.99 | [5 empty] | <300 | ECODESIGN Scope 2019/2020 EU | OUTER BOX |  |  | 288 | 372 |  | 0.81 | 0.958 |  |  | 864 |  | 215 x 162 x 284 (mm) | Yes | U - Universal |  |  |  | 0.782 | 0.904 | [5 empty] | 1116 | 10 | 21.3 |  | 0.74 |  | 0.648 |  |  |  | Exempt | 0.74 |  |  |  |  | 0.718 | [10 empty] | 0.452 |  |  | E40 | Tungsram | 89 | 4000 | 4000 | 15000 | 150 | 95 | Available
93102196 | CMH20/MR16/UVC/U/830/GX10/WFL TU | image | datasheet | deeplink | Yes | 40 |  | 0.434 |  | No | G |  | 0.21 |  |  |  |  | 1800 | 19.8 | 900 | <5 | 20 | 95 | Standard | [5 empty] | 5994100017226 | 15994100017223 | [5 empty] | 12 |  |  | 45.5 |  |  | 830 | 0.398 |  | 55 | 59 |  |  |  |  | <90 | [5 empty] | Reflector MR16 | Clear |  | 51 | BOX |  | 90 | 288 EUR. 348 UK |  | 0.745 |  | 1 |  |  | 900 |  |  | <300 | ECODESIGN Scope 2019/2020 EU |  |  |  | 288 | 348 |  | 0.679 | 0.997 |  |  | 4032 |  | 226 x 171 x 77 (mm) | Yes | U - Universal |  |  |  | 0.642 | 0.979 | [5 empty] | 4872 | 3.35 | 2.3 |  | 0.576 |  | 0.5 |  |  |  | Exempt | 0.576 | [18 empty] | GX10 | Tungsram | 80 | 3000 | 3000 | 900 | 20 | 95 | Available
93095371 | CMH35/T/UVC/U/830/G12 PLUS TU | image | datasheet | deeplink | Yes |  |  | 0.434 |  | No | G |  | 0.43 | [5 empty] | 39.4 | 3500 | < 2 | 40 | 90 | Standard | [5 empty] | 5994100015994 | 15994100015991 | [5 empty] | 12 |  |  | 88.8 |  |  | 830 | 0.398 | 56 | 90 | 23 |  |  |  |  | <120 | [5 empty] | Tubular T4.5 | Clear |  | 15 | BOX |  | 33 | 960 EUR. 1236 UK |  | 0.786 |  | 1 | [5 empty] | <300 | ECODESIGN Scope 2019/2020 EU | OUTER BOX |  |  | 960 | 1236 |  | 0.716 | 1 |  |  | 8640 |  | 138 x 82 x 118 (mm) | Yes | U - Universal |  |  |  | 0.682 | 0.995 | [5 empty] | 11124 | 4.65 | 4.8 |  | 0.55 |  | 0.85 |  |  |  | Exempt | 0.55 |  |  |  |  | 0.483 | [10 empty] | 0.55 |  |  | G12 | Tungsram | 84 | 3000 | 3000 | 3500 | 35 | 90 | Available
93102178 | ARC250/T/UVC/H/960/E40 TU** | image | datasheet | deeplink | Yes |  |  | 0.322 |  | No |  |  | 2.8 | [5 empty] | 272.3 | 19200 | <30 |  | 112 | Standard | [5 empty] | 5994100017042 | 15994100017049 | [5 empty] | 12 |  |  | 70.5 |  |  | 960 | 0.332 | 150 | 219 | 156 |  |  |  |  | <270 | [5 empty] | Tubular | Clear |  | 48 | SLEEVE |  | 192 | 288 EUR. 372 UK |  | 0.75 |  | 0.998 | [5 empty] | <300 | Not CE complaint |  |  |  | 288 | 372 |  | 0.67 | 0.99 |  |  | 864 |  | 215 x 162 x 284 (mm) | Yes | Horizontal ±45° |  |  |  | 0.63 | 0.95 | [5 empty] | 1116 | 30 | 14.3 |  | 0.58 |  | 0.5 |  |  |  | Exempt | 0.58 | [18 empty] | E40 | Tungsram | 90 | 6000 | 6000 | 19200 | 250 | 112 | Available
93102182 | ARC150/TD/UVC/732/RX7s-24 TU | image | datasheet | deeplink | Yes |  |  | 0.423 |  | No | G |  | 1.8 | [5 empty] | 150 | 12000 | <30 | 150 | 95 | Standard | [5 empty] | 5994100017080 | 15994100017087 | [5 empty] | 12 |  |  | 80 |  |  | 732 | 0.399 | 66 | 136 | 34 |  |  |  |  | <180 | [5 empty] | Double-capped | Clear |  | 23 |  |  | 68 | 408 EUR. 540 UK |  | 0.86 |  | 1 | [5 empty] | <300 | ECODESIGN Scope 2019/2020 EU |  |  |  | 408 | 540 |  | 0.78 | 0.963 |  |  | 1632 |  | 176 x 136 x 218 (mm) | Yes | Horizontal ±45° |  |  |  | 0.72 | 0.93 | [5 empty] | 2160 | 18 | 14.5 | [7 empty] | Exempt | [19 empty] | RX7s-24 | Tungsram | 70 | 3200 | 3200 | 12000 | 150 | 95 | Available
93102160 | CMH250/E/UVC/U/830/E40/D TU | image | datasheet | deeplink | Yes |  |  | 0.434 |  | only with specific dimmers | G |  | 2.7 | [5 empty] | 263.1 | 23800 | <10 | 264 | 107 | Standard | [5 empty] | 5994100016861 | 15994100016868 | [5 empty] | 12 |  |  | 90.5 |  |  | 830 | 0.398 |  | 226 | 154 |  |  |  |  | <300 | [5 empty] | Elliptical | Coated |  | 91 |  |  | 203 | 96 EUR. 120 UK |  | 0.925 |  | 1 | [5 empty] | <300 | ECODESIGN Scope 2019/2020 EU |  |  |  | 96 | 120 |  | 0.9 | 0.997 |  |  | 384 |  | 391 x 295 x 255 (mm) | Yes | U - Universal |  |  |  | 0.88 | 0.989 | [5 empty] | 480 | 16.5 | 29 |  | 0.82 |  | 0.917 |  |  |  | Exempt | 0.82 |  |  |  |  | 0.78 |  |  | 0.765 | [7 empty] | 0.814 | 0.669 |  | E40 | Tungsram | 80 | 3600 | 3600 | 23800 | 250 | 107 | Available
93102221 | LU100/100/XO/SBY/T/E40 TU | image | datasheet | deeplink | Yes |  |  | 0.53 |  | only with specific dimmers | F |  | 1.2 | [5 empty] | 100.2 | 10400 | <10 | 101 | 100 | Standard | [5 empty] | 5994100017479 | 15994100017476 | [5 empty] | 12 |  |  | 103.8 |  |  |  | 0.43 | 133 | 211 | 145 |  |  |  |  | <210 | [5 empty] | Tubular | Clear |  | 48 |  |  | 175 | 288 EUR. 372 UK |  | 0.99 |  | 1 | [5 empty] | <300 | ECODESIGN Scope 2019/2020 EU |  |  |  | 288 | 372 |  | 0.982 | 0.999 |  |  | 864 |  | 215 x 162 x 284 (mm) | Yes | U - Universal |  |  |  | 0.974 | 0.997 | [5 empty] | 1116 | 45.8 | 26.6 |  | 0.954 |  | 0.984 |  |  |  | Exempt | 0.954 |  |  |  |  | 0.944 |  |  | 0.94 | [7 empty] | 0.97 | 0.949 |  | E40 | Tungsram | 25 | 2100 | 2100 | 10400 | 100 | 100 | Available
93104668 | CMH35/PAR30/UVC/U/942/E27/FL TU | image | datasheet | deeplink | Yes | 25 |  | 0.371 |  | No | G |  | 0.53 |  |  |  |  | 10800 | 39.6 | 2200 | <5 | 40 | 90 | Standard | [5 empty] | 5994100019343 | 15994100019340 | [5 empty] | 6 |  |  | 55.6 |  |  | 942 | 0.366 |  | 124 | 203 |  |  |  |  | <180 | [5 empty] | Reflector PAR30 | Clear |  | 96 | BOX |  | 262 | 96 EUR. 120 UK |  | 0.9 |  | 0.99 |  |  | 2200 |  |  | <300 | ECODESIGN Scope 2019/2020 EU | OUTER BOX |  |  | 96 | 120 |  | 0.845 | 0.938 |  |  | 672 |  | 278 x 188 x 143 (mm) | Yes | U - Universal |  |  |  | 0.81 | 0.832 | [5 empty] | 840 | 4.3 | 4.5 | [7 empty] | Exempt | [19 empty] | E27 | Tungsram | 89 | 4200 | 4200 | 2200 | 35 | 90 | Available
93102206 | CMH250/TT/UVC/U/942/E40 TU | image | datasheet | deeplink | Yes |  |  | 0.371 |  | only with specific dimmers | F |  | 2.9 | [5 empty] | 259.6 | 26000 | <10 | 260 | 107 | Standard | [5 empty] | 5994100017325 | 15994100017322 | [5 empty] | 12 |  |  | 100.2 |  |  | 942 | 0.366 | 153.5 | 253 | 150 |  |  |  |  | <300 | [5 empty] | Tubular | Clear |  | 48 | BOX |  | 166 | 288 EUR. 372 UK |  | 0.962 |  | 1 | [5 empty] | <300 | ECODESIGN Scope 2019/2020 EU | OUTER BOX |  |  | 288 | 372 |  | 0.95 | 0.995 |  |  | 864 |  | 215 x 162 x 349 (mm) | Yes | U - Universal |  |  |  | 0.93 | 0.986 | [5 empty] | 1116 | 16.5 | 22.5 |  | 0.884 |  | 0.905 |  |  |  | Exempt | 0.884 |  |  |  |  | 0.852 |  |  | 0.836 | [7 empty] | 0.8 | 0.659 |  | E40 | Tungsram | 90 | 4200 | 4200 | 26000 | 250 | 107 | Available
93102222 | LU70/90/XO/SBY/D/E27 TU | image | datasheet | deeplink | Yes |  |  | 0.53 |  | only with specific dimmers | G |  | 1 | [5 empty] | 73 | 5900 | <10 | 73 | 90 | Standard | [5 empty] | 5994100017486 | 15994100017483 | [5 empty] | 12 |  |  | 80.8 |  |  |  | 0.43 |  | 156 | 73 |  |  |  |  | <300 | [5 empty] | Elliptical | Coated |  | 71 | SLEEVE |  | 130 | 132 EUR. 180 UK |  | 0.985 |  | 1 | [5 empty] | <300 | ECODESIGN Scope 2019/2020 EU | OUTER BOX |  |  | 132 | 180 |  | 0.972 | 0.999 |  |  | 792 |  | 305 x 230 x 177 (mm) | Yes | U - Universal |  |  |  | 0.96 | 0.998 | [5 empty] | 1080 | 40.9 | 19.9 |  | 0.929 |  | 0.985 |  |  |  | Exempt | 0.929 |  |  |  |  | 0.914 |  |  | 0.907 | [7 empty] | 0.969 | 0.944 |  | E27 | Tungsram | 25 | 2100 | 2100 | 5900 | 70 | 90 | Available
93102177 | KRC400/T/UVC/VBU/960/E40 TU | image | datasheet | deeplink | Yes |  |  | 0.322 |  | No |  |  | 3.5 | [5 empty] | 368 | 26500 | <30 |  | 122 | Standard | [5 empty] | 5994100017035 | 15994100017032 | [5 empty] | 12 |  |  | 72 |  |  | 960 | 0.332 | 175 | 270 | 169 |  |  |  |  | <180 | [5 empty] | Tubular | Clear |  | 59 | SLEEVE |  | 211 | 1 EUR |  | 0.83 |  | 0.99 | [5 empty] | <300 | Not CE complaint | OUTER BOX |  |  | 1 |  |  | 0.78 | 0.965 |  |  | 648 |  | 325 x 245 x 374 (mm) | Yes | VBU - Vertical Base Up |  |  |  | 0.72 | 0.915 | [6 empty] | 46 | 14 |  | 0.55 |  | 0.65 |  |  |  | Exempt | 0.55 | [18 empty] | E40 | Tungsram | 82 | 6000 | 6000 | 26500 | 400 | 122 | Available
93102228 | CMH35/MR16/UVC/U/942/GX10/FL TU | image | datasheet | deeplink | Yes | 25 |  | 0.377 |  | No | G |  | 0.42 |  |  |  |  | 5900 | 38.4 | 1900 | <5 | 39 | 90 | Standard | [5 empty] | 5994100017547 | 15994100017544 | [5 empty] | 12 |  |  | 49.5 |  |  | 942 | 0.365 |  | 55 | 64 |  |  |  |  | <90 | [5 empty] | Reflector MR16 | Clear |  | 51 | BOX |  | 100 | 288 EUR. 348 UK |  | 0.8 |  | 1 |  |  | 1900 |  |  | <300 | ECODESIGN Scope 2019/2020 EU | OUTER BOX |  |  | 288 | 348 |  | 0.738 | 0.999 |  |  | 4032 |  | 226 x 171 x 77 (mm) | Yes | U - Universal |  |  |  | 0.7 | 0.993 | [5 empty] | 4872 | 4.65 | 3.5 |  | 0.61 |  | 0.5 |  |  |  | Exempt | 0.61 | [18 empty] | GX10 | Tungsram | 92 | 4000 | 4000 | 1900 | 35 | 90 | Available
93102173 | ARC250/TD/832/Fc2 TU | image | datasheet | deeplink | Yes |  |  | 0.423 |  | No | G |  | 3 | [5 empty] | 250 | 20000 | <30 | 250 | 100 | Standard | [5 empty] | 5994100016991 | 15994100016998 | [5 empty] | 12 |  |  | 80 |  |  | 832 | 0.399 | 81 | 163 | 59 |  |  |  |  | <180 | [5 empty] | Double-capped | Clear |  | 25 | SLEEVE |  | 90 | 408 EUR. 540 UK |  | 0.86 |  | 1 | [5 empty] | <300 | ECODESIGN Scope 2019/2020 EU |  |  |  | 408 | 540 |  | 0.78 | 0.963 |  |  | 1632 |  | 176 x 136 x 218 (mm) | Yes | Horizontal ±45° |  |  |  | 0.72 | 0.93 | [5 empty] | 2160 | 25 | 15.5 | [7 empty] | RG-3 | [19 empty] | Fc2 | Tungsram | 75 | 3200 | 3200 | 20000 | 250 | 100 | Available
93102215 | LU400/XO/SBY/T/E40 TU | image | datasheet | deeplink | Yes |  |  | 0.53 |  | only with specific dimmers | E |  | 4.5 | [5 empty] | 409.6 | 54000 | <10 | 410 | 100 | Standard | [5 empty] | 5994100017417 | 15994100017414 | [5 empty] | 12 |  |  | 131.8 |  |  |  | 0.43 | 175 | 277 | 174 |  |  |  |  | <300 | [5 empty] | Tubular | Clear |  | 48 |  |  | 190 | 288 EUR. 372 UK |  | 0.992 |  | 1 | [5 empty] | <300 | ECODESIGN Scope 2019/2020 EU |  |  |  | 288 | 372 |  | 0.985 | 0.999 |  |  | 864 |  | 215 x 162 x 349 (mm) | Yes | U - Universal |  |  |  | 0.979 | 0.997 | [5 empty] | 744 | 87 | 38.5 |  | 0.969 |  | 0.982 |  |  |  | Exempt | 0.969 |  |  |  |  | 0.965 |  |  | 0.963 | [7 empty] | 0.964 | 0.94 |  | E40 | Tungsram | 25 | 2100 | 2100 | 54000 | 400 | 100 | Available
93095370 | CMH20/T/UVC/U/830/G12 PLUS TU | image | datasheet | deeplink | Yes |  |  | 0.434 |  | No | G |  | 0.23 | [5 empty] | 19.8 | 1600 | < 2 | 20 | 92 | Standard | [5 empty] | 5994100015987 | 15994100015984 | [5 empty] | 12 |  |  | 80.8 |  |  | 830 | 0.398 | 56 | 90 | 23 |  |  |  |  | <85 | [5 empty] | Tubular T4.5 | Clear |  | 15 | BOX |  | 42 | 960 EUR. 1236 UK |  | 0.75 |  | 1 | [5 empty] | <300 | ECODESIGN Scope 2019/2020 EU | OUTER BOX |  |  | 960 | 1236 |  | 0.68 | 0.998 |  |  | 8640 |  | 138 x 82 x 118 (mm) | Yes | U - Universal |  |  |  | 0.64 | 0.985 | [5 empty] | 11124 | 3.35 | 2.4 |  | 0.574 |  | 0.5 |  |  |  | Exempt | 0.574 | [18 empty] | G12 | Tungsram | 80 | 3000 | 3000 | 1600 | 20 | 92 | Available
93102223 | LU70/90/XO/SBY/T/E27 TU | image | datasheet | deeplink | Yes |  |  | 0.53 |  | only with specific dimmers | G |  | 1 | [5 empty] | 75.5 | 6600 | <10 | 76 | 90 | Standard | [5 empty] | 5994100017493 | 15994100017490 | [5 empty] | 25 |  |  | 87.4 |  |  |  | 0.43 | 98 | 156 | 62 |  |  |  |  | <300 | [5 empty] | Tubular | Clear |  | 37 | SL |  | 101 | 375 EUR. 500 UK |  | 0.985 |  | 1 | [5 empty] | <300 | ECODESIGN Scope 2019/2020 EU | OB |  |  | 375 | 500 |  | 0.972 | 0.999 |  |  | 1875 |  | 219 x 218 x 208 (mm) | Yes | U - Universal |  |  |  | 0.96 | 0.998 | [5 empty] | 2500 | 40.9 | 19.9 |  | 0.929 |  | 0.985 |  |  |  | Exempt | 0.929 |  |  |  |  | 0.914 |  |  | 0.907 | [7 empty] | 0.969 | 0.944 |  | E27 | Tungsram | 25 | 2100 | 2100 | 6600 | 70 | 90 | Available
93102204 | LU70/90/MO/I/E27 TU | image | datasheet | deeplink | Yes |  |  | 0.53 |  | only with specific dimmers | G |  | 0.98 | [5 empty] | 72.2 | 6500 | <60 | 73 | 90 | Standard | [5 empty] | 5994100017301 | 15994100017308 | [5 empty] | 12 |  |  | 90 |  |  |  | 0.43 | 99 | 156 | 71 |  |  |  |  | <300 | [5 empty] | Elliptical | Clear |  | 71 |  |  | 105 | 132 EUR. 180 UK |  | 0.976 |  | 1 | [5 empty] | <300 | ECODESIGN Scope 2019/2020 EU |  |  |  | 132 | 180 |  | 0.95 | 1 |  |  | 792 |  | 305 x 230 x 177 (mm) | Yes | U - Universal |  |  |  | 0.921 | 0.999 | [5 empty] | 1080 | 36.6 | 10 |  | 0.84 |  | 0.96 |  |  |  | Exempt | 0.84 |  |  |  |  | 0.795 | [10 empty] | 0.771 |  |  | E27 | Tungsram | 25 | 2000 | 2000 | 6500 | 70 | 90 | Available
93104708 | LU250W/PSL/T/E40 TU | image | datasheet | deeplink | Yes |  |  | 0.53 |  | only with specific dimmers |  |  | 2.71 | [5 empty] | 250 | 34300 | <10 |  | 115 | Standard | [5 empty] | 5994100019749 | 15994100019746 | [5 empty] | 12 |  |  | 137.2 |  |  |  | 0.43 | 158 | 260 | 142 |  |  |  |  | <180 | [5 empty] | Tubular | Clear |  | 48 |  |  | 188 | 288 EUR. 372 UK |  |  |  | 0.998 | [5 empty] | <300 | ECODESIGN Scope 2019/2020 EU |  |  |  | 288 | 372 |  |  | 0.99 |  |  | 864 |  | 215 x 162 x 349 (mm) | Yes | U - Universal |  |  |  |  | 0.97 | [5 empty] | 1116 | 65.8 | 23.2 |  |  |  | 0.89 |  |  |  | Exempt | [19 empty] | E40 | Tungsram | 22 | 2100 | 2100 | 34300 | 250 | 115 | Available
93102214 | LU250/XO/SBY/T/E40 TU | image | datasheet | deeplink | Yes |  |  | 0.53 |  | only with specific dimmers | E |  | 3 | [5 empty] | 262.4 | 31500 | <10 | 263 | 100 | Standard | [5 empty] | 5994100017400 | 15994100017407 | [5 empty] | 12 |  |  | 120 |  |  |  | 0.43 | 158 | 260 | 155 |  |  |  |  | <180 | [5 empty] | Tubular | Clear |  | 48 |  |  | 170 | 288 EUR. 372 UK |  | 0.992 |  | 1 | [5 empty] | <300 | Not CE complaint |  |  |  | 288 | 372 |  | 0.985 | 0.999 |  |  | 864 |  | 215 x 162 x 349 (mm) | Yes | U - Universal |  |  |  | 0.979 | 0.997 | [5 empty] | 744 | 65.8 | 46.4 |  | 0.969 |  | 0.982 |  |  |  | Exempt | 0.969 |  |  |  |  | 0.965 |  |  | 0.963 | [7 empty] | 0.964 | 0.94 |  | E40 | Tungsram | 25 | 2100 | 2100 | 31500 | 250 | 100 | Available
93095375 | CMH150/T/UVC/U/942/G12 TU | image | datasheet | deeplink | Yes |  |  | 0.371 |  | No | G |  | 1.8 | [5 empty] | 149.3 | 12300 | < 2 | 150 | 93 | Standard | [5 empty] | 5994100016038 | 15994100016035 | [5 empty] | 12 |  |  | 82.4 |  |  | 942 | 0.366 | 56 | 100 | 32 |  |  |  |  | <180 | [5 empty] | Tubular T6 | Clear |  | 20 |  |  | 42 | 396 EUR. 504 UK |  | 0.833 |  | 0.992 | [5 empty] | <300 | ECODESIGN Scope 2019/2020 EU |  |  |  | 396 | 504 |  | 0.758 | 0.957 |  |  | 2772 |  | 186 x 146 x 140 (mm) | Yes | U - Universal |  |  |  | 0.734 | 0.887 | [5 empty] | 3528 | 10 | 9 |  | 0.695 |  | 0.507 |  |  |  | Exempt | 0.695 | [18 empty] | G12 | Tungsram | 90 | 4200 | 4200 | 12300 | 150 | 93 | Available
93104704 | MVR1000/U/E40 TU | image | datasheet | deeplink | Yes |  |  | 0.38 |  | No |  |  | 4.2 | [5 empty] | 1000 | 105900 | <30 |  | 255 | Standard | [5 empty] | 5994100019701 | 15994100019708 | [5 empty] | 6 |  |  | 105.9 |  |  | 640 | 0.3767 | 241 | 383 | 388 |  |  |  |  | <300 | [5 empty] | Elliptical | Clear |  | 172 |  |  | 558 | 72 EUR. 1 UK |  | 0.88 |  | 0.985 | [5 empty] | <300 |  |  |  |  | 72 | 1 |  | 0.795 | 0.95 |  |  | 576 |  | 406 x 389 x 579 (mm) | Yes | U - Universal |  |  |  | 0.715 | 0.9 | [5 empty] | 90 | 90 | 150 |  | 0.515 |  | 0.66 |  |  |  | Exempt | 0.515 | [18 empty] | E40 | Tungsram | 64 | 4000 | 4000 | 105900 | 1000 | 255 | Available
93102216 | LU1000W/250V/E40 TU | image | datasheet | deeplink | Yes |  |  | 0.53 |  | only with specific dimmers |  |  | 4.7 | [5 empty] | 1000 | 127600 | <5 |  | 250 | Standard | [5 empty] | 5994100017424 | 15994100017421 | [5 empty] | 6 |  |  | 127.6 |  |  |  | 0.42 | 224 | 386 | 368 |  |  |  |  | <240 | [5 empty] | Tubular | Clear |  | 81 | SLEEVE |  | 449 | 72 UK |  | 0.99 |  | 0.993 | [5 empty] | <300 |  | OUTER BOX |  |  |  | 72 |  | 0.98 | 0.99 |  |  |  |  | 394 x 241 x 182 (mm) | Yes | U - Universal |  |  |  | 0.967 | 0.986 | [5 empty] | 360 | 233 | 14.9 |  | 0.9 |  | 0.95 |  |  |  | Exempt | 0.9 |  |  |  |  | 0.84 |  |  | 0.817 | [7 empty] | 0.9 | 0.8 |  | E40 | Tungsram | 22 | 2100 | 2100 | 127600 | 1000 | 250 | Available
93102207 | CMH35/MR16/UVC/U/930/GX10/SP PRECISE™TU | image | datasheet | deeplink | Yes | 12 |  | 0.434 |  | No | G |  | 0.53 |  |  |  |  | 19400 | 39.2 | 2100 | <2 | 40 | 93 | Standard | [5 empty] | 5994100017332 | 15994100017339 | [5 empty] | 12 |  |  | 53.6 |  |  | 930 | 0.398 |  | 55 | 59 |  |  |  |  | <90 | [5 empty] | Reflector MR16 | Clear |  | 51 | BOX |  | 85 | 288 EUR. 348 UK |  | 0.93 |  | 1 |  |  | 2100 |  |  | <300 | ECODESIGN Scope 2019/2020 EU | OUTER BOX |  |  | 288 | 348 |  | 0.89 | 0.999 |  |  | 4032 |  | 226 x 171 x 77 (mm) | Yes | U - Universal |  |  |  | 0.85 | 0.996 | [5 empty] | 4872 | 5.1 | 4.5 |  | 0.73 |  | 0.9 |  |  |  | Exempt | 0.73 |  |  |  |  | 0.65 |  |  | 0.61 | [7 empty] | 0.67 |  |  | GX10 | Tungsram | 91 | 3000 | 3000 | 2100 | 35 | 93 | Available
93102208 | CMH35/MR16/UVC/U/930/GX10/FL PRECISE™TU | image | datasheet | deeplink | Yes | 25 |  | 0.434 |  | No | G |  | 0.53 |  |  |  |  | 7800 | 39.2 | 2100 | <2 | 40 | 93 | Standard | [5 empty] | 5994100017349 | 15994100017346 | [5 empty] | 12 |  |  | 53.6 |  |  | 930 | 0.398 |  | 55 | 60 |  |  |  |  | <90 | [5 empty] | Reflector MR16 | Clear |  | 51 | BOX |  | 85 | 288 EUR. 348 UK |  | 0.93 |  | 1 |  |  | 2100 |  |  | <300 | ECODESIGN Scope 2019/2020 EU | OUTER BOX |  |  | 288 | 348 |  | 0.89 | 0.999 |  |  | 4032 |  | 226 x 171 x 77 (mm) | Yes | U - Universal |  |  |  | 0.85 | 0.996 | [5 empty] | 4872 | 5.1 | 4.5 |  | 0.73 |  | 0.9 |  |  |  | Exempt | 0.73 |  |  |  |  | 0.65 |  |  | 0.61 | [7 empty] | 0.67 |  |  | GX10 | Tungsram | 91 | 3000 | 3000 | 2100 | 35 | 93 | Available
93095368 | CMH35/TC/UVC/U/930/G8.5 PRECISE™TU | image | datasheet | deeplink | Yes |  |  | 0.434 |  | No | F |  | 0.43 | [5 empty] | 39 | 4100 | < 2 | 39 | 90 | Standard | [5 empty] | 5994100015963 | 15994100015960 | [5 empty] | 12 |  |  | 105.1 |  |  | 930 | 0.398 | 52 | 85 | 10 |  |  |  |  | <120 | [5 empty] | Tubular T4.5 | Clear |  | 15 | BOX |  | 46 | 960 EUR. 1236 UK |  | 0.93 |  | 1 | [5 empty] | <300 | ECODESIGN Scope 2019/2020 EU | OUTER BOX |  |  | 960 | 1236 |  | 0.89 | 0.999 |  |  | 8640 |  | 138 x 82 x 118 (mm) | Yes | U - Universal |  |  |  | 0.85 | 0.996 | [5 empty] | 11124 | 5.1 | 4.7 |  | 0.73 |  | 0.9 |  |  |  | Exempt | 0.73 |  |  |  |  | 0.65 |  |  | 0.61 | [7 empty] | 0.67 |  |  | G8.5 | Tungsram | 88 | 3000 | 3000 | 4100 | 35 | 90 | Available
93095377 | CMH35/T/UVC/U/930/G12 PRECISE™TU | image | datasheet | deeplink | Yes |  |  | 0.434 |  | No | F |  | 0.43 | [5 empty] | 39 | 4100 | < 2 | 39 | 90 | Standard | [5 empty] | 5994100016052 | 15994100016059 | [5 empty] | 12 |  |  | 105.1 |  |  | 930 | 0.398 | 56 | 90 | 22 |  |  |  |  | <120 | [5 empty] | Tubular T4.5 | Clear |  | 15 | BOX |  | 46 | 960 EUR. 1236 UK |  | 0.93 |  | 1 | [5 empty] | <300 | ECODESIGN Scope 2019/2020 EU | OUTER BOX |  |  | 960 | 1236 |  | 0.89 | 0.999 |  |  | 8640 |  | 138 x 82 x 118 (mm) | Yes | U - Universal |  |  |  | 0.85 | 0.996 | [5 empty] | 11124 | 5.1 | 4.7 |  | 0.73 |  | 0.9 |  |  |  | Exempt | 0.73 |  |  |  |  | 0.65 |  |  | 0.61 | [7 empty] | 0.67 |  |  | G12 | Tungsram | 88 | 3000 | 3000 | 4100 | 35 | 90 | Available
93102209 | CMH35/MR16/UVC/U/930/GX10/WFL PRECISE™TU | image | datasheet | deeplink | Yes | 40 |  | 0.434 |  | No | G |  | 0.53 |  |  |  |  | 4000 | 39.2 | 2600 | <2 | 40 | 93 | Standard | [5 empty] | 5994100017356 | 15994100017353 | [5 empty] | 12 |  |  | 66.3 |  |  | 930 | 0.398 |  | 55 | 57 |  |  |  |  | <90 | [5 empty] | Reflector MR16 | Clear |  | 51 | BOX |  | 85 | 288 EUR. 348 UK |  | 0.93 |  | 1 |  |  | 2600 |  |  | <300 | ECODESIGN Scope 2019/2020 EU | OUTER BOX |  |  | 288 | 348 |  | 0.89 | 0.999 |  |  | 4032 |  | 226 x 171 x 77 (mm) | Yes | U - Universal |  |  |  | 0.85 | 0.996 | [5 empty] | 4872 | 5.1 | 4.5 |  | 0.73 |  | 0.9 |  |  |  | Exempt | 0.73 |  |  |  |  | 0.65 |  |  | 0.61 | [7 empty] | 0.67 |  |  | GX10 | Tungsram | 91 | 3000 | 3000 | 2600 | 35 | 93 | Available
93102252 | LU100/100/HO/T/E40 TU MIC | image | datasheet | deeplink | Yes |  |  | 0.53 |  | No | F |  | 1.2 | [5 empty] | 100 | 10500 | <10 | 100 | 100 | Standard | [5 empty] | 5994100017783 | 15994100017780 | [5 empty] | 12 |  |  | 105 |  |  |  | 0.42 | 132 | 211 | 120 |  |  |  |  | <240 | [5 empty] | Tubular | Clear |  | 48 |  |  | 169 |  |  | 0.965 |  | 0.999 | [5 empty] | <300 | ECODESIGN Scope 2019/2020 EU |  |  |  | 288 | 384 |  | 0.95 | 0.997 |  |  | 864 |  | 215x162x284mm | Yes | U - Universal |  |  |  | 0.945 | 0.995 | [5 empty] | 1152 | 42 | 8 |  | 0.915 |  | 0.966 |  |  |  | Exempt | 0.915 |  |  |  |  | 0.9 |  |  | 0.88 | [7 empty] | 0.903 | 0.8 |  | E40 | Tungsram | 21 | 2000 | 2000 | 10500 | 100 | 100 | Available
93102251 | LU250/HO/T/E40 TU MIC | image | datasheet | deeplink | Yes |  |  | 0.53 |  | No | E |  | 3 | [5 empty] | 265 | 33100 | <10 | 265 | 100 | Standard | [5 empty] | 5994100017776 | 15994100017773 | [5 empty] | 12 |  |  | 124.9 |  |  |  | 0.42 | 158 | 260 | 149 |  |  |  |  | <300 | [5 empty] | Tubular | Clear |  | 48 |  |  | 190 |  |  | 0.965 |  | 0.999 | [5 empty] | <300 | ECODESIGN Scope 2019/2020 EU |  |  |  | 288 | 372 |  | 0.95 | 0.997 |  |  | 864 |  | 215x162x349mm | Yes | U - Universal |  |  |  | 0.945 | 0.995 | [5 empty] | 1152 | 64 | 20 |  | 0.915 |  | 0.966 |  |  |  | Exempt | 0.915 |  |  |  |  | 0.9 |  |  | 0.88 | [7 empty] | 0.903 | 0.8 |  | E40 | Tungsram | 21 | 2000 | 2000 | 33100 | 250 | 100 | Available
93104684 | OT ML 230-240V 250W E40 1/12 TU MIC DS** | image | datasheet | deeplink | No |  |  | 0.377 |  | No |  |  | 1.2 | [5 empty] | 252.2 | 5500 |  |  |  | Direct Shipment | [5 empty] | 5994100019503 | 15994100019500 | [5 empty] | 12 |  |  | 21.8 |  |  |  | 0.392 |  | 227 | 120 |  |  |  |  | <240 | [5 empty] | Elliptical | Coated |  | 91 |  |  | 208 |  |  | 0.913 |  | 0.99 | [5 empty] | <300 | Not CE complaint |  |  |  | 60 | 96 |  | 0.848 | 0.93 |  |  | 240 |  | 410x305x270mm | Yes | U - Universal |  |  |  | 0.801 | 0.76 | [5 empty] | 384 |  | 19 | [7 empty] | Exempt | [19 empty] | E40 | Tungsram | 52 | 3800 | 3800 | 5500 | 250 | 230 | Available
93102250 | LU70/90/HO/T/E27 TU MIC | image | datasheet | deeplink | Yes |  |  | 0.53 |  | No | G |  | 0.98 | [5 empty] | 73 | 6600 | <10 | 73 | 90 | Standard | [5 empty] | 5994100017769 | 15994100017766 | [5 empty] | 25 |  |  | 90.4 |  |  |  | 0.42 | 102 | 156 | 75 |  |  |  |  | <240 | [5 empty] | Tubular | Clear |  | 39 |  |  | 80 |  |  | 0.93 |  | 1 | [5 empty] | <300 | ECODESIGN Scope 2019/2020 EU |  |  |  | 375 | 500 |  | 0.89 | 0.993 |  |  | 1875 |  | 219x218x208mm | Yes | U - Universal |  |  |  | 0.86 | 0.979 | [5 empty] | 2500 | 35 | 8 |  | 0.83 |  | 0.9 |  |  |  | Exempt | 0.83 |  |  |  |  | 0.8 |  |  | 0.79 | [7 empty] | 0.819 | 0.723 |  | E27 | Tungsram | 21 | 2000 | 2000 | 6600 | 70 | 90 | Available
93104681 | OT ML 230-240V 160W E27 1/24 TU MIC DS** | image | datasheet | deeplink | No |  |  | 0.377 |  | No |  |  | 0.7 | [5 empty] | 168.5 | 3100 |  |  |  | Direct Shipment | [5 empty] | 5994100019473 | 15994100019470 | [5 empty] | 24 |  |  | 18.4 |  |  |  | 0.392 |  | 170 | 70 |  |  |  |  | <240 | [5 empty] | Elliptical | Coated |  | 76 |  |  | 126 |  |  | 0.913 |  | 0.99 | [5 empty] | <300 | Not CE complaint |  |  |  | 96 | 120 |  | 0.848 | 0.93 |  |  | 384 |  | 520x352x225mm | Yes | VBU - Vert Base Up |  |  |  | 0.801 | 0.76 | [5 empty] | 480 |  | 12 | [7 empty] | Exempt | [19 empty] | E27 | Tungsram | 52 | 4200 | 4200 | 3100 | 160 | 230 | Available
93102245 | CMH50/TT/UVC/U/730/E27 STREETWISE TU | image | datasheet | deeplink | Yes |  |  | 0.434 |  | only with specific dimmers | F |  | 0.74 | [5 empty] | 54.5 | 5500 | < 30 | 55 | 87 | Standard | [5 empty] | 5994100017714 | 15994100017711 | [5 empty] | 1 |  |  | 100.9 |  |  | 730 | 0.398 | 102 | 156 | 60 |  |  |  |  | <240 | [5 empty] | Tubular | Clear |  | 37 |  |  | 110 | 456 EUR. 588 UK |  | 0.938 |  | 0.999 | [5 empty] | <300 | ECODESIGN Scope 2019/2020 EU | OUTER BOX | [5 empty] | 0.9 | 0.995 |  |  | 2280 |  |  | Yes | U - Universal |  |  |  | 0.87 | 0.984 | [5 empty] | 2940 | 7.3 | 15.8 |  | 0.8 |  | 0.9 |  |  |  | Exempt | 0.8 |  |  |  |  | 0.759 |  |  | 0.74 | [7 empty] | 0.795 | 0.657 |  | E27 | Tungsram | 70 | 3000 | 3000 | 5500 | 50 | 87 | Available
93102246 | KRC400/T/UVC/H/970 /E40 TU | image | datasheet | deeplink | Yes |  |  | 0.3 |  | No | G |  | 3.3 | [5 empty] | 370 | 25000 | <30 | 370 | 130 | Standard | [5 empty] | 5994100017721 | 15994100017728 | [5 empty] | 12 |  |  | 67.6 |  |  | 970 | 0.3 | 175 | 270 | 170 |  |  |  |  | <180 | [5 empty] | Tubular | Clear |  | 59 | SLEEVE |  | 212 |  |  | 0.83 |  | 0.99 | [5 empty] | <300 | ECODESIGN Scope 2019/2020 EU | BOX | [5 empty] | 0.78 | 0.965 |  |  |  |  | 250 x 188 x 310 mm | Yes | Horizontal ±45° |  |  |  | 0.72 | 0.915 | [6 empty] | 46 | 13.8 |  | 0.55 |  | 0.65 |  |  |  | Exempt | 0.55 | [18 empty] | E40 | Tungsram | 90 | 7500 | 7500 | 25000 | 400 | 130 | Available
93117720 | TU QH3650T3/CL/5 MIH | image | datasheet | deeplink | No |  |  |  | C-8 | [21 empty] | 10043168108727 | [5 empty] | 6 | 5000 | [7 empty] | 1057 | 90 | [10 empty] | Tubular |  | 10 |  |  |  | 254 | 54 EUR. 72 UK | [14 empty] | 54 | 72 | [5 empty] | 594 |  | 1179 x 83 x 93 (mm) | [12 empty] | 792 | [29 empty] | Special | Tungsram |  | 2450 | 2450 |  | 3650 | 400 | Available
93104311 | TU 7579 B10 24V 5W SV8.5-8 TU MIH | image | datasheet | deeplink | [18 empty] | 24 |  |  | 5 |  | 45 | 200 | 5994100009511 | 25994100009515 | [14 empty] | 41 | [8 empty] | 3.3 | 24V 5W SV8.5-8 |  |  |  | 11 |  | Carton10 way box | [23 empty] | 7579 |  |  | 192x94x200 (mm) | [10 empty] | NON ECE | [8 empty] | 2.7 | [22 empty] | SV8.5 | Tungsram | [5 empty] | 24 | Available
93103623 | TU 501 B10 E1 W5W 12V W2.1X9.5D TU MIH | image | datasheet | deeplink | [18 empty] | 12 |  |  | 5 |  | 50 | 200 | 5994100008729 | 25994100008723 | [14 empty] | 26.8 | [8 empty] | 2.2 | W5W |  |  |  | 10.29 |  | Carton10 way box | [13 empty] | E mark | [9 empty] | 501 |  |  | 176x116x114 (mm) | [10 empty] | W5W | [8 empty] | 1.5 | [22 empty] | W2.1x9.5d | Tungsram | [5 empty] | 12 | Available
93105085 | TU 52130U B1 12V 100W PK22S TU MIH | image | datasheet | deeplink | [18 empty] | 12 |  |  | 100 |  | 2200 | 200 | 5994100009672 | 25994100009676 | [14 empty] | 42 | [8 empty] | 11 | 12V 100W PK22s |  |  |  | 12.5 |  | Carton Single box | [23 empty] | 52130U |  |  | 283 x 283 x 126 (mm) | [10 empty] | RALLY | [8 empty] | 7 | [22 empty] | PK22s | Tungsram | [5 empty] | 12 | Available
93104299 | TU 1115 B10 15W 24V BA15S TU MIH | image | datasheet | deeplink | [18 empty] | 24 |  |  | 15 |  | 190 | 200 | 5994100009399 | 25994100009393 | [14 empty] | 46.5 | [8 empty] | 11 | 24V 15W BA15s |  |  |  | 26.5 |  | Carton 10 way box | [23 empty] | 1115 |  |  | 291 x 146 x 206 (mm) | [10 empty] | NON ECE | [8 empty] | 9 | [22 empty] | BA15s | Tungsram | [5 empty] | 24 | Available
93104301 | TU 1143 B10 DIN72601F 15W 12V BA15STUMIH | image | datasheet | deeplink | [18 empty] | 12 |  |  | 15 |  | 210 | 200 | 5994100009412 | 25994100009416 | [14 empty] | 46.5 | [8 empty] | 11 | DIN 72601F |  |  |  | 26.5 |  | Carton 10 way box | [23 empty] | 1143 |  |  | 291 x 146 x 206 (mm) | [10 empty] | DIN | [8 empty] | 9 | [22 empty] | BA15s | Tungsram | [5 empty] | 12 | Available
93103616 | TU 2663 B10 24V 2W BA9S TU MIH | image | datasheet | deeplink | [18 empty] | 24 |  |  | 3 |  | 17 | 200 | 5994100008651 | 25994100008655 | [14 empty] | 23.9 | [8 empty] | 3 | DIN 72601H |  |  |  | 8.8 |  | Carton 10 way box | [23 empty] | 2663 |  |  | 175 x 116 x 114 (mm) | [10 empty] | DIN | [8 empty] | 2 | [22 empty] | BA9s | Tungsram | [5 empty] | 24 | Available
93105079 | TU 52140U B1 12V 100W P14.5S TU MIH | image | datasheet | deeplink | [18 empty] | 12 |  |  | 100 |  | 2600 | 100 | 5994100009610 | 25994100009614 | [14 empty] | 62.5 | [8 empty] | 9 | 12V 100W P14.5s |  |  |  | 8.5 |  | Carton Single box | [23 empty] | 52140U |  |  | 278 x 143 x 141 (mm) | [10 empty] | RALLY | [8 empty] | 6 | [22 empty] | P14.5s | Tungsram | [5 empty] | 12 | Available
93103612 | TU 2619T B10 E1 R5W 12V BA15S TU MIH | image | datasheet | deeplink | [18 empty] | 12 |  |  | 5 |  | 50 | 200 | 5994100008613 | 25994100008617 | [14 empty] | 37.5 | [8 empty] | 8 | R5W |  |  |  | 19 |  | Carton 10 way box | [13 empty] | E mark | [9 empty] | 2619T |  |  | 246 x 226 x 92 (mm) | [10 empty] | R5W | [8 empty] | 7 | [22 empty] | BA15s | Tungsram | [5 empty] | 12 | Available
93103606 | TU 1122 B10 E1 P21/4W 12V BAZ15D TU MIH | image | datasheet | deeplink | [18 empty] | 12 |  |  | 21/4 |  | 440/15 | 200 | 5994100008552 | 25994100008556 | [14 empty] | 52.5 | [8 empty] | 11 | P21/4W |  |  |  | 26.5 |  | Carton 10 way box | [13 empty] | E mark | [9 empty] | 1122 |  |  | 291 x 146 x 206 (mm) | [10 empty] | P21/4W | [8 empty] | 9 | [22 empty] | BAZ15d | Tungsram | [5 empty] | 12 | Available
93105769 | TU 58520SU BL1 E1 H7 12V55W PX26D TU MIH | image | datasheet | deeplink | [18 empty] | 12 |  |  | 55 |  | 1500 | 10 | 5994100010159 | 25994100010153 | [14 empty] | 60 | [8 empty] | 24.2 | H7 |  |  |  | 11 |  | Single Blister | [13 empty] | E mark | [9 empty] | 58520SU |  |  | 172 x 181 x 110 (mm) | [10 empty] | H7 | [8 empty] | 12.4 | [22 empty] | PX26d | Tungsram | [5 empty] | 12 | Available
93108415 | 155/200/4-22W/TANDEM/IND | image | datasheet | deeplink | [10 empty] | -15 | [8 empty] | Standard | [5 empty] | 5994100023357 | 15994100023354 | [5 empty] | 2000 | [9 empty] | 6 | [16 empty] | 7 | 12000 EUR | [21 empty] | 24000 |  | 475 x 235 x 236 (mm) | [43 empty] | Tungsram | [6 empty] | Available
93108412 | 155/500 4-65W/UNIV/BX | image | datasheet | deeplink | [10 empty] | -15 | [8 empty] | Standard | [5 empty] | 5994100023326 | 15994100023323 | [5 empty] | 250 | [9 empty] | 6 | [16 empty] | 7 | 12000 EUR | [21 empty] | 24000 |  | 226 x 220 x 124 (mm) | [43 empty] | Tungsram | [6 empty] | Available
93108413 | 155/500 4-65W/UNIV/IND | image | datasheet | deeplink | [10 empty] | -15 | [8 empty] | Standard | [5 empty] | 5994100023333 | 15994100023330 | [5 empty] | 2000 | [9 empty] | 6 | [16 empty] | 7 | 16000 EUR | [21 empty] | 32000 |  | 440 x 240 x 400 (mm) | [43 empty] | Tungsram | [6 empty] | Available
93108414 | 155/200/4-22W/TANDEM/BX | image | datasheet | deeplink | [10 empty] | -15 | [8 empty] | Standard | [5 empty] | 5994100023340 | 15994100023347 | [5 empty] | 250 | [9 empty] | 6 | [16 empty] | 7 | 12000 EUR | [21 empty] | 24000 |  | 481 x 471 x 247 (mm) | [43 empty] | Tungsram | [6 empty] | Available
93108416 | 155/800/75-125W/BX | image | datasheet | deeplink | [10 empty] | -15 | [8 empty] | Standard | [5 empty] | 5994100023364 | 15994100023361 | [5 empty] | 250 | [9 empty] | 6 | [16 empty] | 7 | 12000 EUR | [21 empty] | 24000 |  | 220 x 220 x 120 (mm) | [43 empty] | Tungsram | [6 empty] | Available
93110789 | 5113WW 13W 1/24 | image | datasheet | deeplink | Yes |  |  |  |  | Yes | [19 empty] | 5994100028901 | 15994100028908 | [5 empty] | 24 | 7500 | [8 empty] | 48 | [10 empty] | Tubular |  | 16 | 16 | BOX |  | 58 | 360 EUR. 456 UK | [14 empty] | 360 | 456 | [5 empty] | 3960 |  | 538 x 107 x 73 (mm) | [12 empty] | 5016 | [29 empty] | G5 | Tungsram | 52 | 3000 | 3000 | 790 | 13 |  | Phased-out
93106220 | CSR575/2/SE | image | datasheet | deeplink | Yes |  |  | 0.302 |  | No |  |  | 5.9 | [5 empty] | 575 |  |  | 632.5 | [7 empty] | 5994100012498 | 15994100012495 | [5 empty] | 10 |  | 46000 |  |  |  | 672 | 0.32 | 65 | 125 | 56 | [10 empty] | Tubular | Clear | 28.6 |  | BOX |  | 213 | 100 EUR. 130 UK | [11 empty] | OUTER BOX |  |  | 100 | 130 | [5 empty] | 600 |  | 370 x 154 x 230 (mm) |  | U - Universal | [10 empty] | 780 | 7 | [28 empty] | GX9.5 | Tungsram | 65 | 7800 | 7800 | 48000 | 575 | 95 | Available
93106222 | CSR800/SE/HR/UVC | image | datasheet | deeplink | Yes |  |  | 0.323 |  | No |  |  | 8.4 | [5 empty] | 800 |  |  | 880 | [7 empty] | 5994100020585 | 15994100020582 | [5 empty] | 10 |  | 64000 |  |  |  | 956 | 0.318 | 70 | 145 | 190 | [10 empty] | Globe | Clear | 30 |  | BOX |  | 213 | 100 EUR. 130 UK | [11 empty] | OUTER BOX |  |  | 100 | 130 | [5 empty] | 600 |  | 370 x 154 x 230 (mm) |  | U - Universal | [10 empty] | 780 | 8 | [28 empty] | G22 | Tungsram | 90 | 5600 | 5600 | 64000 | 800 | 95 | Available
93106386 | CSR1600/SE/HR/UV-C | image | datasheet | deeplink | Yes |  |  | 0.31 |  | No |  |  | 10.7 | [5 empty] | 1600 |  |  | 1760 | [7 empty] | 5994100020806 | 15994100020803 | [5 empty] | 6 |  | 140000 |  |  |  |  | 0.31 | 85 |  | 285 | [10 empty] | Tubular | Clear |  |  | BOX |  | 727 | 36 EUR. 66 UK | [14 empty] | 36 | 66 | [5 empty] | 108 |  | 385 x 280 x 346 (mm) |  | U - Universal | [10 empty] | 132 | [29 empty] | G22 | Tungsram | 90 | 6000 | 6000 | 140000 | 1600 | 150 | Available
93117205 | MBI800/U SBL2 91-9830 CALMAT | image | datasheet | deeplink | [26 empty] | 15994100056949 | [5 empty] | 6 | [7 empty] | 43 |  | 1375 | [10 empty] | PAR | Diffuse |  |  | BOX |  | 1900 | 8 EUR. 12 UK | [11 empty] | OUTER BOX |  |  | 8 | 12 | [5 empty] | 32 |  | 280 x 280 x 220 (mm) |  | U - Universal | [10 empty] | 60 | [29 empty] | G38 | Tungsram | 1 | 3000 | 3000 |  | 1000 | 120 | Available
93106559 | GAD 240V 1000W | image | datasheet | deeplink | No |  |  |  | C-13D | Yes | G | [7 empty] | 1000 |  |  | 1000 | 240 | [6 empty] | 5994100022183 | 15994100022180 | [6 empty] | 250 | 25000 | [5 empty] | 46.5 | 88 | 28 | [10 empty] | Tubular |  | 23 |  |  |  | 150 | [34 empty] | Yes | [32 empty] | GY9.5 | Tungsram | 100 | 3200 | 3200 | 25000 | 1000 | 240 | Available
93106558 | GAB 230V 1000W | image | datasheet | deeplink | No |  |  |  | C-13D | Yes | G | [7 empty] | 1000 |  |  | 1000 | 230 | [6 empty] | 5994100022176 | 15994100022173 | [6 empty] | 250 | 25000 | [5 empty] | 46.5 | 88 | 28 | [10 empty] | Tubular |  | 23 |  |  |  | 150 | [34 empty] | Yes | [32 empty] | GY9.5 | Tungsram | 100 | 3200 | 3200 | 25000 | 1000 | 230 | Available
93106415 | 4552 28.0V | image | datasheet | deeplink | Yes | 15 | 500000 |  | CC-8 | Yes |  |  | 8.93 | [16 empty] | 5994100022152 | 15994100022159 | [5 empty] | 12 | [8 empty] | 152.4 | 866 | [10 empty] | PAR |  | 203.2 |  |  |  | 962 | 108 UK | [15 empty] | 108 | [5 empty] | 1520 |  | 170 x 174 x 171 (mm) | [12 empty] | 108 | [29 empty] | Screw terminal | Tungsram |  |  |  |  | 250 | 28 | Phased-out
93106414 | @4553 28.0V | image | datasheet | deeplink | Yes | 15 | 300000 |  | CC-8 |  |  |  | 8.93 | [16 empty] | 5994100022145 | 15994100022142 | [5 empty] | 12 | [8 empty] | 95 | 387 | [10 empty] | PAR |  | 146.1 |  |  |  | 430 | 1 UK | [15 empty] | 1 | [7 empty] | 125 x 125 x 110 (mm) | [12 empty] | 576 | [29 empty] | Screw terminal | Tungsram |  |  |  |  | 250 | 28 | Marked for phase-out
93106413 | 200PAR 30V | image | datasheet | deeplink | Yes | 15 | 270000 |  | CC-8 | [20 empty] | 5994100022138 | 15994100022135 | [5 empty] | 12 | 350 | [7 empty] | 114.3 | 576 | [10 empty] | PAR | Aluminized | 177.8 |  |  |  | 696 | 48 EUR. 72 UK | [14 empty] | 48 | 72 | [5 empty] | 144 |  | 153 x 153 x 139 (mm) | [12 empty] | 216 | [29 empty] | Screw terminal | Tungsram |  | 2900 | 2900 | 3700 | 200 | 30 | Phased-out
93106412 | DWE Q650PAR36/1 120V | image | datasheet | deeplink | Yes | 21 | 24000 |  | CC-6 |  | G | [7 empty] | 650 |  |  | 689 | [7 empty] | 5994100022121 | 15994100022128 | [5 empty] | 12 | 100 | 7400 | [6 empty] | 70 | 230 | [10 empty] | PAR | Aluminized | 114.3 |  |  |  | 255 | 1 UK | [6 empty] | 7400 | [8 empty] | 1 | [7 empty] | 95 x 95 x 98 (mm) | [12 empty] | 1200 | [29 empty] | Screw terminal | Tungsram |  | 3200 | 3200 | 1 | 650 | 120 | Available
93106411 | 4515 6.4V | image | datasheet | deeplink | Yes | 15 | 55000 |  | C-6 | Yes | D |  | 4.69 | [5 empty] | 30 |  |  | 31.8 | [7 empty] | 5994100022114 | 15994100022111 | [5 empty] | 12 |  | 210 | [5 empty] | 41.27 | 70 | 437 | [10 empty] | PAR |  | 114 |  |  |  | 546 | 240 UK | [6 empty] | 210 | [8 empty] | 240 | [5 empty] | 1520 |  | 95 x 95 x 98 (mm) | [12 empty] | 1200 | [29 empty] | Screw terminal | Tungsram |  |  |  |  | 30 | 6 | Phased-out
93106410 | 50PAR36/WFL 12V | image | datasheet | deeplink | Yes | 30 | 900 |  | C-6 |  | G | [7 empty] | 50 |  |  | 53 | [7 empty] | 5994100022107 | 15994100022104 | [5 empty] | 12 | 2000 | 510 | [6 empty] | 69.9 | 225 | [10 empty] | PAR | Aluminized | 114.3 |  |  |  | 250 | 1 UK | [6 empty] | 510 | [8 empty] | 1 | [7 empty] | 95 x 95 x 98 (mm) | [12 empty] | 1200 | [29 empty] | Screw terminal | Tungsram |  | 2750 | 2750 | 330 | 50 | 12 | Available
93106409 | 500PAR64/WFL 230V | image | datasheet | deeplink | No | 30 |  |  | CC-13 | Yes | G | [7 empty] | 500 |  |  | 500 | [7 empty] | 5994100022091 | 15994100022098 | [5 empty] | 12 | 2000 | 3000 | [6 empty] | 152.4 | 1007 | [10 empty] | PAR | Aluminized | 203.2 |  |  |  | 1009 | 108 UK | [6 empty] | 3000 | [8 empty] | 108 | [5 empty] | 1520 |  | 170 x 174 x 171 (mm) | [12 empty] | 108 | [29 empty] | GX16d | Tungsram |  | 2700 | 2700 | 5500 | 500 | 230 | Available
93106408 | 300PAR56/NSP 240V | image | datasheet | deeplink | No | 19 | 40000 |  | CC-13 |  | G | [7 empty] | 300 |  |  | 300 | [7 empty] | 5994100022084 | 15994100022081 | [5 empty] | 12 | 2000 | 1900 | [6 empty] | 127 | 625 | [10 empty] | PAR | Aluminized | 177.8 |  |  |  | 694 | 96 EUR. 132 UK | [6 empty] | 1900 | [7 empty] | 96 | 132 | [5 empty] | 192 |  | 153 x 153 x 139 (mm) | [12 empty] | 264 | [29 empty] | GX16d | Tungsram |  | 2750 | 2750 | 3450 | 300 | 245 | Available
93106407 | 300PAR56/WFL 240V | image | datasheet | deeplink | No | 30 | 10000 |  | CC-13 |  | G | [7 empty] | 300 |  |  | 300 | [7 empty] | 5994100022077 | 15994100022074 | [5 empty] | 12 | 2000 | 1900 | [6 empty] | 127 | 617 | [10 empty] | PAR | Aluminized | 177.8 |  |  |  | 686 | 96 EUR. 132 UK | [6 empty] | 1900 | [7 empty] | 96 | 132 | [5 empty] | 192 |  | 153 x 153 x 139 (mm) | [12 empty] | 264 | [29 empty] | G16d | Tungsram |  | 2750 | 2750 | 3450 | 300 | 245 | Available
93106406 | 300PAR56/MFL 240V | image | datasheet | deeplink | No | 21 |  |  | CC-13 |  | G | [7 empty] | 300 |  |  | 300 | [7 empty] | 5994100022060 | 15994100022067 | [5 empty] | 12 | 2000 | 1900 | [6 empty] | 127 | 623 | [10 empty] | PAR | Aluminized | 177.8 |  |  |  | 692 | 64 EUR. 88 UK | [6 empty] | 1900 | [7 empty] | 64 | 88 | [5 empty] | 192 |  | 153 x 153 x 139 (mm) | [12 empty] | 264 | [29 empty] | GX16d | Tungsram |  | 2750 | 2750 | 3450 | 300 | 245 | Available
93106405 | 300PAR56/WFL 230V | image | datasheet | deeplink | No | 30 | 10000 |  | CC-13 |  | G | [7 empty] | 300 |  |  | 300 | [7 empty] | 5994100022053 | 15994100022050 | [5 empty] | 12 | 2000 | 1900 | [6 empty] | 127 | 633 | [10 empty] | PAR | Aluminized | 177.8 |  |  |  | 703 | 96 EUR. 132 UK | [6 empty] | 1900 | [7 empty] | 96 | 132 | [5 empty] | 192 |  | 153 x 153 x 139 (mm) | [12 empty] | 264 | [29 empty] | G16d | Tungsram |  | 2750 | 2750 | 3450 | 300 | 230 | Available
93106404 | 300PAR56/NSP 230V | image | datasheet | deeplink | No | 19 | 40000 |  | CC-13 |  | G | [7 empty] | 300 |  |  | 300 | [7 empty] | 5994100022046 | 15994100022043 | [5 empty] | 12 | 2000 | 1900 | [6 empty] | 127 | 625 | [10 empty] | PAR | Aluminized | 177.8 |  |  |  | 695 | 132 UK | [6 empty] | 1900 | [8 empty] | 132 | [7 empty] | 153 x 153 x 139 (mm) | [12 empty] | 264 | [29 empty] | G16d | Tungsram |  | 2750 | 2750 | 3450 | 300 | 230 | Available
93106403 | 300PAR56/MFL 230V | image | datasheet | deeplink | No | 21 | 30000 |  | CC-13 |  | G | [7 empty] | 300 |  |  | 300 | [7 empty] | 5994100022039 | 15994100022036 | [5 empty] | 12 | 2000 | 1900 | [6 empty] | 127 | 624 | [10 empty] | PAR | Aluminized | 177.8 |  |  |  | 693 | 1 UK | [6 empty] | 1900 | [8 empty] | 1 | [7 empty] | 153 x 153 x 139 (mm) | [12 empty] | 324 | [29 empty] | G16d | Tungsram |  | 2750 | 2750 | 3450 | 300 | 230 | Available
93106402 | @4596 28.0V | image | datasheet | deeplink | Yes | 19 | 150000 |  | CC-8 | Yes |  |  | 8.93 | [16 empty] | 5994100022022 | 15994100022029 | [5 empty] | 12 | [8 empty] | 70 | 230 | [10 empty] | PAR |  | 114.3 |  |  |  | 256 | 1 UK | [15 empty] | 1 | [5 empty] | 1520 |  | 95 x 95 x 98 (mm) | [12 empty] | 1200 | [29 empty] | Screw terminal | Tungsram |  | 3000 | 3000 |  | 250 | 28 | Marked for phase-out
93106401 | 4594 28.0V | image | datasheet | deeplink | Yes | 19 | 70000 |  | CC-6 |  |  |  | 3.57 | [16 empty] | 5994100022015 | 15994100022012 | [5 empty] | 12 | [8 empty] | 70 | 233 | [10 empty] | PAR |  | 114.3 |  |  |  | 251 | 144 EUR. 192 UK | [14 empty] | 144 | 192 | [5 empty] | 432 |  | 95 x 95 x 98 (mm) | [12 empty] | 576 | [29 empty] | Screw terminal | Tungsram |  |  |  |  | 100 | 28 | Phased-out
93106400 | @4405 12.8V | image | datasheet | deeplink | Yes | 15 | 50000 |  | C-6 |  |  |  | 2.34 | [16 empty] | 5994100022008 | 15994100022005 | [5 empty] | 12 | [7 empty] | 41.27 | 70 | 248 | [10 empty] | PAR |  | 114 |  |  |  | 250 | 1 UK | [15 empty] | 1 | [7 empty] | 95 x 95 x 98 (mm) | [12 empty] | 1200 | [29 empty] | Screw terminal | Tungsram |  |  |  |  | 30 | 12 | Marked for phase-out
93106399 | 300PAR56/WFL 12V | image | datasheet | deeplink | Yes | 30 | 13000 |  | C-6 |  | G | [7 empty] | 300 |  |  | 318 | [7 empty] | 5994100021995 | 15994100021992 | [5 empty] | 12 | 1000 | 4200 | [6 empty] | 127 | 570 | [10 empty] | PAR | Aluminized | 177.8 |  |  |  | 691 | 1 UK | [6 empty] | 4200 | [8 empty] | 1 | [7 empty] | 153 x 153 x 139 (mm) | [12 empty] | 324 | [29 empty] | Screw terminal | Tungsram |  | 3000 | 3000 | 6000 | 300 | 12 | Available
93106398 | 300PAR56 WFL 12V POOL BULK PACK | image | datasheet | deeplink | Yes | 30 | 13000 |  | C-6 |  | G | [7 empty] | 300 |  |  | 318 | [7 empty] | 5994100021988 | 15994100021985 | [5 empty] | 12 | 1000 | 4200 | [6 empty] | 127 | 600 | [10 empty] | PAR | Aluminized | 177.8 |  |  |  | 642 | 60 EUR. 84 UK | [6 empty] | 4200 | [7 empty] | 60 | 84 | [5 empty] | 180 |  | 1165 x 1150 x 180 (mm) | [12 empty] | 252 | [29 empty] | Screw terminal | Tungsram |  |  |  | 6000 | 300 | 12 | Available
93106557 | CP 43 FTM 230V BX1/12 | image | datasheet | deeplink | No |  |  |  | C-13D | Yes | G | [7 empty] | 2000 |  |  | 2000 | [7 empty] | 5994100021926 | 15994100021923 | [5 empty] | 12 | 400 | 54000 | [5 empty] | 70 | 145 | 80 | [10 empty] | Globe |  | 26.5 |  | BOX |  | 165 | 144 EUR. 180 UK | [11 empty] | OUTER BOX |  |  | 144 | 180 | [5 empty] | 1152 |  | 350 x 190 x 120 (mm) | [12 empty] | 1440 | [29 empty] | GY16 | Tungsram | 100 | 3200 | 3200 | 54000 | 2000 | 230 | Available
93106391 | CP29 230V | image | datasheet | deeplink | No |  |  |  | C-13 | Yes | G | [7 empty] | 5000 |  |  | 5000 | [7 empty] | 5994100021865 | 15994100021862 | [5 empty] | 1 | 375 | 135000 | [5 empty] | 165 | 280 | 350 | [10 empty] | Globe |  | 65 |  | BOX |  | 600 | 18 EUR. 23 UK | [11 empty] | OUTER BOX |  |  | 18 | 23 | [5 empty] | 126 |  | 340 x 135 x 140 (mm) | [12 empty] | 161 | [29 empty] | G38 | Tungsram | 100 | 3200 | 3200 | 135000 | 5000 | 230 | Available
93106556 | BVV-Q1MT7/4CL/MP | image | datasheet | deeplink | Yes |  |  |  | C-13 |  | G | [7 empty] | 1000 |  |  | 1060 | [7 empty] | 5994100021841 | 15994100021848 | [5 empty] | 6 | 200 | 28500 | [5 empty] | 100 | 184 | 290 | [10 empty] | Tubular |  | 21.6 |  | BOX |  | 330 | 216 EUR. 270 UK | [11 empty] | OUTER BOX |  |  | 216 | 270 | [5 empty] | 864 |  | 190 x 130 x 230 (mm) | [12 empty] | 1080 | [29 empty] | P28s-33 | Tungsram | 100 | 3200 | 3200 | 28500 | 1000 | 120 | Available
93106553 | EHG Q750/CL/TP 750W 120V | image | datasheet | deeplink | Yes |  |  |  | CC-8 |  | G | [7 empty] | 750 |  |  | 795 | [7 empty] | 5994100021834 | 15994100021831 | [5 empty] | 24 | 2000 | 15000 | [5 empty] | 60.3 | 104.78 | 25 | [10 empty] | Tubular |  | 18 |  | BOX |  | 35 | 504 EUR. 600 UK | [11 empty] | OUTER BOX |  |  | 504 | 600 | [5 empty] | 4032 |  | 255 x 170 x 130 (mm) | [12 empty] | 4800 | [29 empty] | G9.5 | Tungsram | 100 | 3000 | 3000 | 15000 | 750 | 120 | Available
93106552 | FEL Q1000/4CL 120V | image | datasheet | deeplink | Yes |  |  |  | CC-8 |  | G | [7 empty] | 1000 |  |  | 1060 | [7 empty] | 5994100021827 | 15994100021824 | [5 empty] | 24 | 375 | 27500 | [5 empty] | 60.5 | 104.78 | 25 | [10 empty] | Tubular |  | 18 |  | BOX |  | 35 | 504 EUR. 600 UK | [11 empty] | OUTER BOX |  |  | 504 | 600 | [5 empty] | 4032 |  | 255 x 170 x 130 (mm) | [12 empty] | 4800 | [29 empty] | G9.5 | Tungsram | 100 | 3200 | 3200 | 27500 | 1000 | 120 | Available
93106551 | EHD 120V | image | datasheet | deeplink | Yes |  |  |  | CC-8 |  | G | [7 empty] | 500 |  |  | 530 | [7 empty] | 5994100021810 | 15994100021817 | [5 empty] | 24 | 2000 | 10450 | [5 empty] | 60.2 | 101.6 | 30 | [10 empty] | Tubular |  | 18 |  | BOX |  | 35 | 504 EUR. 600 UK | [11 empty] | OUTER BOX |  |  | 504 | 600 | [5 empty] | 4032 |  | 255 x 170 x 130 (mm) | [12 empty] | 4800 | [29 empty] | G9.5 | Tungsram | 100 | 2950 | 2950 | 10450 | 500 | 120 | Available
93106550 | EGT-Q1000T7/4CL 120V | image | datasheet | deeplink | Yes |  |  |  | C-13 |  | G | [7 empty] | 1000 |  |  | 1060 | [7 empty] | 5994100021803 | 15994100021800 | [5 empty] | 12 | 250 | 28500 | [5 empty] | 63.5 | 127 | 91 | [10 empty] | Tubular |  | 21.6 |  | BOX |  | 166 | 144 EUR. 180 UK | [11 empty] | OUTER BOX |  |  | 144 | 180 | [5 empty] | 1152 |  | 190 x 350 x 120 (mm) | [12 empty] | 1440 | [29 empty] | G22 | Tungsram | 100 | 3200 | 3200 | 28500 | 1000 | 120 | Available
93106549 | EGR-Q750T7/4CL 120 | image | datasheet | deeplink | Yes |  |  |  | C-13 |  | G | [7 empty] | 750 |  |  | 795 | [7 empty] | 5994100021797 | 15994100021794 | [5 empty] | 12 | 200 | 20925 | [5 empty] | 63.5 | 127 | 91 | [10 empty] | Tubular |  | 21.6 |  | BOX |  | 166 | 144 EUR. 180 UK | [11 empty] | OUTER BOX |  |  | 144 | 180 | [5 empty] | 1152 |  | 190 x 350 x 120 (mm) | [12 empty] | 1440 | [29 empty] | G22 | Tungsram | 100 | 3200 | 3200 | 20925 | 750 | 120 | Available
93106545 | CYX-Q2000T10/4CL 120V | image | datasheet | deeplink | Yes |  |  |  | C-13 | Yes | G | [7 empty] | 2000 |  |  | 2120 | [7 empty] | 5994100021780 | 15994100021787 | [5 empty] | 6 | 400 | 59000 | [5 empty] | 127 | 216 | 189 | [10 empty] | Tubular |  | 32 |  |  |  | 330 | 216 EUR. 270 UK | [14 empty] | 216 | 270 | [5 empty] | 864 |  | 190 x 130 x 230 (mm) | [12 empty] | 1080 | [29 empty] | G38 | Tungsram | 100 | 3200 | 3200 | 59000 | 2000 | 120 | Available
93106544 | BVT-Q1MT7/CL/MP 120V | image | datasheet | deeplink | Yes |  |  |  | C-13 | Yes | G | [7 empty] | 1000 |  |  | 1060 | [7 empty] | 5994100021773 | 15994100021770 | [5 empty] | 6 | 500 | 24500 | [5 empty] | 100 | 184.1 | 290 | [10 empty] | Tubular |  | 14.7 |  | BOX |  | 330 | 216 EUR. 270 UK | [11 empty] | OUTER BOX |  |  | 216 | 270 | [5 empty] | 864 |  | 130 x 190 x 230 (mm) | [12 empty] | 1080 | [29 empty] | P28s-33 | Tungsram | 100 | 3050 | 3050 | 24500 | 1000 | 120 | Available
93106543 | BTR-Q1000T7/4CL/2P120 | image | datasheet | deeplink | Yes |  |  |  | C-13 |  | G | [7 empty] | 1000 |  |  | 1060 | [7 empty] | 5994100021766 | 15994100021763 | [5 empty] | 12 | 250 | 28000 | [5 empty] | 55.5 | 121 | 88 | [10 empty] | Tubular |  | 34 |  | BOX |  | 166 | 144 EUR. 180 UK | [11 empty] | OUTER BOX |  |  | 144 | 180 | [5 empty] | 1152 |  | 190 x 350 x 120 (mm) | [12 empty] | 1440 | [29 empty] | P28s-24 | Tungsram | 100 | 3200 | 3200 | 28000 | 1000 | 120 | Available
93106542 | BTN-Q750T7/CL/2P 120 | image | datasheet | deeplink | Yes |  |  |  | C-13 |  | G | [7 empty] | 750 |  |  | 795 | [7 empty] | 5994100021759 | 15994100021756 | [5 empty] | 12 | 250 | 17625 | [5 empty] | 55.5 | 121 | 88 | [10 empty] | Tubular |  | 34 |  | BOX |  | 166 | 144 EUR. 180 UK | [11 empty] | OUTER BOX |  |  | 144 | 180 | [5 empty] | 1152 |  | 190 x 350 x 120 (mm) | [12 empty] | 1440 | [29 empty] | P28s-24 | Tungsram | 100 | 3200 | 3200 | 28000 | 1000 | 120 | Available
93106539 | BTM 120V | image | datasheet | deeplink | Yes |  |  |  | C-13 | Yes | G | [7 empty] | 500 |  |  | 530 | [7 empty] | 5994100021711 | 15994100021718 | [5 empty] | 12 | 150 | 13000 | [5 empty] | 55.5 | 152.4 | 76 | [10 empty] | Tubular | Clear | 21 |  | BOX |  | 165 | 144 EUR. 180 UK | [11 empty] | OUTER BOX |  |  | 144 | 180 | [5 empty] | 1152 |  | 190 x 350 x 120 (mm) |  | BDTH - Base Down to Horiz | [10 empty] | 1440 | [29 empty] | P28s-24 | Tungsram | 100 | 3200 | 3200 | 13000 | 500 | 120 | Available
93106537 | CP40 FKJ 240V | image | datasheet | deeplink | No |  |  |  | C-13 | Yes | G | [7 empty] | 1000 |  |  | 1000 | [7 empty] | 5994100021704 | 15994100021701 | [5 empty] | 12 | 250 | 26000 | [5 empty] | 63.5 | 140 | 60 | [10 empty] | Tubular |  | 26 |  | BOX |  | 70 | 144 EUR. 180 UK | [11 empty] | OUTER BOX |  |  | 144 | 180 | [5 empty] | 1152 |  | 190 x 350 x 126 (mm) | [12 empty] | 1440 | [29 empty] | G22 | Tungsram | 100 | 3200 | 3200 | 26000 | 1000 | 240 | Available
93106536 | CP43 FTL 230-240V | image | datasheet | deeplink | No |  |  |  | C-13D | Yes | G | [7 empty] | 2000 |  |  | 2000 | [7 empty] | 5994100021674 | 15994100021671 | [5 empty] | 12 | 400 | 54000 | [5 empty] | 70 | 145 | 80 | [10 empty] | Tubular |  | 26.5 |  | BOX |  | 165 | 144 EUR. 180 UK | [11 empty] | OUTER BOX |  |  | 144 | 180 | [5 empty] | 1152 |  | 350 x 190 x 120 (mm) | [12 empty] | 1440 | [29 empty] | GY16 | Tungsram | 100 | 3200 | 3200 | 54000 | 2000 | 240 | Available
93106535 | CP53 230-240V | image | datasheet | deeplink | No |  |  |  | C-13 | Yes | G | [7 empty] | 2000 |  |  | 2000 | [7 empty] | 5994100021667 | 15994100021664 | [5 empty] | 12 | 400 | 54000 | [5 empty] | 87 | 200 | 134 | [10 empty] | Tubular |  | 31 |  | BOX |  | 378 | 24 EUR. 48 UK | [11 empty] | OUTER BOX |  |  | 24 | 48 | [5 empty] | 72 |  | 590 x 420 x 360 (mm) | [12 empty] | 144 | [29 empty] | P40s | Tungsram | 100 | 3200 | 3200 | 54000 | 2000 | 240 | Available
93106534 | CP39 FKH 230- 240V | image | datasheet | deeplink | No |  |  |  | C-13 | Yes | G | [7 empty] | 650 |  |  | 650 | [7 empty] | 5994100021650 | 15994100021657 | [5 empty] | 12 | 100 | 16900 | [5 empty] | 63.5 | 130 | 115 | [10 empty] | Tubular |  | 25 |  | BOX |  | 150 | 144 EUR. 180 UK | [11 empty] | OUTER BOX |  |  | 144 | 180 | [5 empty] | 1152 |  | 190 x 350 x 126 (mm) | [12 empty] | 1440 | [29 empty] | G22 | Tungsram | 100 | 3200 | 3200 | 16900 | 650 | 240 | Available
93106533 | T14 FKD 230- 240V | image | datasheet | deeplink | No |  |  |  | C-13 | Yes | G | [7 empty] | 1000 |  |  | 1000 | [7 empty] | 5994100021643 | 15994100021640 | [5 empty] | 12 | 750 | 23000 | [5 empty] | 55.5 | 121 | 131 | [10 empty] | Tubular |  | 35 |  | BOX |  | 150 | 144 EUR. 180 UK | [11 empty] | OUTER BOX |  |  | 144 | 180 | [5 empty] | 1152 |  | 190 x 350 x 126 (mm) | [12 empty] | 1440 | [29 empty] | P28s-24 | Tungsram | 100 | 3050 | 3050 | 23000 | 1000 | 240 | Available
93106532 | IM/ T7BP | image | datasheet | deeplink | No |  |  |  | C-13D | Yes | G | [10 empty] | 1044.63 | [7 empty] | 5994100021636 | 15994100021633 | [5 empty] | 12 | 250 | [7 empty] | 200 | 215 | [10 empty] | Tubular |  | 21.6 |  | BOX |  | 333 | 216 EUR. 240 UK | [11 empty] | OUTER BOX |  |  | 216 | 240 | [5 empty] | 864 |  | 257 x 198 x 222 (mm) | [12 empty] | 960 | [29 empty] | G38 | Tungsram |  | 3200 | 3200 | 28000 | 1000 | 120 | Available
93106531 | M36 24V 250W GY6.35 | image | datasheet | deeplink | No |  |  |  | C-6F (C-6 oval) | Yes | G | [7 empty] | 250 |  |  | 265 | [7 empty] | 5994100021629 | 15994100021626 | [5 empty] | 100 | 2000 | 5750 | [5 empty] | 31 | 62 | 6 | [10 empty] | Tubular |  | 3 |  | BOX |  | 10 | 2700 EUR. 3100 UK | [11 empty] | OUTER BOX |  |  | 2700 | 3100 | [5 empty] | 16200 |  | 260 x 130 x 150 (mm) | [12 empty] | 18600 | [29 empty] | G6.35-15 | Tungsram | 100 | 3000 | 3000 | 5750 | 300 | 24 | Available
93106530 | T11 115-120V | image | datasheet | deeplink | Yes |  |  |  | C-13 |  | G | [7 empty] | 1000 |  |  | 1060 | [7 empty] | 5994100021612 | 15994100021619 | [5 empty] | 12 | 750 | 23500 | [5 empty] | 55 | 105 | 76 | [10 empty] | Tubular |  | 35 |  | BOX |  | 150 | 144 EUR. 288 UK | [14 empty] | 144 | 288 | [5 empty] | 1152 |  | 470 x 190 x 180 (mm) | [12 empty] | 1728 | [29 empty] | GX9.5 | Tungsram | 100 | 3050 | 3050 | 23500 | 1000 | 117 | Available
93106529 | CP59 230-240V | image | datasheet | deeplink | No |  |  |  | C-13 | Yes | G | [7 empty] | 2000 |  |  | 2000 | [7 empty] | 5994100021599 | 15994100021596 | [5 empty] | 12 | 300 | 50000 | [5 empty] | 133 | 190 | 130 | [10 empty] | Tubular |  | 30 |  | BOX |  | 378 | 24 EUR. 48 UK | [11 empty] | OUTER BOX |  |  | 24 | 48 | [5 empty] | 72 |  | 590 x 420 x 360 (mm) | [12 empty] | 144 | [29 empty] | E40 | Tungsram | 100 | 3200 | 3200 | 50000 | 2000 | 240 | Available
93106528 | CP93 230-240V | image | datasheet | deeplink | No |  |  |  | C-13D | Yes | G | [7 empty] | 1200 |  |  | 1200 | [7 empty] | 5994100021575 | 15994100021572 | [5 empty] | 12 | 200 | 33000 | [5 empty] | 63.5 | 130 | 60 | [10 empty] | Tubular |  | 35 |  | BOX |  | 150 | 144 EUR. 180 UK | [11 empty] | OUTER BOX |  |  | 144 | 180 | [5 empty] | 1152 |  | 190 x 350 x 126 (mm) | [12 empty] | 1440 | [29 empty] | G22 | Tungsram | 100 | 3200 | 3200 | 33000 | 1200 | 240 | Available
93106527 | CP92 120V | image | datasheet | deeplink | Yes |  |  |  | C-13D | Yes | G | [7 empty] | 2000 |  |  | 2120 | [7 empty] | 5994100021568 | 15994100021565 | [5 empty] | 12 | 400 | 55000 | [5 empty] | 90 | 175 | 110 | [10 empty] | Tubular |  | 31 |  | BOX |  | 165 | 144 EUR. 180 UK | [11 empty] | OUTER BOX |  |  | 144 | 180 | [5 empty] | 1152 |  | 350 x 190 x 120 (mm) | [12 empty] | 1440 | [29 empty] | G22 | Tungsram | 100 | 3200 | 3200 | 55000 | 2000 | 120 | Available
93106526 | CP92 230-240V | image | datasheet | deeplink | No |  |  |  | C-13D | Yes | G | [10 empty] | 2028 | [7 empty] | 5994100021551 | 15994100021558 | [5 empty] | 12 | 400 | [6 empty] | 90 | 175 | 110 | [10 empty] | Tubular |  | 31 |  | BOX |  | 165 | 144 EUR. 180 UK | [11 empty] | OUTER BOX |  |  | 144 | 180 | [5 empty] | 1152 |  | 350 x 190 x 120 (mm) | [12 empty] | 1440 | [29 empty] | G22 | Tungsram | 100 | 3200 | 3200 | 52000 | 2000 | 240 | Available
93106525 | CP91 230-240V | image | datasheet | deeplink | No |  |  |  | C-13D | Yes | G | [7 empty] | 2500 |  |  | 2500 | [7 empty] | 5994100021544 | 15994100021541 | [5 empty] | 12 | 400 | 67500 | [5 empty] | 90 | 175 | 110 | [10 empty] | Tubular |  | 31 |  | BOX |  | 165 | 144 EUR. 180 UK | [11 empty] | OUTER BOX |  |  | 144 | 180 | [5 empty] | 1152 |  | 350 x 190 x 120 (mm) | [12 empty] | 1440 | [29 empty] | G22 | Tungsram | 100 | 3200 | 3200 | 67500 | 2500 | 240 | Available
93106524 | CP79 230-240V | image | datasheet | deeplink | No |  |  |  | C-13D |  | G | [7 empty] | 2000 |  |  | 2000 | [7 empty] | 5994100021537 | 15994100021534 | [5 empty] | 12 | 350 | 54000 | [5 empty] | 70 | 145 | 77 | [10 empty] | Tubular |  | 40 |  | BOX |  | 165 | 144 EUR. 180 UK | [11 empty] | OUTER BOX |  |  | 144 | 180 | [5 empty] | 1152 |  | 350 x 190 x 120 (mm) | [12 empty] | 1440 | [29 empty] | GY16 | Tungsram | 100 | 3200 | 3200 | 54000 | 2000 | 240 | Available
93106523 | CP94 230-240V | image | datasheet | deeplink | No |  |  |  | C-13D | Yes | G | [7 empty] | 2500 |  |  | 2500 | [7 empty] | 5994100021520 | 15994100021527 | [5 empty] | 12 | 400 | 67500 | [5 empty] | 127 | 210 | 23 | [10 empty] | Tubular |  | 31 |  | BOX |  | 441 | 24 EUR. 48 UK | [11 empty] | OUTER BOX |  |  | 24 | 48 | [5 empty] | 72 |  | 590 x 420 x 360 (mm) | [12 empty] | 144 | [29 empty] | G38 | Tungsram | 100 | 3200 | 3200 | 67500 | 2500 | 230 | Available
93106522 | T17 FKF 230- 240V | image | datasheet | deeplink | No |  |  |  | C-13 | Yes | G | [10 empty] | 504.08 | [7 empty] | 5994100021513 | 15994100021510 | [5 empty] | 12 | 750 | [6 empty] | 55.5 | 130 | 111 | [10 empty] | Tubular |  | 21 |  | BOX |  | 150 | 144 EUR. 180 UK | [11 empty] | OUTER BOX |  |  | 144 | 180 | [5 empty] | 1152 |  | 190 x 350 x 126 (mm) | [12 empty] | 1440 | [29 empty] | P28s-24 | Tungsram | 100 | 2950 | 2950 | 9500 | 500 | 240 | Available
93106521 | T13 FKB 230- 240V | image | datasheet | deeplink | No |  |  |  | C-13 | Yes | G | [7 empty] | 650 |  |  | 650 | [7 empty] | 5994100021506 | 15994100021503 | [5 empty] | 12 | 750 | 13500 | [5 empty] | 55.5 | 121 | 135 | [10 empty] | Tubular |  | 25 |  | BOX |  | 150 | 144 EUR. 180 UK | [11 empty] | OUTER BOX |  |  | 144 | 180 | [5 empty] | 1152 |  | 190 x 350 x 126 (mm) | [12 empty] | 1440 | [29 empty] | P28s-24 | Tungsram | 100 | 3000 | 3000 | 13500 | 650 | 240 | Available
93106520 | CP52 FKN 230-240V | image | datasheet | deeplink | No |  |  |  | C-13 | Yes | G | [7 empty] | 1000 |  |  | 1000 | [7 empty] | 5994100021490 | 15994100021497 | [5 empty] | 12 | 200 | 26000 | [5 empty] | 55.5 | 130 | 131 | [10 empty] | Tubular |  | 35 |  | BOX |  | 150 | 144 EUR. 180 UK | [11 empty] | OUTER BOX |  |  | 144 | 180 | [5 empty] | 1152 |  | 190 x 350 x 126 (mm) | [12 empty] | 1440 | [29 empty] | P28s-24 | Tungsram | 100 | 3200 | 3200 | 26000 | 1000 | 240 | Available
93106519 | A1/248 230-240V | image | datasheet | deeplink | No |  |  |  | C-13 | Yes | G | [7 empty] | 150 |  |  | 150 | [7 empty] | 5994100021483 | 15994100021480 | [5 empty] | 20 | 50 | 3000 | [5 empty] | 39.878 | 62 | 0.006 | [10 empty] | Tubular | Clear | 16.3 |  |  | 50 | 35 | 504 EUR. 600 UK | [13 empty] | 12 | [7 empty] | 1520 |  | 333 |  | BDTH - Base Down to Horiz | [10 empty] | 2000 | [29 empty] | G6.35-15 | Tungsram | 100 | 3400 | 3400 | 3000 | 150 | 230 | Available
93106518 | A1/249 230-240V | image | datasheet | deeplink | No |  |  |  | C-13 | Yes | G | [7 empty] | 300 |  |  | 300 | [7 empty] | 5994100021476 | 15994100021473 | [5 empty] | 20 | 50 | 7200 | [5 empty] | 40 | 62 | 0.006 | [10 empty] | Tubular | Clear; black top | 16.3 |  | BX | 50 | 35 | 504 EUR. 600 UK | [13 empty] | 12 | [7 empty] | 1520 |  | 333 |  | BDTH - Base Down to Horiz | [10 empty] | 2000 | [29 empty] | G6.35-15 | Tungsram | 100 | 3400 | 3400 | 7200 | 300 | 230 | Available
93106517 | CP41 FKK 230V | image | datasheet | deeplink | No |  |  |  | C-13 | Yes | G | [7 empty] | 2000 |  |  | 2000 | [7 empty] | 5994100021469 | 15994100021466 | [5 empty] | 12 | 400 | 54000 | [5 empty] | 127 | 216 | 228 | [10 empty] | Tubular |  | 31 |  |  |  | 441 | 24 EUR. 48 UK | [14 empty] | 24 | 48 | [5 empty] | 72 |  | 590 x 420 x 360 (mm) | [12 empty] | 144 | [29 empty] | G38 | Tungsram | 100 | 3200 | 3200 | 54000 | 2000 | 230 | Available
93106516 | CP41 FKK 240V | image | datasheet | deeplink | No |  |  |  | C-13 | Yes | G | [7 empty] | 2000 |  |  | 2000 | [7 empty] | 5994100021452 | 15994100021459 | [5 empty] | 12 | 400 | 54000 | [5 empty] | 127 | 216 | 228 | [10 empty] | Tubular |  | 31 |  |  |  | 436 | 24 EUR. 48 UK | [14 empty] | 24 | 48 | [5 empty] | 72 |  | 590 x 420 x 360 (mm) | [12 empty] | 144 | [29 empty] | G38 | Tungsram | 100 | 3200 | 3200 | 54000 | 2000 | 240 | Available
93106514 | P2/27 FEX 230V | image | datasheet | deeplink | No |  |  |  | C8 | Yes | G | [7 empty] | 2000 |  |  | 2000 | [7 empty] | 5994100021445 | 15994100021442 | [5 empty] | 12 | 300 | 50000 | [6 empty] | 143 | 44 | [10 empty] | Tubular |  | 26.5 |  | BOX |  | 89 | 144 EUR. 180 UK | [11 empty] | OUTER BOX |  |  | 144 | 180 | [5 empty] | 1152 |  | 350 x 190 x 134 (mm) | [12 empty] | 1440 | [29 empty] | Rx7s | Tungsram |  | 3200 | 3200 | 50000 | 2000 | 230 | Available
93106515 | P2/27 FEX 240V | image | datasheet | deeplink | No |  |  |  | CC-8 | Yes | G | [7 empty] | 2000 |  |  | 2000 | [7 empty] | 5994100021438 | 15994100021435 | [5 empty] | 12 | 300 | 50000 | [6 empty] | 143 | 46 | [10 empty] | Tubular |  | 30 |  | BOX |  | 165 | 144 EUR. 180 UK | [11 empty] | OUTER BOX |  |  | 144 | 180 | [5 empty] | 1152 |  | 350 x 190 x 120 (mm) | [12 empty] | 1440 | [29 empty] | Rx7s | Tungsram | 100 | 3200 | 3200 | 50000 | 2000 | 240 | Available
93106512 | HPL 575W 240V | image | datasheet | deeplink | No |  |  |  | 6C-8 |  | G | [7 empty] | 575 |  |  | 575 | [7 empty] | 5994100021391 | 15994100021398 | [5 empty] | 12 | 300 | 14900 | [5 empty] | 60.3 | 106 | 54 | [10 empty] | Tubular |  | 19 |  |  |  | 73 | 468 EUR. 588 UK | [14 empty] | 468 | 588 | [5 empty] | 3276 |  | 175 x 135 x 138 (mm) | [12 empty] | 4116 | [29 empty] | G9.5 | Tungsram | 100 | 3200 | 3200 | 14900 | 575 | 240 | Available
93106511 | HPL 575W LL 230V | image | datasheet | deeplink | No |  |  |  | 6C-8 |  | G | [7 empty] | 575 |  |  | 575 | [7 empty] | 5994100021384 | 15994100021381 | [5 empty] | 12 | 1500 | 11800 | [5 empty] | 60.3 | 106 | 54 | [10 empty] | Tubular |  | 19 |  |  |  | 73 | 468 EUR. 588 UK | [14 empty] | 468 | 588 | [5 empty] | 3276 |  | 175 x 135 x 138 (mm) | [12 empty] | 4116 | [29 empty] | Special | Tungsram | 100 | 3000 | 3000 | 11800 | 575 | 230 | Available
93106510 | HPL 575W LL 240V | image | datasheet | deeplink | No |  |  |  | 6C-8 |  | G | [7 empty] | 575 |  |  | 575 | [7 empty] | 5994100021377 | 15994100021374 | [5 empty] | 12 | 1500 | 11800 | [5 empty] | 60.3 | 106 | 54 | [10 empty] | Tubular |  | 19 |  |  |  | 73 | 468 EUR. 588 UK | [14 empty] | 468 | 588 | [5 empty] | 3276 |  | 175 x 135 x 138 (mm) | [12 empty] | 4116 | [29 empty] | Special | Tungsram | 100 | 3000 | 3000 | 11800 | 575 | 240 | Available
93106508 | HPL 750W 240V | image | datasheet | deeplink | No |  |  |  | 6C-8 |  | G | [7 empty] | 750 |  |  | 750 | [7 empty] | 5994100021353 | 15994100021350 | [5 empty] | 12 | 300 | 18975 | [5 empty] | 60.3 | 106 | 54 | [10 empty] | Tubular |  | 19 |  |  |  | 73 | 468 EUR. 588 UK | [14 empty] | 468 | 588 | [5 empty] | 3276 |  | 175 x 135 x 138 (mm) | [12 empty] | 4116 | [29 empty] | G9.5 | Tungsram | 100 | 3200 | 3200 | 18975 | 750 | 240 | Available
93106507 | CP70 FVA 230V | image | datasheet | deeplink | No |  |  |  | C-13D | Yes | G | [7 empty] | 1000 |  |  | 1000 | [7 empty] | 5994100021346 | 15994100021343 | [5 empty] | 12 | 200 | 25000 | [5 empty] | 55 | 105 | 43 | [10 empty] | Tubular |  | 23 |  | BOX |  | 150 | 144 EUR. 180 UK | [11 empty] | OUTER BOX |  |  | 144 | 180 | [5 empty] | 1152 |  | 190 x 350 x 126 (mm) | [12 empty] | 1440 | [29 empty] | GX9.5 | Tungsram | 100 | 3200 | 3200 | 25000 | 1000 | 230 | Available
93106506 | CP70 FVA 240V | image | datasheet | deeplink | No |  |  |  | C-13D | Yes | G | [7 empty] | 1000 |  |  | 1000 | [7 empty] | 5994100021339 | 15994100021336 | [5 empty] | 12 | 200 | 25000 | [5 empty] | 55 | 105 | 43 | [10 empty] | Tubular |  | 23 |  | BOX |  | 150 | 144 EUR. 180 UK | [11 empty] | OUTER BOX |  |  | 144 | 180 | [5 empty] | 1152 |  | 190 x 350 x 126 (mm) | [12 empty] | 1440 | [29 empty] | GX9.5 | Tungsram | 100 | 3200 | 3200 | 25000 | 1000 | 240 | Available
93106505 | T25 230-240V | image | datasheet | deeplink | No |  |  |  | C-13D | Yes | G | [7 empty] | 500 |  |  | 500 | [7 empty] | 5994100021322 | 15994100021329 | [5 empty] | 24 | 360 | 11000 | [6 empty] | 89 | 24 | [10 empty] | Tubular |  | 23 |  |  |  | 35 | 504 EUR. 600 UK | [14 empty] | 504 | 600 | [5 empty] | 4032 |  | 170 x 255 x 130 (mm) | [12 empty] | 4800 | [29 empty] | GY9.5 | Tungsram | 100 | 3000 | 3000 | 11000 | 500 | 240 | Available
93106504 | T27 230-240V | image | datasheet | deeplink | No |  |  |  | C-13D | Yes | G | [7 empty] | 650 |  |  | 650 | [7 empty] | 5994100021315 | 15994100021312 | [5 empty] | 24 | 400 | 14500 | [5 empty] | 46.5 | 89 | 24 | [10 empty] | Tubular |  | 23 |  |  |  | 35 | 504 EUR. 600 UK | [14 empty] | 504 | 600 | [5 empty] | 4032 |  | 170 x 255 x 130 (mm) | [12 empty] | 4800 | [29 empty] | GY9.5 | Tungsram | 100 | 3050 | 3050 | 14500 | 650 | 230 | Available
93106503 | M40 230-240V | image | datasheet | deeplink | No |  |  |  | C-13 |  | G | [7 empty] | 500 |  |  | 500 | [7 empty] | 5994100021308 | 15994100021305 | [5 empty] | 24 | 2000 | 8000 | [5 empty] | 46.5 | 84 | 15 | [10 empty] | Tubular |  | 30 |  |  |  | 35 | 504 EUR. 600 UK | [14 empty] | 504 | 600 | [5 empty] | 4032 |  | 170 x 255 x 130 (mm) | [12 empty] | 4800 | [29 empty] | GY9.5 | Tungsram | 100 | 2900 | 2900 | 8500 | 500 | 230 | Available
93106502 | CP82 FRG 120V | image | datasheet | deeplink | Yes |  |  |  | C-13 | Yes | G | [7 empty] | 500 |  |  | 530 | [7 empty] | 5994100021292 | 15994100021299 | [5 empty] | 24 | 150 | 13000 | [5 empty] | 46 | 88 | 25 | [10 empty] | Tubular |  | 25 |  |  |  | 35 | 504 EUR. 600 UK | [14 empty] | 504 | 600 | [5 empty] | 4032 |  | 170 x 255 x 130 (mm) | [12 empty] | 4800 | [29 empty] | GY9.5 | Tungsram | 100 | 3200 | 3200 | 13000 | 500 | 120 | Available
93106501 | CP82 FRH 230V | image | datasheet | deeplink | No |  |  |  | C-13 | Yes | G | [7 empty] | 500 |  |  | 500 | [7 empty] | 5994100021285 | 15994100021282 | [5 empty] | 24 | 150 | 12500 | [5 empty] | 46 | 85 | 25 | [10 empty] | Tubular |  | 25 |  |  |  | 35 | 504 EUR. 600 UK | [14 empty] | 504 | 600 | [5 empty] | 4032 |  | 170 x 255 x 130 (mm) | [12 empty] | 4800 | [29 empty] | GY9.5 | Tungsram | 100 | 3200 | 3200 | 12500 | 500 | 230 | Available
93106500 | T18 GCW 230- 240V | image | datasheet | deeplink | No |  |  |  | C-13 | Yes | G | [7 empty] | 500 |  |  | 500 | [7 empty] | 5994100021278 | 15994100021275 | [5 empty] | 24 | 400 | 11000 | [5 empty] | 46 | 85 | 25 | [10 empty] | Tubular |  | 25 |  |  |  | 35 | 504 EUR. 600 UK | [14 empty] | 504 | 600 | [5 empty] | 4032 |  | 170 x 255 x 130 (mm) | [12 empty] | 4800 | [29 empty] | GY9.5 | Tungsram | 100 | 3050 | 3050 | 11000 | 500 | 240 | Available
93106499 | CP82 FRJ 240V | image | datasheet | deeplink | No |  |  |  | C-13 | Yes | G | [10 empty] | 523.78 | [7 empty] | 5994100021261 | 15994100021268 | [5 empty] | 24 | 150 | [6 empty] | 46 | 85 | 25 | [10 empty] | Tubular |  | 25 |  |  |  | 35 | 504 EUR. 600 UK | [14 empty] | 504 | 600 | [5 empty] | 4032 |  | 170 x 255 x 130 (mm) | [12 empty] | 4800 | [29 empty] | GY9.5 | Tungsram | 100 | 3200 | 3200 | 12500 | 500 | 240 | Available
93106498 | T26 GCS 230- 240V | image | datasheet | deeplink | No |  |  |  | C-13 | Yes | G | [7 empty] | 650 |  |  | 650 | [7 empty] | 5994100021254 | 15994100021251 | [5 empty] | 24 | 400 | 15000 | [5 empty] | 46 | 88 | 25 | [10 empty] | Tubular |  | 25 |  |  |  | 35 | 504 EUR. 600 UK | [14 empty] | 504 | 600 | [5 empty] | 4032 |  | 170 x 255 x 130 (mm) | [12 empty] | 4800 | [29 empty] | GY9.5 | Tungsram | 100 | 3050 | 3050 | 15000 | 650 | 240 | Available
93106497 | CP89 FRK 120V | image | datasheet | deeplink | Yes |  |  |  | C-13 | Yes | G | [10 empty] | 722.27 | [7 empty] | 5994100021247 | 15994100021244 | [5 empty] | 24 | 200 | [6 empty] | 46 | 88 | 25 | [10 empty] | Tubular |  | 25 |  |  |  | 35 | 504 EUR. 600 UK | [14 empty] | 504 | 600 | [5 empty] | 4032 |  | 170 x 255 x 130 (mm) | [12 empty] | 4800 | [29 empty] | GY9.5 | Tungsram | 100 | 3200 | 3200 | 16900 | 650 | 120 | Available
93106496 | CP89 FRM 230- 240V | image | datasheet | deeplink | No |  |  |  | C-13 | Yes | G | [7 empty] | 650 |  |  | 650 | [7 empty] | 5994100021230 | 15994100021237 | [5 empty] | 24 | 150 | 16250 | [5 empty] | 46 | 88 | 24 | [10 empty] | Tubular |  | 25 |  |  |  | 35 | 504 EUR. 600 UK | [14 empty] | 504 | 600 | [5 empty] | 4032 |  | 170 x 255 x 130 (mm) | [12 empty] | 4800 | [29 empty] | GY9.5 | Tungsram | 100 | 3200 | 3200 | 16250 | 650 | 240 | Available
93106495 | A1/244 230-240V | image | datasheet | deeplink | No |  |  |  | C-13 | Yes | G | [7 empty] | 500 |  |  | 500 | [7 empty] | 5994100021223 | 15994100021220 | [5 empty] | 24 | 75 | 13000 | [5 empty] | 36.5 | 75 | 20 | [10 empty] | Tubular |  | 28.5 |  |  |  | 35 | 504 EUR. 600 UK | [14 empty] | 504 | 600 | [5 empty] | 4032 |  | 170 x 255 x 130 (mm) | [12 empty] | 4800 | [29 empty] | GY9.5 | Tungsram | 100 | 3200 | 3200 | 13000 | 500 | 240 | Available
93106494 | CP24 230-240V | image | datasheet | deeplink | No |  |  |  | C-13 |  | G | [7 empty] | 1000 |  |  | 1000 | [7 empty] | 5994100021216 | 15994100021213 | [5 empty] | 12 | 200 | 26000 | [5 empty] | 55 | 110 | 40 | [10 empty] | Tubular |  | 35 |  | BOX |  | 150 | 144 EUR. 180 UK | [11 empty] | OUTER BOX |  |  | 144 | 180 | [5 empty] | 1152 |  | 190 x 350 x 126 (mm) | [12 empty] | 1440 | [29 empty] | GX9.5 | Tungsram | 100 | 3200 | 3200 | 26000 | 1000 | 240 | Available
93106493 | CP40 FKJ 230V | image | datasheet | deeplink | No |  |  |  | C-13 | Yes | G | [7 empty] | 1000 |  |  | 1000 | [7 empty] | 5994100021209 | 15994100021206 | [5 empty] | 12 | 200 | 26000 | [5 empty] | 63.5 | 140 | 85 | [10 empty] | Tubular |  | 26 |  | BOX |  | 150 | 144 EUR. 180 UK | [11 empty] | OUTER BOX |  |  | 144 | 180 | [5 empty] | 1152 |  | 190 x 350 x 126 (mm) | [12 empty] | 1440 | [29 empty] | G22 | Tungsram | 100 | 3200 | 3200 | 26000 | 1000 | 230 | Available
93106492 | T19 FWR 230-240V | image | datasheet | deeplink | No |  |  |  | C-13D | Yes | G | [7 empty] | 1000 |  |  | 1000 | [7 empty] | 5994100021193 | 15994100021190 | [5 empty] | 12 | 750 | 21000 | [5 empty] | 55 | 105 | 45 | [10 empty] | Tubular |  | 35 |  | BOX |  | 150 | 144 EUR. 180 UK | [11 empty] | OUTER BOX |  |  | 144 | 180 | [5 empty] | 1152 |  | 190 x 350 x 126 (mm) | [12 empty] | 1440 | [29 empty] | GX9.5 | Tungsram | 100 | 3050 | 3050 | 21000 | 1000 | 240 | Available
93106491 | T11 230-240V | image | datasheet | deeplink | No |  |  |  | C-13 |  | G | [7 empty] | 1000 |  |  | 1000 | [7 empty] | 5994100021186 | 15994100021183 | [5 empty] | 12 | 750 | 23000 | [5 empty] | 55 | 110 | 40 | [10 empty] | Tubular |  | 35 |  | BOX |  | 150 | 144 EUR. 180 UK | [11 empty] | OUTER BOX |  |  | 144 | 180 | [5 empty] | 1152 |  | 190 x 350 x 126 (mm) | [12 empty] | 1440 | [29 empty] | GX9.5 | Tungsram | 100 | 3050 | 3050 | 23000 | 1000 | 240 | Available
93106490 | CP23 230-240V | image | datasheet | deeplink | No |  |  |  | C-13 | Yes | G | [10 empty] | 647.62 | [7 empty] | 5994100021179 | 15994100021176 | [5 empty] | 12 | 100 | [6 empty] | 55 | 105 | 40 | [10 empty] | Tubular |  | 25 |  | BOX |  | 150 | 144 EUR. 180 UK | [11 empty] | OUTER BOX |  |  | 144 | 180 | [5 empty] | 1152 |  | 190 x 350 x 126 (mm) | [12 empty] | 1440 | [29 empty] | GX9.5 | Tungsram | 100 | 3200 | 3200 | 16900 | 650 | 240 | Available
93106489 | T29 FWT 230-240V | image | datasheet | deeplink | No |  |  |  | C-13D | Yes | G | [7 empty] | 1200 |  |  | 1200 | [7 empty] | 5994100021162 | 15994100021169 | [5 empty] | 12 | 400 | 29000 | [5 empty] | 67 | 124 | 45 | [10 empty] | Tubular |  | 35 |  | BOX |  | 150 | 144 EUR. 180 UK | [11 empty] | OUTER BOX |  |  | 144 | 180 | [5 empty] | 1152 |  | 190 x 350 x 126 (mm) | [12 empty] | 1440 | [29 empty] | GX9.5 | Tungsram | 100 | 3050 | 3050 | 29000 | 1200 | 240 | Available
93106488 | CP90 230-240V | image | datasheet | deeplink | No |  |  |  | C-13D | Yes | G | [7 empty] | 1200 |  |  | 1200 | [7 empty] | 5994100021155 | 15994100021152 | [5 empty] | 12 | 200 | 33000 | [5 empty] | 67 | 124 | 45 | [10 empty] | Tubular |  | 35 |  | BOX |  | 150 | 144 EUR. 180 UK | [11 empty] | OUTER BOX |  |  | 144 | 180 | [5 empty] | 1152 |  | 190 x 350 x 126 (mm) | [12 empty] | 1440 | [29 empty] | GX9.5 | Tungsram | 100 | 3200 | 3200 | 33000 | 1200 | 240 | Available
93106486 | T28 230-240V | image | datasheet | deeplink | No |  |  |  | C-13 | Yes | G | [7 empty] | 600 |  |  | 600 | [7 empty] | 5994100021148 | 15994100021145 | [5 empty] | 12 | 300 | 11000 | [5 empty] | 55.5 | 115 | 78 | [10 empty] | Tubular |  | 21 |  | BOX |  | 165 | 144 EUR. 180 UK | [11 empty] | OUTER BOX |  |  | 144 | 180 | [5 empty] | 1152 |  | 190 x 350 x 120 (mm) | [12 empty] | 1440 | [29 empty] | P28s-24 | Tungsram | 100 | 3000 | 3000 | 11000 | 500 | 240 | Available
93106485 | FKR 230-240V | image | datasheet | deeplink | No |  |  |  | CC-8 |  | G | [7 empty] | 650 |  |  | 650 | [7 empty] | 5994100021131 | 15994100021138 | [5 empty] | 24 | 300 | 15000 | [5 empty] | 60.5 | 101 | 23 | [10 empty] | Tubular |  | 20 |  |  |  | 31 | 504 EUR. 600 UK | [14 empty] | 504 | 600 | [5 empty] | 4032 |  | 255 x 175 x 130 (mm) | [12 empty] | 4800 | [29 empty] | G9.5 | Tungsram | 100 | 3100 | 3100 | 15000 | 650 | 240 | Available
93106484 | CP77 FEP 230- 240V | image | datasheet | deeplink | No |  |  |  | CC-8 | Yes | G | [7 empty] | 1000 |  |  | 1000 | [7 empty] | 5994100021124 | 15994100021121 | [5 empty] | 24 | 300 | 25000 | [5 empty] | 60.5 | 105 | 24 | [10 empty] | Tubular |  | 20 |  |  |  | 31 | 504 EUR. 600 UK | [14 empty] | 504 | 600 | [5 empty] | 4032 |  | 255 x 175 x 130 (mm) | [12 empty] | 4800 | [29 empty] | G9.5 | Tungsram | 100 | 3200 | 3200 | 25000 | 1000 | 240 | Available
93106483 | GKV 600W 230V G9.5 | image | datasheet | deeplink | No |  |  |  | C-13D |  | G | [10 empty] | 584.62 | [7 empty] | 5994100021117 | 15994100021114 | [5 empty] | 24 | 250 | [6 empty] | 60.5 | 105 | 23 | [10 empty] | Tubular |  | 18 |  |  |  | 31 | 504 EUR. 600 UK | [14 empty] | 504 | 600 | [5 empty] | 4032 |  | 255 x 175 x 130 (mm) | [12 empty] | 4800 | [29 empty] | G9.5 | Tungsram | 100 | 3200 | 3200 | 14000 | 600 | 230 | Available
93106482 | GKV 600W 240V G9.5 | image | datasheet | deeplink | No |  |  |  | C-13D |  | G | [7 empty] | 600 |  |  | 600 | [7 empty] | 5994100021100 | 15994100021107 | [5 empty] | 24 | 250 | 14000 | [5 empty] | 60.5 | 105 | 23 | [10 empty] | Tubular |  | 18 |  |  |  | 31 | 504 EUR. 600 UK | [14 empty] | 504 | 600 | [5 empty] | 4032 |  | 255 x 175 x 130 (mm) | [12 empty] | 4800 | [29 empty] | G9.5 | Tungsram | 100 | 3200 | 3200 | 14000 | 600 | 240 | Available
93106481 | GKV LL 230V 600W | image | datasheet | deeplink | No |  |  |  | C-13D |  | G | [7 empty] | 600 |  |  | 600 | [7 empty] | 5994100021094 | 15994100021091 | [5 empty] | 24 | 1500 | 11000 | [5 empty] | 55 | 105 | 22 | [10 empty] | Tubular |  | 18 |  | BOX |  | 31 | 504 EUR. 600 UK | [11 empty] | OUTER BOX |  |  | 504 | 600 | [5 empty] | 4032 |  | 255 x 175 x 130 (mm) | [12 empty] | 4800 | [29 empty] | G9.5 | Tungsram | 100 | 3000 | 3000 | 11000 | 600 | 230 | Available
93106480 | GKV LL 240V 600W | image | datasheet | deeplink | No |  |  |  | C-13D |  | G | [10 empty] | 587.77 | [7 empty] | 5994100021087 | 15994100021084 | [5 empty] | 24 | 1500 | [6 empty] | 60.5 | 105 | 22 | [10 empty] | Tubular |  | 18 |  |  |  | 31 | 504 EUR. 600 UK | [14 empty] | 504 | 600 | [5 empty] | 4032 |  | 255 x 175 x 130 (mm) | [12 empty] | 4800 | [29 empty] | G9.5 | Tungsram | 100 | 3000 | 3000 | 11000 | 600 | 240 | Available
93106479 | CP81 FSK 240V | image | datasheet | deeplink | No |  |  |  | C-7A | Yes | G | [7 empty] | 300 |  |  | 300 | [7 empty] | 5994100021070 | 15994100021077 | [5 empty] | 24 | 150 | 6900 | [5 empty] | 46 | 90 | 16 | [10 empty] | Tubular |  | 25 |  |  |  | 30 | 504 EUR. 600 UK | [14 empty] | 504 | 600 | [5 empty] | 4032 |  | 255 x 175 x 130 (mm) | [12 empty] | 4800 | [29 empty] | GY9.5 | Tungsram | 100 | 3200 | 3200 | 6900 | 300 | 240 | Available
93106478 | CP81 FKW 120V | image | datasheet | deeplink | Yes |  |  |  | C-7A | Yes | G | [7 empty] | 300 |  |  | 318 | [7 empty] | 5994100021063 | 15994100021060 | [5 empty] | 24 | 50 | 6900 | [5 empty] | 46 | 90 | 16 | [10 empty] | Tubular |  | 25 |  | BOX |  | 30 | 504 EUR. 600 UK | [11 empty] | OUTER BOX |  |  | 504 | 600 | [5 empty] | 4032 |  | 255 x 175 x 130 (mm) | [12 empty] | 4800 | [29 empty] | GY9.5 | Tungsram | 100 | 3200 | 3200 | 6900 | 300 | 120 | Available
93106477 | M38 230-240V | image | datasheet | deeplink | No |  |  |  | CC-7A |  | G | [7 empty] | 300 |  |  | 300 | [7 empty] | 5994100021056 | 15994100021053 | [5 empty] | 24 | 2000 | 3900 | [5 empty] | 45.5 | 80 | 15 | [10 empty] | Tubular |  | 28.5 |  |  |  | 30 | 504 EUR. 600 UK | [14 empty] | 504 | 600 | [5 empty] | 4032 |  | 255 x 175 x 130 (mm) | [12 empty] | 4800 | [29 empty] | GY9.5 | Tungsram | 100 | 2900 | 2900 | 5500 | 300 | 240 | Available
93106476 | Q1000 T7 BP | image | datasheet | deeplink | Yes |  |  |  | CC-8 | Yes | G | [7 empty] | 1000 |  |  | 1060 | [7 empty] | 5994100021049 | 15994100021046 | [5 empty] | 6 | 3000 | 21700 | [6 empty] | 200 | 215 | [10 empty] | Tubular |  | 23 |  |  |  | 320 | 216 EUR. 270 UK | [14 empty] | 216 | 270 | [5 empty] | 864 |  | 190 x 130 x 230 (mm) | [12 empty] | 1080 | [29 empty] | G38 | Tungsram | 100 | 3200 | 3200 | 21700 | 1000 | 120 | Available
93106475 | CP110 OC-1200 80V | image | datasheet | deeplink | Yes |  |  |  | C-13D | Yes | G | [7 empty] | 1200 |  |  | 1272 | [7 empty] | 5994100021032 | 15994100021039 | [5 empty] | 12 | 300 | 36000 | [5 empty] | 63.5 | 140 | 95 | [10 empty] | Tubular |  | 26 |  | BOX |  | 165 | 144 EUR. 180 UK | [11 empty] | OUTER BOX |  |  | 144 | 180 | [5 empty] | 1152 |  | 350 x 190 x 120 (mm) | [12 empty] | 1440 | [29 empty] | G22 | Tungsram | 100 | 3300 | 3300 | 36000 | 1200 | 80 | Available
93106470 | CP81 FSL 230V | image | datasheet | deeplink | No |  |  |  | C-7A | Yes | G | [7 empty] | 300 |  |  | 300 | [7 empty] | 5994100020981 | 15994100020988 | [5 empty] | 24 | 150 | 6900 | [5 empty] | 46 | 90 | 16 | [10 empty] | Tubular |  | 25 |  |  |  | 30 | 504 EUR. 600 UK | [14 empty] | 504 | 600 | [5 empty] | 4032 |  | 255 x 175 x 130 (mm) | [12 empty] | 4800 | [29 empty] | GY9.5 | Tungsram | 100 | 3200 | 3200 | 6900 | 300 | 230 | Available
93106469 | GKV 800W 230-240V | image | datasheet | deeplink | No |  |  |  | C-13D |  | G | [7 empty] | 800 |  |  | 800 | [7 empty] | 5994100020974 | 15994100020971 | [5 empty] | 24 | 250 | 20000 | [5 empty] | 60.5 | 105 | 23 | [10 empty] | Tubular |  | 18 |  | BOX |  | 31 | 504 EUR. 600 UK | [11 empty] | OUTER BOX |  |  | 504 | 600 | [5 empty] | 4032 |  | 255 x 175 x 130 (mm) | [12 empty] | 4800 | [29 empty] | G9.5 | Tungsram | 100 | 3200 | 3200 | 20000 | 800 | 240 | Available
93106468 | T12 230-240V | image | datasheet | deeplink | No |  |  |  | C-13 | Yes | G | [10 empty] | 668.16 | [7 empty] | 5994100020967 | 15994100020964 | [5 empty] | 12 | 750 | [6 empty] | 55 | 105 | 40 | [10 empty] | Tubular |  | 25 |  | BOX |  | 150 | 144 EUR. 180 UK | [11 empty] | OUTER BOX |  |  | 144 | 180 | [5 empty] | 1152 |  | 190 x 350 x 126 (mm) | [12 empty] | 1440 | [29 empty] | GX9.5 | Tungsram | 100 | 3000 | 3000 | 13500 | 650 | 240 | Available
93106467 | HPL 750W LL 230V | image | datasheet | deeplink | No |  |  |  | 6C-8 |  | G | [7 empty] | 750 |  |  | 750 | [7 empty] | 5994100020950 | 15994100020957 | [5 empty] | 12 | 1500 | 15600 | [5 empty] | 60.3 | 106 | 54 | [10 empty] | Tubular |  | 19 |  |  |  | 73 | 468 EUR. 588 UK | [14 empty] | 468 | 588 | [5 empty] | 3276 |  | 175 x 135 x 138 (mm) | [12 empty] | 4116 | [29 empty] | Special | Tungsram | 100 | 3200 | 3200 | 15600 | 750 | 230 | Available
93106466 | HPL 750W LL 240V | image | datasheet | deeplink | No |  |  |  | 6C-8 |  | G | [7 empty] | 750 |  |  | 750 | [7 empty] | 5994100020943 | 15994100020940 | [5 empty] | 12 | 1500 | 15600 | [5 empty] | 60.3 | 106 | 54 | [10 empty] | Tubular |  | 19 |  |  |  | 73 | 468 EUR. 588 UK | [14 empty] | 468 | 588 | [5 empty] | 3276 |  | 175 x 135 x 138 (mm) | [12 empty] | 4116 | [29 empty] | Special | Tungsram | 100 | 3200 | 3200 | 15600 | 750 | 240 | Available
93106667 | GRAPHX MBI 400-2000/U/SB 91-9835 CALM | image | datasheet | deeplink | [26 empty] | 15994100020865 | [5 empty] | 6 | [9 empty] | 1211 | [10 empty] | PAR | Clear |  |  | BOX |  | 1900 | 8 EUR. 12 UK | [11 empty] | OUTER BOX |  |  | 8 | 12 | [5 empty] | 32 |  | 280 x 280 x 220 (mm) |  | U - Universal | [10 empty] | 60 | [29 empty] | G38 | Tungsram | 1 | 3000 | 3000 |  | 400 |  | Available
93106673 | CSI1000/PAR64/G38 | image | datasheet | deeplink | Yes | 6 |  | 0.42 |  | No |  |  | 14.7 | [5 empty] | 1000 |  |  | 1100 | [8 empty] | 15994100021602 | [5 empty] | 6 |  | 38000 |  |  |  | 838 | 0.41 |  | 175 | 950 |  | 50 | [8 empty] | PAR | Clear | 204 |  |  |  | 1420 | 8 EUR. 12 UK | [6 empty] | 38000 | [7 empty] | 8 | 12 | [5 empty] | 32 |  | 280 x 280 x 220 (mm) |  | HOR - Horizontal | [10 empty] | 60 | [29 empty] | G38 | Tungsram | 80 | 3800 | 3800 | 76000 | 1000 | 80 | Available
93117339 | CSI1000/PAR64/HR/G38 99-1422 | image | datasheet | deeplink | Yes | 6 |  | 0.42 |  | No |  |  | 14.7 | [5 empty] | 1000 |  |  | 1100 | [8 empty] | 15994100057045 | [5 empty] | 6 |  | 38000 |  |  |  | 838 | 0.41 |  | 175 | 1392 |  | 50 | [8 empty] | PAR | Clear | 204 |  | BOX |  | 1420 | 8 EUR. 12 UK | [6 empty] | 38000 |  |  |  |  | OUTER BOX |  |  | 8 | 12 | [5 empty] | 32 |  | 280 x 280 x 220 (mm) |  | HOR - Horizontal | [10 empty] | 60 | [29 empty] | G38 | Tungsram | 80 | 3350 | 3350 | 76000 | 1000 | 80 | Available
93117338 | CSI1000/G22 99-02 | image | datasheet | deeplink | Yes |  |  | 0.395 |  | No |  |  | 15 | [5 empty] | 1000 |  |  | 1100 | [8 empty] | 15994100057038 | [5 empty] | 6 |  | 90000 |  |  |  | 840 | 0.395 |  | 115 | 135 |  | 30 | [8 empty] | Tubular | Clear | 32 |  |  |  | 160 | 162 EUR. 210 UK | [14 empty] | 162 | 210 | [5 empty] | 1458 |  | 245 x 135 x 110 (mm) |  | U - Universal | [10 empty] | 1890 | 14 | [28 empty] | G22 | Tungsram | 80 | 4000 | 4000 | 90000 | 1000 | 80 | Available
93117337 | CID1000/G22 99-0222 | image | datasheet | deeplink | Yes |  |  | 0.3 |  | No |  |  | 15 | [8 empty] | 1100 | [8 empty] | 15994100057021 | [5 empty] | 6 | [5 empty] | 855 | 0.3 | 63.5 | 115 | 119 |  | 60 | [8 empty] | Tubular | Clear | 32 |  | BOX |  | 170 | 162 EUR. 210 UK | [11 empty] | OUTER BOX |  |  | 162 | 210 | [5 empty] | 1458 |  | 245 x 135 x 110 (mm) |  | U - Universal | [10 empty] | 1890 | 15 | [28 empty] | G22 | Tungsram | 85 | 5500 | 5500 | 70000 | 1000 | 80 | Available
93117336 | GRAPHX MBI 400-800/U/SB 91-9831 | image | datasheet | deeplink | Yes |  |  | 0.1 |  | Yes |  |  | 10.5 | [17 empty] | 15994100056932 | [5 empty] | 6 | [6 empty] | 0.1 |  | 110 | 1260 | [10 empty] | PAR | Diffuse | 205 |  |  |  | 1900 | 8 EUR. 12 UK | [14 empty] | 8 | 12 | [5 empty] | 32 |  | 280 x 280 x 220 (mm) |  | U - Universal | [10 empty] | 60 | [29 empty] | Two right-angle lugs | Tungsram | 1 | 3000 | 3000 |  | 1000 | 110 | Available
93110788 | CSR 575/2/SE | image | datasheet | deeplink | Yes |  |  | 0.302 |  | No |  | 2.5 | 5.9 | 46000 |  |  |  |  | 575 |  | 20 | [8 empty] | 5994100028895 | 15994100028892 | [5 empty] | 10 | 1000 | 46000 | 80 | 0.03 |  | 672 | 0.32 | 65 | 125 | 57 | [10 empty] | Tubular | Clear | 30 | 31 | BOX |  | 850 |  | 125 | [10 empty] | BOX |  | 80 | 250 | 320 | [5 empty] | 2250 |  |  | Yes | U - Universal |  | 1000 | [8 empty] | 2880 | 7 | 80 | [7 empty] | RG-3 |  |  |  | 1000 | 1000 |  |  | 1000 | [11 empty] | GX9.5 | Tungsram | 65 | 7200 | 7200 | 46000 | 575 | 97 | Phased-out
93110787 | CSR575/SE/HR/UV-C | image | datasheet | deeplink | Yes |  |  | 0.323 |  | No |  | 55kV | 6 | 48000 |  |  |  |  | 575 |  | 1 | [8 empty] | 5994100028888 | 15994100028885 | [5 empty] | 10 | 750 | 48000 | 83 | 0.03 |  | 860 | 0.328 | 70 | 147 | 108 | [10 empty] | Tubular | Clear | 30 | 31 | BOX |  | 123 |  | 145 | [10 empty] | BOX |  |  | 24 | 29 | [5 empty] | 2160 |  |  | Yes | U - Universal |  | 750 |  |  |  | 750 |  |  |  |  | 2160 | 7 | 65 | [7 empty] | RG-3 |  |  |  | 750 | 750 |  |  | 750 | [11 empty] | G22 | Tungsram | 85 | 6000 | 6000 | 48000 | 575 | 95 | Available
93106463 | GLC 575W HP 115V | image | datasheet | deeplink | Yes |  |  |  | C-13D |  | G | [7 empty] | 575 |  |  | 609.5 | [7 empty] | 5994100020912 | 15994100020919 | [5 empty] | 24 | 300 | 14375 | [5 empty] | 60.5 | 105 | 22 | [10 empty] | Tubular |  | 18 |  | BOX |  | 31 | 504 EUR. 600 UK | [11 empty] | OUTER BOX |  |  | 504 | 600 | [5 empty] | 4032 |  | 255 x 175 x 130 (mm) | [12 empty] | 4800 | [29 empty] | G9.5 | Tungsram | 100 | 3200 | 3200 | 14375 | 575 | 115 | Available
93106462 | AF6/2 6.6A 45W | image | datasheet | deeplink | No |  |  |  | C-6 |  | G | [10 empty] | 44.86 | [7 empty] | 5994100020905 | 15994100020902 | [5 empty] | 100 | 600 | [7 empty] | 50 | 8 | [10 empty] | Tubular |  | 12 |  |  |  | 10 | 2700 EUR. 3100 UK | [14 empty] | 2700 | 3100 | [5 empty] | 16200 |  | 260 x 130 x 150 (mm) | [12 empty] | 18600 | [29 empty] | PG22-6.35 | Tungsram |  | 2900 | 2900 | 760 | 45 | 6 | Available
93106461 | AF6/5T 6.6A 100W | image | datasheet | deeplink | No |  |  |  | C-6 |  | G | [10 empty] | 104.95 | [7 empty] | 5994100020899 | 15994100020896 | [5 empty] | 100 | 600 | [7 empty] | 50 | 8 | [10 empty] | Tubular |  | 12 |  |  |  | 10 | 2700 EUR. 3100 UK | [14 empty] | 2700 | 3100 | [5 empty] | 16200 |  | 260 x 130 x 150 (mm) | [12 empty] | 18600 | [29 empty] | PG22-6.35 | Tungsram |  | 2900 | 2900 | 2100 | 100 | 6 | Available
93106460 | AF7/2 6.6A 200W | image | datasheet | deeplink | No |  |  |  | C8 | No | G | [10 empty] | 211.52 | [7 empty] | 5994100020882 | 15994100020889 | [5 empty] | 100 | 600 | [7 empty] | 50 | 8 | [10 empty] | Tubular |  | 12 |  |  |  | 10 | 2700 EUR. 3100 UK | [14 empty] | 2700 | 3100 | [5 empty] | 16200 |  | 260 x 130 x 150 (mm) | [12 empty] | 18600 | [29 empty] | PG22-6.35 | Tungsram | 100 | 3000 | 3000 | 4800 | 200 | 30 | Available
93106389 | CSR 1800/SE/HR | image | datasheet | deeplink | Yes |  |  | 0.333 |  | No |  |  | 12 | [5 empty] | 1800 |  |  | 1980 | [7 empty] | 5994100020851 | 15994100020858 | [5 empty] | 6 |  | 165000 |  |  |  | 960 | 0.333 | 107 | 200 | 285 | [10 empty] | Tubular | Clear | 42 |  | BOX |  | 730 | 36 EUR. 66 UK | [14 empty] | 36 | 66 | [5 empty] | 108 |  | 385 x 280 x 346 (mm) |  | U - Universal | [10 empty] | 132 | 12 | [28 empty] | G38 | Tungsram | 90 | 6000 | 6000 | 165000 | 1800 | 150 | Available
93106459 | CP23 230V | image | datasheet | deeplink | No |  |  |  | C-13 | Yes | G | [7 empty] | 650 |  |  | 650 | [7 empty] | 5994100020837 | 15994100020834 | [5 empty] | 12 | 100 | 16900 | [5 empty] | 55 | 110 | 42 | [10 empty] | Tubular |  | 25 |  | BOX |  | 165 | 144 EUR. 180 UK | [11 empty] | OUTER BOX |  |  | 144 | 180 | [5 empty] | 1152 |  | 350 x 196 x 120 (mm) | [12 empty] | 1440 | [29 empty] | GX9.5 | Tungsram | 100 | 3200 | 3200 | 16900 | 650 | 230 | Available
93106388 | HX5000 240V | image | datasheet | deeplink | [6 empty] | G | [7 empty] | 4700 |  |  | 4700 | [7 empty] | 5994100020820 | 15994100020827 | [5 empty] | 6 | 200 | 133000 | [6 empty] | 270 | 317 | [10 empty] | Tubular |  | 65 |  | BOX |  | 650 | 2 EUR. 6 UK | [11 empty] | OUTER BOX |  |  | 2 | 6 | [5 empty] | 72 |  | 425 x 290 x 370 (mm) | [12 empty] | 96 | [29 empty] | G38 | Tungsram |  | 3200 | 3200 | 133000 | 4700 | 240 | Available
93106387 | CSR 9000/SE/HR | image | datasheet | deeplink | Yes |  |  | 0.323 |  | No |  | 55 | 56 | 850000 |  |  |  |  | 9000 |  | 20 | 9900 | [7 empty] | 5994100020813 | 15994100020810 | [5 empty] | 6 | 250 | 850000 | 94 | 0.004 |  | 958 | 0.32 | 210 | 360 | 880 | [10 empty] | Tubular | Clear | 85 | 85 | BOX |  | 1700 |  | 360 | [8 empty] | 1 |  | BOX |  |  | 12 | 24 | [5 empty] | 12 |  |  | Yes | U - Universal |  | 250 | [8 empty] | 24 | 24 | 650 | [7 empty] | RG-3 |  |  |  | 250 | 250 |  |  | 250 | [11 empty] | G38 | Tungsram | 90 | 5800 | 5800 | 850000 | 9000 | 160 | Available
93106379 | CSR200/SE/HR/UV-C | image | datasheet | deeplink | Yes |  |  | 0.333 |  | No |  |  | 2.9 | [5 empty] | 200 |  |  | 220 | [7 empty] | 5994100020769 | 15994100020766 | [5 empty] | 10 |  | 17500 |  |  |  |  | 0.3237 | 38.8 | 80 | 19 | [10 empty] | Tubular | Clear | 19.1 |  | BOX |  | 200 | 480 EUR. 600 UK | [11 empty] | OUTER BOX |  |  | 480 | 600 | [5 empty] | 5280 |  | 195 x 84 x 100 (mm) |  | U - Universal | [10 empty] | 5400 | [29 empty] | GZY9.5 | Tungsram | 90 | 6000 | 6000 | 17500 | 200 | 70 | Available
93106378 | CSR125/SE/HR | image | datasheet | deeplink | Yes |  |  | 0.337 |  | No |  |  | 1.6 | [5 empty] | 125 |  |  | 137.5 | [7 empty] | 5994100020752 | 15994100020759 | [5 empty] | 10 |  | 9800 |  |  |  | 954 | 0.329 | 39 | 75 | 170 | [10 empty] | Tubular | Clear | 15.9 |  | BOX |  | 180 | 480 EUR. 600 UK | [11 empty] | OUTER BOX |  |  | 480 | 600 | [5 empty] | 5280 |  | 195 x 84 x 100 (mm) |  | U - Universal | [10 empty] | 5400 | 4 | [28 empty] | GZX9.5 | Tungsram | 90 | 5400 | 5400 | 9800 | 125 | 80 | Available
93106377 | CSR18000/DE | image | datasheet | deeplink | Yes |  |  | 0.323 |  | No |  |  | 80 | [5 empty] | 18000 |  |  | 19800 | [7 empty] | 5994100020745 | 15994100020742 | [5 empty] | 4 |  | 1650000 |  |  |  | 960 | 0.325 |  | 500 | 1280 | [10 empty] | GLS | Clear | 73 |  | BOX |  | 1370 | 20 EUR. 24 UK | [11 empty] | OUTER BOX |  |  | 20 | 24 | [5 empty] | 60 |  | 605 x 266 x 276 (mm) |  | H15 - Horiz 15 degrees | [10 empty] | 72 | 45 | [28 empty] | 30x70mm cylinder. 165mm lead | Tungsram | 90 | 6000 | 6000 | 1650000 | 18000 | 225 | Available
93106376 | CSR 6000/SE/HR/UV-C | image | datasheet | deeplink | Yes |  |  | 0.333 |  | No |  |  | 46 | [5 empty] | 6000 |  |  | 6600 | [7 empty] | 5994100020721 | 15994100020728 | [5 empty] | 6 |  | 540000 |  |  |  | 956 | 0.333 | 210 | 360 | 1730 | [10 empty] | Globe | Clear | 85 |  | BOX |  | 1947 | 12 EUR. 24 UK | [11 empty] | OUTER BOX |  |  | 12 | 24 | [5 empty] | 12 |  | 760 x 510 x 545 (mm) |  | U - Universal | [10 empty] | 24 | 26 | [28 empty] | G38 | Tungsram | 90 | 5600 | 5600 | 540000 | 6000 | 130 | Available
93106225 | CSR 2500/SE/HR/UV-C | image | datasheet | deeplink | Yes |  |  | 0.33 |  | No |  |  | 21.7 | [5 empty] | 2500 |  |  | 2750 | [7 empty] | 5994100020714 | 15994100020711 | [5 empty] | 6 |  | 220000 |  |  |  | 956 | 0.325 | 127 | 240 | 640 | [10 empty] | Globe | Clear | 60 |  | BOX |  | 727 | 36 EUR. 66 UK | [11 empty] | OUTER BOX |  |  | 36 | 66 | [5 empty] | 108 |  | 385 x 280 x 346 (mm) |  | U - Universal | [10 empty] | 132 | 14 | [28 empty] | G38 | Tungsram | 90 | 5600 | 5600 | 220000 | 2500 | 115 | Available
93106455 | DXX 800-T4-4CL 240V | image | datasheet | deeplink | No |  |  |  | CC-8 | Yes | G | [7 empty] | 800 |  |  | 800 | [7 empty] | 5994100020691 | 15994100020698 | [5 empty] | 24 | 75 | 20000 | [6 empty] | 80 | 102 | [10 empty] | Tubular |  | 15 |  |  |  | 104 | 576 EUR. 792 UK | [14 empty] | 576 | 792 | [5 empty] | 3456 |  | 249 x 141 x 162 (mm) | [12 empty] | 4752 | [29 empty] | R7s | Tungsram | 100 | 3200 | 3200 | 20000 | 800 | 240 | Available
93106453 | FAD Q650T4/CL P2/6 | image | datasheet | deeplink | No |  |  |  | CC-8 | Yes | [8 empty] | 650 |  |  | 689 | [7 empty] | 5994100020684 | 15994100020681 | [5 empty] | 24 | 100 | 16500 | [6 empty] | 81 | 13 | [10 empty] | Tubular |  | 12.7 |  |  |  | 23 | 576 EUR. 720 UK | [14 empty] | 576 | 720 | [5 empty] | 4608 |  | 231 x 161 x 131 (mm) | [12 empty] | 5760 | [29 empty] | R7s | Tungsram |  | 3200 | 3200 | 16500 | 650 | 120 | Phased-out
93106224 | CSR 4000SE/HR/UV- C | image | datasheet | deeplink | Yes |  |  | 0.33 |  | No |  |  | 20 | [5 empty] | 4000 |  |  | 4400 | [7 empty] | 5994100020677 | 15994100020674 | [5 empty] | 6 |  | 380000 |  |  |  | 956 | 0.325 | 142 | 260 | 353 | [10 empty] | Globe | Clear | 75 |  | BOX |  | 743 | 36 EUR. 36 UK | [11 empty] | OUTER BOX |  |  | 36 | 36 | [5 empty] | 108 |  | 415 x 270 x 360 (mm) |  | U - Universal | [10 empty] | 108 | 24 | [28 empty] | G38 | Tungsram | 90 | 6000 | 6000 | 380000 | 4000 | 200 | Available
93106223 | CSR 1200 SE/HR/UV- C | image | datasheet | deeplink | Yes |  |  | 0.333 |  | No |  |  | 12 | [5 empty] | 1200 |  |  | 1320 | [7 empty] | 5994100020660 | 15994100020667 | [5 empty] | 6 |  | 110000 |  |  |  | 956 | 0.333 | 107 | 200 | 390 | [10 empty] | Globe | Clear | 42 |  | BOX |  | 440 | 48 EUR. 72 UK | [11 empty] | OUTER BOX |  |  | 48 | 72 | [5 empty] | 240 |  | 280 x 190 x 305 (mm) |  | U - Universal | [10 empty] | 360 | 10 | [28 empty] | G38 | Tungsram | 90 | 6000 | 6000 | 110000 | 1200 | 100 | Available
93106448 | TU FDF Q500T3/4CL MIH | image | datasheet | deeplink | Yes |  |  |  | C-8 | Yes | B | [7 empty] | 500 |  |  | 530 | [7 empty] | 5994100020622 | 15994100020629 | [5 empty] | 12 | 400 | 13250 | [6 empty] | 119.1 | 9 | [10 empty] | Double Ended |  | 10 |  |  |  | 29 | 564 EUR. 672 UK | [14 empty] | 564 | 672 | [5 empty] | 2820 |  | 157 x 123 x 171 (mm) | [12 empty] | 3360 | [29 empty] | R7s | Tungsram | 100 | 3200 | 3200 | 13250 | 500 | 120 | Available
93106442 | TU P2/7 EKM Q1MT3/4CL 240/250V MIH | image | datasheet | deeplink | No |  |  |  | C-8 | Yes | G | [7 empty] | 1000 |  |  | 1000 | [7 empty] | 5994100020547 | 15994100020544 | [5 empty] | 12 | 300 | 28000 | [6 empty] | 190.6 | 20 | [10 empty] | Double Ended |  | 10 |  |  |  | 48 | 432 EUR. 576 UK | [14 empty] | 432 | 576 | [5 empty] | 864 |  | 146 x 114 x 332 (mm) | [12 empty] | 1152 | [29 empty] | R7s | Tungsram | 100 | 3200 | 3200 | 28000 | 1000 | 245 | Available
93106441 | TU P2/7 EKM Q1MT3/4CL 220/230V MIH | image | datasheet | deeplink | No |  |  |  | C-8 | Yes | G | [7 empty] | 1000 |  |  | 1000 | [7 empty] | 5994100020530 | 15994100020537 | [5 empty] | 12 | 300 | 28000 | [6 empty] | 190.6 | 20 | [10 empty] | Double Ended |  | 10 |  |  |  | 48 | 432 EUR. 576 UK | [14 empty] | 432 | 576 | [5 empty] | 864 |  | 146 x 114 x 332 (mm) | [12 empty] | 1152 | [29 empty] | R7s | Tungsram | 100 | 3200 | 3200 | 28000 | 1000 | 225 | Available
93106440 | TU P2/10 Q625T3/4CL 240/250V MIH | image | datasheet | deeplink | No |  |  |  | C-8 | Yes | G | [7 empty] | 625 |  |  | 625 | [7 empty] | 5994100020523 | 15994100020520 | [5 empty] | 12 | 300 | 16900 | [6 empty] | 190.6 | 20 | [10 empty] | Tubular |  | 10 |  |  |  | 46 | 240 EUR. 300 UK | [14 empty] | 240 | 300 | [5 empty] | 1440 |  | 338 x 114 x 146 (mm) | [12 empty] | 1800 | [29 empty] | R7s | Tungsram | 100 | 3200 | 3200 | 16900 | 625 | 245 | Available
93106439 | TU P2/10 Q625T3/4CL 220/230V MIH | image | datasheet | deeplink | No |  |  |  | C-8 | Yes | G | [7 empty] | 625 |  |  | 625 | [7 empty] | 5994100020516 | 15994100020513 | [5 empty] | 12 | 300 | 16900 | [6 empty] | 189 | 20 | [10 empty] | Tubular |  | 10 |  |  |  | 46 | 240 EUR. 300 UK | [14 empty] | 240 | 300 | [5 empty] | 1440 |  | 338 x 114 x 146 (mm) | [12 empty] | 1800 | [29 empty] | R7s | Tungsram | 100 | 3200 | 3200 | 16900 | 625 | 225 | Available
93106438 | TU P2/12 Q1250T3/4CL 240/250V MIH | image | datasheet | deeplink | No |  |  |  | C-8 |  | G | [10 empty] | 1281.6 | [7 empty] | 5994100012504 | 15994100012501 | [5 empty] | 12 | 300 | [7 empty] | 190.6 | 20 | [10 empty] | Double Ended |  | 10 |  |  |  | 50 | 432 EUR. 576 UK | [14 empty] | 432 | 576 | [5 empty] | 864 |  | 146 x 114 x 332 (mm) | [12 empty] | 1152 | [29 empty] | R7s | Tungsram | 100 | 3200 | 3200 | 35000 | 1250 | 245 | Available
93106397 | CSR12000/SE/HR/UV-C | image | datasheet | deeplink |  |  |  | 0.3 |  | Yes | [8 empty] | 12000 |  |  | 13200 | [7 empty] | 5994100012467 | 15994100012464 | [5 empty] | 4 |  | 1150000 |  |  |  |  | 0.3 | 255 |  | 1200 | [10 empty] | Tubular | Clear |  |  | BOX |  | 2600 | 8 UK | [11 empty] | OUTER BOX |  |  |  | 8 | [7 empty] | 540 x 540 x 610 (mm) |  | U - Universal | [10 empty] | 8 | [29 empty] | G38 | Tungsram | 90 | 6000 | 6000 | 1150000 | 12000 | 160 | Available
93106385 | CSR700/2/SE | image | datasheet | deeplink | Yes |  |  | 0.312 |  | No |  |  | 10 | [5 empty] | 700 |  |  | 770 | [7 empty] | 5994100012450 | 15994100012457 | [5 empty] | 10 |  | 55000 |  |  |  | 765 | 0.325 | 75 | 155 | 190 | [10 empty] | Tubular | Clear | 28.6 |  | BOX |  | 213 | 130 UK | [11 empty] | OUTER BOX |  |  |  | 130 | [7 empty] | 370 x 154 x 230 (mm) |  | U - Universal | [10 empty] | 780 | 7.5 | [28 empty] | G22 | Tungsram | 70 | 6500 | 6500 | 55000 | 700 | 70 | Available
93106384 | CSR1200/2/SE | image | datasheet | deeplink | Yes |  |  | 0.305 |  | No |  |  | 12 | [5 empty] | 1200 |  |  | 1320 | [7 empty] | 5994100012443 | 15994100012440 | [5 empty] | 6 |  | 110000 |  |  |  | 770 | 0.315 | 85 | 175 | 390 | [10 empty] | Tubular | Clear | 38.1 |  | BOX |  | 440 | 72 UK | [11 empty] | OUTER BOX |  |  |  | 72 | [5 empty] | 1520 |  | 280 x 190 x 305 (mm) |  | U - Universal | [10 empty] | 360 | 10 | [28 empty] | G22 | Tungsram | 70 | 7000 | 7000 | 110000 | 1200 | 100 | Available
93106417 | CSR18000/SE/HR | image | datasheet | deeplink | No |  |  | 0.323 |  | No |  |  | 80 | [5 empty] | 18000 |  |  | 19800 | [7 empty] | 5994100035626 | 15994100035623 | [5 empty] | 1 | 250 | 165000 |  |  |  | 960 | 0.325 | 260 | 470 | 1400 | [10 empty] | Tubular | Clear | 103 |  | BOX |  | 2450 | 4 EUR. 4 UK | [11 empty] | OUTER BOX |  |  | 4 | 4 | [5 empty] | 16 |  | 280 x 270 x 705 (mm) |  | U - Universal | [10 empty] | 16 | 45 | [28 empty] | GX51 | Tungsram | 90 | 6000 | 6000 | 1650000 | 18000 | 225 | Available
93106395 | CP105 1250/650W 230-240V | image | datasheet | deeplink | No |  |  |  | C-13 | Yes | G | [7 empty] | 1900 |  |  | 1900 | [8 empty] | 15994100021909 | [5 empty] | 1 | 250 | 40000 | [5 empty] | 143 | 220 | 193 | [10 empty] | Globe |  | 55 |  | BOX |  | 600 | 18 EUR. 23 UK | [11 empty] | OUTER BOX |  |  | 18 | 23 | [5 empty] | 126 |  | 340 x 135 x 140 (mm) | [12 empty] | 161 | [29 empty] | GX38q | Tungsram | 100 | 3050 | 3050 | 27000 | 1900 | 240 | Available
93106394 | CP58 230-240V | image | datasheet | deeplink | No |  |  |  | C-13 | Yes | G | [7 empty] | 3750 |  |  | 3750 | [8 empty] | 15994100021893 | [5 empty] | 1 | 300 | 86000 | [5 empty] | 143 | 220 | 213 | [10 empty] | Globe |  | 70 |  | BOX |  | 600 | 18 EUR. 23 UK | [11 empty] | OUTER BOX |  |  | 18 | 23 | [5 empty] | 126 |  | 340 x 135 x 140 (mm) | [12 empty] | 161 | [29 empty] | GX38q | Tungsram | 100 | 3200 | 3200 | 27000 | 3750 | 240 | Available
93106393 | CP30 230- 240V | image | datasheet | deeplink | No |  |  |  | C-13 | Yes | G |  | 2518 | [5 empty] | 2500 |  |  | 2500 | [8 empty] | 15994100021886 | [5 empty] | 1 | 300 | 56000 | [5 empty] | 143 | 220 | 196 | [10 empty] | Globe |  | 55 |  | BOX |  | 600 | 18 EUR. 23 UK | [11 empty] | OUTER BOX |  |  | 18 | 23 | [5 empty] | 126 |  | 340 x 135 x 140 (mm) | [12 empty] | 161 | [29 empty] | GX38q | Tungsram | 100 | 3200 | 3200 | 27000 | 2500 | 240 | Available
93106392 | CP29 240V | image | datasheet | deeplink | No |  |  |  | C-13 | Yes | G | [7 empty] | 5000 |  |  | 5000 | [8 empty] | 15994100021879 | [5 empty] | 1 | 375 | 135000 | [5 empty] | 165 | 280 | 350 | [10 empty] | Globe |  | 65 |  | BOX |  | 600 | 18 EUR. 23 UK | [11 empty] | OUTER BOX |  |  | 18 | 23 | [5 empty] | 126 |  | 340 x 135 x 140 (mm) | [12 empty] | 161 | [29 empty] | G38 | Tungsram | 100 | 3200 | 3200 | 135000 | 5000 | 240 | Available
93106390 | HX48 230-240V | image | datasheet | deeplink | No |  |  |  | C-13 |  | G | [7 empty] | 3000 |  |  | 3000 | [8 empty] | 15994100021855 | [5 empty] | 1 | 400 | 82000 | [5 empty] | 127 | 210 | 300 | [10 empty] | Globe |  | 47 |  | BOX |  | 473 | 18 EUR. 23 UK | [11 empty] | OUTER BOX |  |  | 18 | 23 | [5 empty] | 126 |  | 340 x 135 x 140 (mm) | [12 empty] | 161 | [29 empty] | G38 | Tungsram | 100 | 3200 | 3200 | 82000 | 3000 | 230 | Available
93106383 | Q12MT26/CL 240V | image | datasheet | deeplink | No |  |  |  | C-13 | Yes | G | [7 empty] | 12000 |  |  | 12000 | [8 empty] | 15994100020797 | [5 empty] | 1 | 130 | 420000 | [5 empty] | 254 | 410 | 120 | [10 empty] | Tubular |  | 26 |  | BOX |  | 5700 | 5 EUR. 9 UK | [11 empty] | OUTER BOX |  |  | 5 | 9 | [5 empty] | 35 |  | 202 x 202 x 535 (mm) | [12 empty] | 45 | [29 empty] | G38 | Tungsram | 100 | 3400 | 3400 | 420000 | 12000 | 240 | Available
93106382 | Q24MT32/CL 240V | image | datasheet | deeplink | No |  |  |  | C-13 | Yes | G | [7 empty] | 24000 |  |  | 24000 | [8 empty] | 15994100012433 | [5 empty] | 1 | 150 | 800000 | [5 empty] | 354 | 560 | 10400 | [10 empty] | Tubular |  | 103 |  | BOX |  | 10900 | 5 UK | [11 empty] | OUTER BOX |  |  |  | 5 | [5 empty] | 1520 |  | 270 x 265 x 705 (mm) | [12 empty] | 15 | [29 empty] | G38 | Tungsram | 100 | 3400 | 3400 | 800000 | 24000 | 240 | Available
93106381 | Q20MT32/CL 240V | image | datasheet | deeplink | No |  |  |  | C-13 | Yes | G | [7 empty] | 20000 |  |  | 20000 | [8 empty] | 15994100020780 | [5 empty] | 1 | 400 | 580000 | [5 empty] | 354 | 560 | 1150 | [10 empty] | Tubular |  | 32 |  | BOX |  | 2000 | 4 EUR. 5 UK | [11 empty] | OUTER BOX |  |  | 4 | 5 | [5 empty] | 12 |  | 270 x 265 x 705 (mm) | [12 empty] | 15 | [29 empty] | G38 | Tungsram | 100 | 3200 | 3200 | 580000 | 20000 | 240 | Available
93106380 | Q12MT26/CL 230V | image | datasheet | deeplink | No |  |  |  | C-13 | Yes | G | [7 empty] | 12000 |  |  | 12000 | [8 empty] | 15994100020773 | [5 empty] | 1 | 130 | 420000 | [5 empty] | 254 | 410 | 5400 | [10 empty] | Tubular |  | 26 |  | BOX |  | 5700 | 7 EUR. 9 UK | [11 empty] | OUTER BOX |  |  | 7 | 9 | [5 empty] | 35 |  | 202 x 202 x 535 (mm) | [12 empty] | 45 | [29 empty] | G38 | Tungsram | 100 | 3400 | 3400 | 420000 | 12000 | 230 | Available
93106219 | OT CP83 240V 10000W BX 1/1 MIJ | image | datasheet | deeplink | Yes |  |  |  | CC-8 | Yes | G | [7 empty] | 10000 |  |  | 10000 | [8 empty] | 15994100012488 | [5 empty] | 1 | 500 | 280000 | [6 empty] | 405 | 508 | [10 empty] | Tubular |  | 85 |  | BOX |  | 1383 | 20 EUR. 25 UK | [11 empty] | OUTER BOX |  |  | 20 | 25 | [5 empty] | 20 |  | 200 x 205 x 540 (mm) | [12 empty] | 25 | [29 empty] | G38 | Tungsram |  | 3200 | 3200 | 280000 | 10000 | 240 | Available
93106218 | OT CP83 220-230V 10000W BX 1/1 MIJ | image | datasheet | deeplink | No |  |  |  | C-13 | Yes | G | [7 empty] | 10000 |  |  | 10000 | [8 empty] | 15994100012471 | [5 empty] | 1 | 500 | 280000 | [5 empty] | 254 | 405 | 508 | [10 empty] | Tubular |  | 85 |  | BOX |  | 1383 | 20 EUR. 25 UK | [11 empty] | OUTER BOX |  |  | 20 | 25 | [5 empty] | 20 |  | 200 x 205 x 540 (mm) | [12 empty] | 25 | [29 empty] | G38 | Tungsram | 100 | 3200 | 3200 | 280000 | 10000 | 230 | Available
93106416 | Q4559X 28.0V | image | datasheet | deeplink | Yes | 15 | 765000 |  | CC-6 |  |  |  | 21.4 | [16 empty] | 5994100022169 | 15994100022166 | [5 empty] | 12 | [8 empty] | 95.25 | 938 | [10 empty] | PAR |  | 203.2 |  |  |  | 1119 | 72 EUR. 108 UK | [14 empty] | 72 | 108 | [5 empty] | 72 |  | 384 x 354 x 551 (mm) | [12 empty] | 108 | [29 empty] | Screw terminal | Tungsram |  |  |  |  | 600 | 28 | Phased-out
93110786 | @F55BX/CINPLUS/55 GE 1/10/40 MIH | image | datasheet | deeplink | Yes |  |  |  |  | No | [11 empty] | 60.5 | [7 empty] | 5994100028871 | 15994100028878 | [5 empty] | 40 | 2000 | [7 empty] | 541.8 | 202 | [10 empty] | Biax Plug-in |  | 43.8 | 43.8 | BOX |  | 267 | 280 EUR. 360 UK | [11 empty] | OUTER BOX |  |  | 280 | 360 | [5 empty] | 840 |  | 595 x 210 x 308 (mm) |  | U - Universal | [10 empty] | 1080 | [29 empty] | 2G11 | Tungsram | 94 | 5500 | 5500 | 2400 |  | 101 | Phased-out
93110353 | QH3MT3/CL/HT/R | image | datasheet | deeplink | No |  |  |  | C-8 | [20 empty] | 5994100028840 | 15994100028847 | [5 empty] | 12 | 5000 | [7 empty] | 381.5 | 28 | [10 empty] | Tubular |  | 10 |  |  |  | 91 | 132 EUR. 168 UK | [14 empty] | 132 | 168 | [5 empty] | 1188 |  | 469 x 158 x 113 (mm) | [12 empty] | 1512 | [29 empty] | Special | Tungsram |  | 2450 | 2450 |  | 3000 | 400 | Available
93110352 | QH2500MT3/CL/HT/R | image | datasheet | deeplink | No |  |  |  | C8 | [20 empty] | 5994100028833 | 15994100028830 | [5 empty] | 12 | 5000 | [7 empty] | 381.5 | 28 | [10 empty] | Tubular |  | 10 |  | BOX |  | 91 | 132 EUR. 168 UK | [14 empty] | 132 | 168 | [5 empty] | 1188 |  | 469 x 158 x 113 (mm) | [12 empty] | 1512 | [29 empty] | Special | Tungsram |  | 2450 | 2450 |  | 2500 | 400 | Available
93110351 | TU QH2M/T3/CL/HT MIH | image | datasheet | deeplink | No |  |  |  | C-8 | [20 empty] | 5994100028826 | 15994100028823 | [5 empty] | 12 | 5000 | [7 empty] | 350.8 | 28 | [10 empty] | Tubular |  | 10 |  |  |  | 91 | 132 EUR. 168 UK | [14 empty] | 132 | 168 | [5 empty] | 1452 |  | 469 x 158 x 93 (mm) | [12 empty] | 1848 | [29 empty] | Special | Tungsram |  | 2450 | 2450 |  | 2000 | 240 | Available
93106683 | CP88-Q500PAR64/MFL 240V | image | datasheet | deeplink | No | 21 | 65000 |  | C-13 | Yes | G | [7 empty] | 500 |  |  | 500 | [7 empty] | 5994100021971 | 15994100021978 | [5 empty] | 6 | 300 | 7200 | [5 empty] | 80 | 150 | 821 | [10 empty] | PAR |  | 204 |  |  |  | 1072 | 24 EUR. 30 UK | [6 empty] | 7200 | [7 empty] | 24 | 30 | [5 empty] | 120 |  | 536 x 391 x 196 (mm) | [12 empty] | 150 | [29 empty] | GX16d | Tungsram | 100 | 3200 | 3200 |  | 500 | 240 | Available
93106682 | CP88 - Q500PAR64/MFL 230V | image | datasheet | deeplink | No | 21 | 65000 |  | C-13 | Yes | G | [7 empty] | 500 |  |  | 500 | [7 empty] | 5994100021964 | 15994100021961 | [5 empty] | 6 | 300 | 6500 | [5 empty] | 80 | 150 | 821 | [10 empty] | PAR |  | 204 |  |  |  | 1072 | 24 EUR. 30 UK | [6 empty] | 6500 | [7 empty] | 24 | 30 | [5 empty] | 120 |  | 536 x 391 x 196 (mm) | [12 empty] | 150 | [29 empty] | GX16d | Tungsram | 100 | 3200 | 3200 |  | 500 | 230 | Available
93106681 | CP87 - Q500PAR64/NSP 240V | image | datasheet | deeplink | No | 19 | 140000 |  | C-13 | Yes | G | [7 empty] | 500 |  |  | 500 | [7 empty] | 5994100021957 | 15994100021954 | [5 empty] | 6 | 300 | 7200 | [5 empty] | 80 | 150 | 821 | [10 empty] | PAR |  | 204 |  |  |  | 1072 | 24 EUR. 30 UK | [6 empty] | 7200 | [7 empty] | 24 | 30 | [5 empty] | 120 |  | 540 x 365 x 205 (mm) | [12 empty] | 150 | [29 empty] | GX16d | Tungsram | 100 | 3200 | 3200 |  | 500 | 240 | Available
93106680 | CP87 - Q500PAR64/NSP 230V | image | datasheet | deeplink | No | 19 | 140000 |  | C-13 | Yes | G | [7 empty] | 500 |  |  | 500 | [7 empty] | 5994100021940 | 15994100021947 | [5 empty] | 6 | 300 | 6500 | [5 empty] | 80 | 150 | 821 | [10 empty] | PAR |  | 204 |  |  |  | 1072 | 24 EUR. 30 UK | [6 empty] | 6500 | [7 empty] | 24 | 30 | [5 empty] | 120 |  | 536 x 391 x 196 (mm) | [12 empty] | 150 | [29 empty] | GX16d | Tungsram | 100 | 3200 | 3200 |  | 500 | 230 | Available
93106679 | CP86 - Q500PAR64/VNSP 240V | image | datasheet | deeplink | No | 15 | 240000 |  | C-13 | Yes | G | [7 empty] | 500 |  |  | 500 | [7 empty] | 5994100021933 | 15994100021930 | [5 empty] | 6 | 300 | 7200 | [5 empty] | 80 | 150 | 821 | [10 empty] | PAR |  | 204 |  |  |  | 1072 | 24 EUR. 30 UK | [6 empty] | 7200 | [7 empty] | 24 | 30 | [5 empty] | 120 |  | 540 x 365 x 205 (mm) | [12 empty] | 150 | [29 empty] | GX16d | Tungsram | 100 | 3200 | 3200 |  | 500 | 240 | Available
93106678 | SUPER CP60 EXC VNS 240V 1/6 BX | image | datasheet | deeplink | No | 15 | 352000 |  | C-13D | Yes | G | [7 empty] | 1000 |  |  | 1000 | [7 empty] | 5994100021742 | 15994100021749 | [5 empty] | 6 | 300 | 17000 | [6 empty] | 150 | 965 | [10 empty] | PAR |  | 204 |  |  |  | 1072 | 24 EUR. 30 UK | [6 empty] | 17000 | [7 empty] | 24 | 30 | [5 empty] | 120 |  | 536 x 391 x 196 (mm) | [12 empty] | 150 | [29 empty] | GX16d | Tungsram | 100 | 3200 | 3200 |  | 1000 | 240 | Available
93106677 | SUPER CP61 EXD NS 240V 1/6 BX | image | datasheet | deeplink | No | 13 | 297000 |  | C-13D | Yes | G | [7 empty] | 1000 |  |  | 1000 | [7 empty] | 5994100021735 | 15994100021732 | [5 empty] | 6 | 300 | 17000 | [6 empty] | 150 | 965 | [10 empty] | PAR |  | 204 |  |  |  | 1072 | 24 EUR. 30 UK | [6 empty] | 17000 | [7 empty] | 24 | 30 | [5 empty] | 120 |  | 536 x 391 x 196 (mm) | [12 empty] | 150 | [29 empty] | G16d | Tungsram | 100 | 3200 | 3200 |  | 1000 | 240 | Available
93106676 | SUPER CP62 EXE MF 230V 1/6 BX | image | datasheet | deeplink | No | 25 | 138000 |  | C-13D | Yes | G | [7 empty] | 1000 |  |  | 1000 | [7 empty] | 5994100021728 | 15994100021725 | [5 empty] | 6 | 300 | 17000 | [6 empty] | 150 | 965 | [10 empty] | PAR |  | 204 |  |  |  | 1072 | 24 EUR. 30 UK | [6 empty] | 17000 | [7 empty] | 24 | 30 | [5 empty] | 120 |  | 536 x 391 x 196 (mm) | [12 empty] | 150 | [29 empty] | G16d | Tungsram | 100 | 3200 | 3200 |  | 1000 | 230 | Available
93106675 | SUPER CP62 EXE MF 240V 1/6 BX | image | datasheet | deeplink | No | 25 | 138000 |  | C-13D | Yes | B | [7 empty] | 1000 |  |  | 1000 | [7 empty] | 5994100021698 | 15994100021695 | [5 empty] | 6 | 300 | 17000 | [6 empty] | 152.4 | 965 | [10 empty] | PAR |  | 203.2 |  |  |  | 1072 | 24 EUR. 30 UK | [6 empty] | 17000 | [7 empty] | 24 | 30 | [5 empty] | 120 |  | 536 x 391 x 196 (mm) | [12 empty] | 150 | [29 empty] | GX16d | Tungsram | 100 | 3200 | 3200 |  | 1000 | 240 | Available
93106674 | SUPER CP61 EXD NS 230V 1/6 BX | image | datasheet | deeplink | No | 13 | 297000 |  | C-13D | Yes | G | [7 empty] | 1000 |  |  | 1000 | [7 empty] | 5994100021681 | 15994100021688 | [5 empty] | 6 | 300 | 17000 | [6 empty] | 150 | 965 | [10 empty] | PAR |  | 204 |  | BOX |  | 1072 | 24 EUR. 30 UK | [6 empty] | 17000 |  |  |  |  | OUTER BOX |  |  | 24 | 30 | [5 empty] | 120 |  | 536 x 391 x 196 (mm) | [12 empty] | 150 | [29 empty] | G16d | Tungsram | 100 | 3200 | 3200 |  | 1000 | 230 | Available
93106672 | CP95 240V | image | datasheet | deeplink | No | 60 | 15000 |  | C-13 | Yes | G | [7 empty] | 1000 |  |  | 1000 | [7 empty] | 5994100021582 | 15994100021589 | [5 empty] | 6 | 300 | 15200 | [5 empty] | 80 | 150 | 833 | [10 empty] | PAR |  | 204 |  |  |  | 1072 | 24 EUR. 30 UK | [6 empty] | 15200 | [7 empty] | 24 | 30 | [5 empty] | 120 |  | 536 x 391 x 196 (mm) | [12 empty] | 150 | [29 empty] | GX16d | Tungsram | 100 | 3200 | 3200 |  | 1000 | 240 | Available
93106671 | EXG PAR64/1000W/230V/WFL | image | datasheet | deeplink | No | 30 | 38000 |  | C-13 | Yes | G | [7 empty] | 1000 |  |  | 1000 | [7 empty] | 5994100021421 | 15994100021428 | [5 empty] | 6 | 300 | 15500 | [6 empty] | 80 | 982 | [10 empty] | PAR |  | 204 |  |  |  | 1072 | 24 EUR. 30 UK | [6 empty] | 15500 | [7 empty] | 24 | 30 | [5 empty] | 120 |  | 536 x 391 x 196 (mm) | [12 empty] | 150 | [29 empty] | G16d | Tungsram | 100 | 3200 | 3200 |  | 1000 | 230 | Available
93106670 | EXG PAR64/1000W/240V/WFL | image | datasheet | deeplink | No | 30 | 38000 |  | C-13 | Yes | G | [10 empty] | 40 | [7 empty] | 5994100021414 | 15994100021411 | [5 empty] | 6 | 300 | [6 empty] | 80 | 150 | 982 | [10 empty] | PAR |  | 204 |  | BOX |  | 1072 | 24 EUR. 30 UK | [11 empty] | OUTER BOX |  |  | 24 | 30 | [5 empty] | 120 |  | 536 x 391 x 196 (mm) | [12 empty] | 150 | [29 empty] | GX16d | Tungsram | 100 | 3200 | 3200 |  | 1000 | 240 | Available
93106513 | HPL 575W 230V | image | datasheet | deeplink | No |  |  |  | 6C-8 |  | G | [7 empty] | 575 |  |  | 575 | [7 empty] | 5994100021407 | 15994100021404 | [5 empty] | 12 | 300 | 14900 | [5 empty] | 60.3 | 106 | 54 | [10 empty] | Tubular |  | 19 |  |  |  | 73 | 468 EUR. 588 UK | [14 empty] | 468 | 588 | [5 empty] | 3276 |  | 175 x 135 x 138 (mm) | [12 empty] | 4116 | [29 empty] | Special | Tungsram | 100 | 3200 | 3200 | 14900 | 575 | 230 | Available
93106509 | HPL 750W 230V | image | datasheet | deeplink | No |  |  |  | 6C-8 |  | G | [7 empty] | 750 |  |  | 750 | [7 empty] | 5994100021360 | 15994100021367 | [5 empty] | 12 | 300 | 18975 | [5 empty] | 60.3 | 106 | 54 | [10 empty] | Tubular |  | 19 |  | BOX |  | 73 | 468 EUR. 588 UK | [14 empty] | 468 | 588 | [5 empty] | 3276 |  | 175 x 135 x 138 (mm) | [12 empty] | 4116 | [29 empty] | Special | Tungsram | 100 | 3200 | 3200 | 18975 | 750 | 230 | Available
93106474 | HPL 575-C 115V | image | datasheet | deeplink | Yes |  |  |  | 4C-8 |  | G | [10 empty] | 617.98 | [7 empty] | 5994100021025 | 15994100021022 | [5 empty] | 12 | 300 | [6 empty] | 60.3 | 106 | 54 | [10 empty] | Tubular |  | 19 |  | BOX |  | 73 | 468 EUR. 588 UK | [14 empty] | 468 | 588 | [5 empty] | 3276 |  | 175 x 135 x 138 (mm) | [12 empty] | 4116 | [29 empty] | Special | Tungsram | 100 | 3200 | 3200 | 16520 | 575 | 115 | Available
93106473 | HPL 750-C 115V | image | datasheet | deeplink | Yes |  |  |  | 4C-8 |  | G | [7 empty] | 750 |  |  | 795 | [7 empty] | 5994100021018 | 15994100021015 | [5 empty] | 12 | 300 | 21900 | [5 empty] | 60.3 | 106 | 54 | [10 empty] | Tubular |  | 19 |  |  |  | 73 | 468 EUR. 588 UK | [14 empty] | 468 | 588 | [5 empty] | 3276 |  | 175 x 135 x 138 (mm) | [12 empty] | 4116 | [29 empty] | Special | Tungsram | 100 | 3050 | 3050 | 21900 | 750 | 115 | Available
93106472 | HPL 575-C 120V | image | datasheet | deeplink | Yes |  |  |  | 4C-8 |  | G | [7 empty] | 575 |  |  | 609.5 | [7 empty] | 5994100021001 | 15994100021008 | [5 empty] | 12 | 300 | 16520 | [5 empty] | 60.3 | 106 | 54 | [10 empty] | Tubular |  | 19 |  | BOX |  | 73 | 468 EUR. 588 UK | [14 empty] | 468 | 588 | [5 empty] | 3276 |  | 175 x 135 x 138 (mm) | [12 empty] | 4116 | [29 empty] | Special | Tungsram | 100 | 3250 | 3250 | 16520 | 575 | 120 | Available
93106471 | HPL 575-X LL-C 115V | image | datasheet | deeplink | Yes |  |  |  | 4C-8 |  | G | [7 empty] | 575 |  |  | 609.5 | [7 empty] | 5994100020998 | 15994100020995 | [5 empty] | 12 | 2000 | 12800 | [5 empty] | 60.3 | 106 | 54 | [10 empty] | Tubular |  | 19 |  |  |  | 73 | 468 EUR. 588 UK | [14 empty] | 468 | 588 | [5 empty] | 3276 |  | 175 x 135 x 138 (mm) | [12 empty] | 4116 | [29 empty] | Special | Tungsram | 100 | 3050 | 3050 | 12800 | 575 | 115 | Available
93106465 | HPL 750W-XLL-C 115V | image | datasheet | deeplink | Yes |  |  |  | 4C-8 |  | G | [7 empty] | 750 |  |  | 795 | [7 empty] | 5994100020936 | 15994100020933 | [5 empty] | 12 | 2000 | 16425 | [5 empty] | 60.3 | 106 | 54 | [10 empty] | Tubular |  | 19 |  |  |  | 73 | 468 EUR. 588 UK | [14 empty] | 468 | 588 | [5 empty] | 3276 |  | 175 x 135 x 138 (mm) | [12 empty] | 4116 | [29 empty] | Special | Tungsram | 100 | 3050 | 3050 | 16425 | 750 | 115 | Available
93106669 | SUPER CP60 EXC VNS 230V 1/6 BX | image | datasheet | deeplink | No | 15 | 352000 |  | C-13D | Yes | G | [7 empty] | 1000 |  |  | 1000 | [7 empty] | 5994100020929 | 15994100020926 | [5 empty] | 6 | 300 | 16500 | [6 empty] | 150 | 965 | [10 empty] | PAR |  | 204 |  | BOX |  | 1072 | 24 EUR. 30 UK | [6 empty] | 16500 |  |  |  |  | OUTER BOX |  |  | 24 | 30 | [5 empty] | 120 |  | 536 x 391 x 196 (mm) | [12 empty] | 150 | [29 empty] | G16d | Tungsram | 100 | 3200 | 3200 |  | 1000 | 230 | Available
93106666 | CP86 - Q500PAR64/VNSP 230V | image | datasheet | deeplink | No | 15 | 240000 |  | C-13 | Yes | G | [7 empty] | 500 |  |  | 500 | [7 empty] | 5994100020844 | 15994100020841 | [5 empty] | 6 | 300 | 6500 | [5 empty] | 80 | 150 | 821 | [10 empty] | PAR |  | 204 |  | BOX |  | 1072 | 24 EUR. 30 UK | [6 empty] | 6500 |  |  |  |  | OUTER BOX |  |  | 24 | 30 | [5 empty] | 120 |  | 540 x 365 x 205 (mm) | [12 empty] | 150 | [29 empty] | GX16d | Tungsram | 100 | 3200 | 3200 |  | 500 | 230 | Available
93106451 | TU FCM P2/28 Q1000T3/4CL MIH | image | datasheet | deeplink | Yes |  |  |  | C-8 | Yes | G | [7 empty] | 1000 |  |  | 1060 | [7 empty] | 5994100020653 | 15994100020650 | [5 empty] | 12 | 400 | 28000 | [6 empty] | 119.1 | 9 | [10 empty] | Double Ended |  | 10 |  |  |  | 29 | 564 EUR. 672 UK | [14 empty] | 564 | 672 | [5 empty] | 2820 |  | 157 x 123 x 171 (mm) | [12 empty] | 3360 | [29 empty] | R7s | Tungsram | 100 | 3200 | 3200 | 28000 | 1000 | 120 | Available
93106450 | TU P2/11 EME Q800T3/4CL 240V MIH | image | datasheet | deeplink | No |  |  |  | C-8 | Yes | G | [7 empty] | 800 |  |  | 800 | [7 empty] | 5994100020646 | 15994100020643 | [5 empty] | 12 | 150 | 22000 | [6 empty] | 119.1 | 9 | [10 empty] | Double Ended |  | 10 |  |  |  | 29 | 564 EUR. 672 UK | [14 empty] | 564 | 672 | [5 empty] | 2820 |  | 157 x 123 x 171 (mm) | [12 empty] | 3360 | [29 empty] | R7s | Tungsram | 100 | 3200 | 3200 | 22000 | 800 | 240 | Available
93106449 | TU EJG Q750T3/4CL MIH | image | datasheet | deeplink | Yes |  |  |  | C-8 | Yes | G | [7 empty] | 750 |  |  | 795 | [7 empty] | 5994100020639 | 15994100020636 | [5 empty] | 12 | 400 | 20600 | [6 empty] | 119.1 | 9 | [10 empty] | Double Ended |  | 10 |  |  |  | 29 | 564 EUR. 672 UK | [14 empty] | 564 | 672 | [5 empty] | 2820 |  | 157 x 123 x 171 (mm) | [12 empty] | 3360 | [29 empty] | R7s | Tungsram | 100 | 3200 | 3200 | 20600 | 750 | 120 | Available
93106447 | TU QH1600T3/CL 230 MIH | image | datasheet | deeplink | No |  |  |  | C-8 | Yes | [19 empty] | 5994100020615 | 15994100020612 | [5 empty] | 12 | 5000 | [7 empty] | 503 | 45 | [10 empty] | Tubular |  | 10 |  |  |  | 128 | 96 EUR. 120 UK | [14 empty] | 96 | 120 | [5 empty] | 672 |  | 619 x 158 x 93 (mm) | [12 empty] | 1320 | [29 empty] | Special | Tungsram |  | 2450 | 2450 |  | 1600 | 240 | Available
93106446 | TU QH1200T3/CL/HT MIH | image | datasheet | deeplink | No |  |  |  | C-8 | [20 empty] | 5994100020608 | 15994100020605 | [5 empty] | 12 | 5000 | [7 empty] | 223.8 | 20 | [10 empty] | Tubular |  | 10 |  |  |  | 113 | 180 EUR. 216 UK | [14 empty] | 180 | 216 | [5 empty] | 1980 |  | 379 x 158 x 93 (mm) | [12 empty] | 2376 | [29 empty] | Special | Tungsram |  | 2450 | 2450 |  | 1200 | 144 | Available
93106445 | TU QH1200T3/CL MIH | image | datasheet | deeplink | No |  |  |  | C-8 | [20 empty] | 5994100020592 | 15994100020599 | [5 empty] | 12 | 5000 | [7 empty] | 223.8 | 20 | [10 empty] | Tubular |  | 10 |  |  |  | 113 | 180 EUR. 216 UK | [14 empty] | 180 | 216 | [5 empty] | 1980 |  | 379 x 158 x 93 (mm) | [12 empty] | 2376 | [29 empty] | Special | Tungsram |  | 2450 | 2450 |  | 1200 | 144 | Available
93106444 | TU QH1000T3/CL MIH | image | datasheet | deeplink | No |  |  |  | C-8 | [20 empty] | 5994100020578 | 15994100020575 | [5 empty] | 12 | 5000 | [7 empty] | 351 | 28 | [10 empty] | Tubular |  | 10 |  |  |  | 91 | 132 EUR. 168 UK | [14 empty] | 132 | 168 | [5 empty] | 1452 |  | 469 x 158 x 93 (mm) | [12 empty] | 1848 | [29 empty] | Special | Tungsram |  | 2450 | 2450 |  | 1000 | 240 | Available
93106443 | TU QH500T3/7 115-125V | image | datasheet | deeplink | No |  |  |  | C-8 | Yes | G | [18 empty] | 5994100020554 | 15994100020551 | [5 empty] | 12 | 5000 | [7 empty] | 220.5 | 20 | [10 empty] | Tubular |  | 10 |  |  |  | 113 | 180 EUR. 216 UK | [14 empty] | 180 | 216 | [5 empty] | 1980 |  | 379 x 158 x 93 (mm) | [12 empty] | 2376 | [29 empty] | R7s | Tungsram |  | 2450 | 2450 |  | 500 | 120 | Available
93106458 | @1970X 1/10 MIH | image | datasheet | deeplink | No |  |  |  | CC-8 | Yes | G | [10 empty] | 107.19 | [7 empty] | 5994100020738 | 15994100020735 | [5 empty] | 10 | 1000 | [7 empty] | 57.1 | 11 | [10 empty] | Tubular |  | 9.7 |  |  |  | 21 | 400 EUR. 600 UK | [14 empty] | 400 | 600 | [5 empty] | 4000 |  | 183 x 78 x 75 (mm) | [12 empty] | 6000 | [29 empty] | Special | Tungsram |  | 3000 | 3000 | 1700 | 100 | 28 | Marked for phase-out
93106457 | @1978X 1/10 MIH | image | datasheet | deeplink | No |  |  |  | C-8 | Yes | G | [10 empty] | 101.69 | [7 empty] | 5994100020707 | 15994100020704 | [5 empty] | 10 | 2000 | [7 empty] | 54.6 | 11 | [10 empty] | Tubular |  | 9.7 |  |  |  | 21 | 400 EUR. 600 UK | [14 empty] | 400 | 600 | [5 empty] | 4000 |  | 183 x 78 x 75 (mm) | [12 empty] | 6000 | [29 empty] | Special | Tungsram |  | 3000 | 3000 | 1634 | 100 | 10 | Marked for phase-out
93117153 | LED Capsule GY6.35 3.5W 830 TU OEM | image | datasheet | deeplink |  | 320 |  |  |  |  | A++ | [9 empty] | <0.5 s | 3.5 | 12V | Standard | [5 empty] | 5994100056461 | 15994100056468 |  | -20°C | +40°C |  |  | 100 |  | 400 | 114.2 | >0.5 | [5 empty] | 8.8 |  |  | 30000 | [7 empty] | Tubular | Clear |  | 13 |  | 15000 |  |  | 57 |  |  |  | Instant on | [19 empty] | Yes | [8 empty] | No | [32 empty] | GY 6.35 | Tungsram | 80 | 3000 | 3000 | 400 | 6.5 | 12 | Phased-out
93098376 | LEDT8 UG 1.5m 23.5W 865 220-240V 1/10 TU | image | datasheet | deeplink | [5 empty] | No | D |  |  |  |  | <6SDCM | 200° |  | 23.5 |  |  | 24 | 220-240 | Standard | [5 empty] | 5994100012634 | 15994100012631 |  | -30 | 40 |  |  | 10 |  |  | 155.3 | 0.9 |  | 865 |  |  |  | 280 |  | max 0.5s | 50000 | [7 empty] | T8 Tube | Diffuse | 28 |  | Sleeve |  | 454 |  | 1500 |  |  |  | Instant on | [5 empty] | CE | Corrugated box | [11 empty] | 10 | Yes | Universal | [12 empty] | No | [27 empty] | G13 | Tungsram | 80 | 6500 | 6500 | 3350 | 23.5 |  | Available
93098375 | LEDT8 UG 1.5m 23.5W 840 220-240V 1/10 TU | image | datasheet | deeplink | [5 empty] | No | D |  |  |  |  | <6SDCM | 200° |  | 23.5 |  |  | 24 | 220-240 | Standard | [5 empty] | 5994100012627 | 15994100012624 |  | -30 | 40 |  |  | 10 |  |  | 155.3 | 0.9 |  | 840 |  |  |  | 280 |  | max 0.5s | 50000 | [7 empty] | T8 Tube | Diffuse | 28 |  | Sleeve |  | 454 |  | 1500 |  |  |  | Instant on | [5 empty] | CE | Corrugated box | [11 empty] | 10 | Yes | Universal | [12 empty] | No | [27 empty] | G13 | Tungsram | 80 | 4000 | 4000 | 3650 | 23.5 |  | Available
93098373 | LEDT8 UG 1.2m 15W 865 220-240V 1/10 TU | image | datasheet | deeplink | [5 empty] | No | D |  |  |  |  | <6SDCM | 200° |  | 15 |  |  | 15 | 220-240 | Standard | [5 empty] | 5994100013716 | 15994100013713 |  | -30 | 40 |  |  | 10 |  |  | 159 | 0.9 |  | 865 |  |  |  | 230 |  | max 0.5s | 50000 | [7 empty] | T8 Tube | Diffuse | 28 |  | Sleeve |  | 371 |  | 1200 |  |  |  | Instant on | [5 empty] | CE | Corrugated box | [11 empty] | 10 | Yes | Universal | [12 empty] | No | [27 empty] | G13 | Tungsram | 80 | 6500 | 6500 | 2385 | 15 |  | Available
93098372 | LEDT8 UG 1.2m 15W 840 220-240V 1/10 TU | image | datasheet | deeplink | [5 empty] | No | D |  |  |  |  | <6SDCM | 200° |  | 15 |  |  | 15 | 220-240 | Standard | [5 empty] | 5994100013709 | 15994100013706 |  | -30 | 40 |  |  | 10 |  |  | 159 | 0.9 |  | 840 |  |  |  | 230 |  | max 0.5s | 50000 | [7 empty] | T8 Tube | Diffuse | 28 |  | Sleeve |  | 371 |  | 1200 |  |  |  | Instant on | [5 empty] | CE | Corrugated box | [11 empty] | 10 | Yes | Universal | [12 empty] | No | [27 empty] | G13 | Tungsram | 80 | 4000 | 4000 | 2385 | 15 |  | Available
93098371 | @LEDT8 UG 1.2m 15W 830 220-240V 1/10 TU | image | datasheet | deeplink | [5 empty] | No | [5 empty] | <6SDCM | 200° |  | 15 |  |  | 15 | 220-240 | Standard | [5 empty] | 5994100013693 | 15994100013690 |  | -30 | 40 |  |  | 10 |  |  | 143.3 | 0.9 |  | 830 |  |  |  | 230 |  | max 0.5s | 50000 | [7 empty] | T8 Tube | Diffuse | 28 |  | Sleeve |  | 371 |  | 1200 |  |  |  | Instant on | [5 empty] | CE | Corrugated box | [11 empty] | 10 | Yes | Universal | [12 empty] | No | [27 empty] | G13 | Tungsram | 80 | 3000 | 3000 | 2150 | 15 |  | Phased-out
93098370 | LEDT8 UG 0.6m 8W 865 220-240V 1/10 TU | image | datasheet | deeplink | [5 empty] | No | D |  |  |  |  | <6SDCM | 200° |  | 8 |  |  | 8 | 220-240 | Standard | [5 empty] | 5994100013686 | 15994100013683 |  | -30 | 40 |  |  | 10 |  |  | 143.75 | 0.9 |  | 865 |  |  |  | 130 |  | max 0.5s | 50000 | [7 empty] | T8 Tube | Diffuse | 28 |  | Sleeve |  | 211 |  | 600 |  |  |  | Instant on | [5 empty] | CE | Corrugated box | [11 empty] | 10 | Yes | Universal | [12 empty] | No | [27 empty] | G13 | Tungsram | 80 | 6500 | 6500 | 1150 | 8 |  | Available
93098369 | LEDT8 UG 0.6m 8W 840 220-240V 1/10 TU | image | datasheet | deeplink | [5 empty] | No | D |  |  |  |  | <6SDCM | 200° |  | 8 |  |  | 8 | 220-240 | Standard | [5 empty] | 5994100013679 | 15994100013676 |  | -30 | 40 |  |  | 10 |  |  | 143.75 | 0.9 |  | 840 |  |  |  | 130 |  | max 0.5s | 50000 | [7 empty] | T8 Tube | Diffuse | 28 |  | Sleeve |  | 211 |  | 600 |  |  |  | Instant on | [5 empty] | CE | Corrugated box | [11 empty] | 10 | Yes | Universal | [12 empty] | No | [27 empty] | G13 | Tungsram | 80 | 4000 | 4000 | 1150 | 8 |  | Available
93098368 | @LEDT8 UG 0.6m 8W 830 220-240V 1/10 TU | image | datasheet | deeplink | [5 empty] | No | [5 empty] | <6SDCM | 200° |  | 8 |  |  | 8 | 220-240 | Standard | [5 empty] | 5994100013662 | 15994100013669 |  | -30 | 40 |  |  | 10 |  |  | 131.25 | 0.9 |  | 830 |  |  |  | 130 |  | max 0.5s | 50000 | [7 empty] | T8 Tube | Diffuse | 28 |  | Sleeve |  | 211 |  | 600 |  |  |  | Instant on | [5 empty] | CE | Corrugated box | [11 empty] | 10 | Yes | Universal | [12 empty] | No | [27 empty] | G13 | Tungsram | 80 | 3000 | 3000 | 1050 | 8 |  | Marked for phase-out
93104312 | TU 7592 B10 DIN 72601K 12V15WS8.5-8TUMIH | image | datasheet | deeplink | [18 empty] | 12 |  |  | 15 |  | 232 | 200 | 5994100009528 | 25994100009522 | [14 empty] | 41 | [8 empty] | 4 | DIN 72601K |  |  |  | 13 |  | Carton 10 way box | [23 empty] | 7592 |  |  | 192x94x200 (mm) | [10 empty] | DIN | [8 empty] | 3 | [22 empty] | SV8.5 | Tungsram | [5 empty] | 12 | Available
93113895 | TU H7 NEW EMERGENCY BOX TUNGSRAM MIH | image | datasheet | deeplink | [18 empty] | 12 | [5 empty] | 10 | 5994100031949 | 25994100031943 | [23 empty] | 260 | Emergency box H7 | [5 empty] | Emergency Kit | [23 empty] | Emergency H7 |  |  | 346 x 148 x 127 (mm) | [10 empty] | Emergency box | [32 empty] | Tungsram | [5 empty] | 12 | Available
93103620 | TU 7580 B10 24V 10W S8.5-8 TU MIH | image | datasheet | deeplink | [18 empty] | 24 |  |  | 10 |  | 90 | 200 | 5994100008699 | 25994100008693 | [14 empty] | 41 | [8 empty] | 4 | 24V 10W SV8.5-8 |  |  |  | 11 |  | Carton 10 way box | [23 empty] | 7580 |  |  | 192x94x200 (mm) | [10 empty] | NON ECE | [8 empty] | 3 | [22 empty] | SV8.5 | Tungsram | [5 empty] | 24 | Available
93106979 | TU 53500U B1 D2S 35WP32D-2 TU MIH | image | datasheet | deeplink | [18 empty] | other |  |  | 35 |  | 3200 | 12 | 5994100012214 | 25994100012218 | [14 empty] | 77 | [8 empty] | 32 | D2S |  |  |  | 10 |  | Carton Single box | [13 empty] | E and DOT mark | [9 empty] | 53500U | [13 empty] | D2S | [8 empty] | 19 | [22 empty] | P32d-2 | Tungsram | [5 empty] | 12 | Available
93104194 | TU 58521U B1 E1 H7 24V 70W PX26D TU MIH | image | datasheet | deeplink | [18 empty] | 24 |  |  | 70 |  | 1750 | 100 | 5994100009344 | 25994100009348 | [14 empty] | 60 | [8 empty] | 16.8 | H7 |  |  |  | 11 |  | Carton Single box | [13 empty] | E mark | [9 empty] | 58521U |  |  | 383 x 193 x 126 (mm) | [10 empty] | H7 | [8 empty] | 12.4 | [22 empty] | PX26d | Tungsram | [5 empty] | 24 | Available
93103610 | TU 2627 B10 E1 R5W 24V BA15S TU MIH | image | datasheet | deeplink | [18 empty] | 24 |  |  | 5 |  | 50 | 200 | 5994100008590 | 25994100008594 | [14 empty] | 37.5 | [8 empty] | 8 | R5W |  |  |  | 19 |  | Carton 10 way box | [13 empty] | E mark | [9 empty] | 2627 |  |  | 246 x 226 x 92 (mm) | [10 empty] | R5W | [8 empty] | 7 | [22 empty] | BA15s | Tungsram | [5 empty] | 24 | Available
93103275 | TU 58520SU B1 E1 H7 12V 55W PX26D TU MIH | image | datasheet | deeplink | [18 empty] | 12 |  |  | 55 |  | 1500 | 100 | 5994100029328 | 25994100029322 | [14 empty] | 60 | [8 empty] | 17 | H7 |  |  |  | 11 |  | Carton Single box | [13 empty] | E mark | [9 empty] | 58520U |  |  | 378 x 193 x 126 (mm) | [10 empty] | H7 | [8 empty] | 12.4 | [22 empty] | PX26d | Tungsram | [5 empty] | 12 | Available
93104313 | TU 7593 B10 DIN 72601K 12V18WS8.5-8TUMIH | image | datasheet | deeplink | [18 empty] | 12 |  |  | 18 |  | 240 | 200 | 5994100009535 | 25994100009539 | [14 empty] | 41 | [8 empty] | 4 | DIN 72601K |  |  |  | 13 |  | Carton 10 way box | [23 empty] | 7593 |  |  | 192x94x200 (mm) | [10 empty] | DIN | [8 empty] | 3 | [22 empty] | SV8.5 | Tungsram | [5 empty] | 12 | Available
93105080 | TU 9005U B1 HB3 E1 12V 60W P20D TU MIH | image | datasheet | deeplink | [18 empty] | 12 |  |  | 60 |  | 1860 | 100 | 5994100009627 | 25994100009621 | [14 empty] | 79.8 | [8 empty] | 27 | HB3 |  |  |  | 12 |  | Carton Single box | [13 empty] | E mark | [9 empty] | 9005U |  |  | 403 x 258 x 186 (mm) | [10 empty] | HB3 | [8 empty] | 19 | [22 empty] | P20d | Tungsram | [5 empty] | 12 | Available
93105099 | TU 1126 B10 18/5W 24V BAY15D TU MIH | image | datasheet | deeplink | [18 empty] | 24 |  |  | 18/5 |  | 315/44 | 200 | 5994100009719 | 25994100009713 | [14 empty] | 52.5 | [8 empty] | 11 | 24V 18/5W BAY15d |  |  |  | 26.5 |  | Carton 10 way box | [23 empty] | 1126 |  |  | 291 x 146 x 206 (mm) | [10 empty] | NON ECE | [8 empty] | 9 | [22 empty] | BAY15d | Tungsram | [5 empty] | 24 | Available
93103625 | TU 504 B10 E1 W3W 12V W2.1X9.5D TU MIH | image | datasheet | deeplink | [18 empty] | 12 |  |  | 3 |  | 22 | 200 | 5994100008743 | 25994100008747 | [14 empty] | 26.8 | [8 empty] | 2.2 | W3W |  |  |  | 10.29 |  | Carton 10 way box | [13 empty] | E mark | [9 empty] | 504 |  |  | 176 x 116 x 114 (mm) | [10 empty] | W3W | [8 empty] | 1.5 | [22 empty] | W2.1x9.5d | Tungsram | [5 empty] | 12 | Available
93104296 | TU 1060HD B10 E1 P21W 24V BA15S TU MIH | image | datasheet | deeplink | [18 empty] | 24 |  |  | 21 |  | 460 | 200 | 5994100009368 | 25994100009362 | [14 empty] | 52.5 | [8 empty] | 11 | P21W |  |  |  | 26.5 |  | Carton 10 way box | [13 empty] | E mark | [9 empty] | 1060HD |  |  | 291 x 146 x 206 (mm) | [10 empty] | P21W | [8 empty] | 9 | [22 empty] | BA15s | Tungsram | [5 empty] | 24 | Available
93104310 | TU 7575 B10 12V 5W SV8.5-8 TU MIH | image | datasheet | deeplink | [18 empty] | 12 |  |  | 5 |  | 45 | 200 | 5994100009504 | 25994100009508 | [14 empty] | 41 | [8 empty] | 4 | 12V 5W SV8.5-8 |  |  |  | 11 |  | Carton 10 way box | [23 empty] | 7575 |  |  | 192x94x200 (mm) | [10 empty] | NON ECE | [8 empty] | 3 | [22 empty] | SV8.5 | Tungsram | [5 empty] | 12 | Available
93103618 | TU 2662 B10 E1 T4W 12V BA9S TU MIH | image | datasheet | deeplink | [18 empty] | 12 |  |  | 4 |  | 35 | 200 | 5994100008675 | 25994100008679 | [14 empty] | 27.4 | [8 empty] | 3 | T4W |  |  |  | 8.8 |  | Carton 10 way box | [13 empty] | E mark | [9 empty] | 2662 |  |  | 175 x 116 x 114 (mm) | [10 empty] | T4W | [8 empty] | 2 | [22 empty] | BA9s | Tungsram | [5 empty] | 12 | Available
93104193 | TU 53110U B1 E1 H11 12V 55W PJG19-2TUMIH | image | datasheet | deeplink | [18 empty] | 12 |  |  | 55 |  | 1350 | 100 | 5994100009337 | 25994100009331 | [14 empty] | 68 | [8 empty] | 25 | H11 |  |  |  | 11 |  | Carton Single box | [13 empty] | E mark | [9 empty] | 53110U |  |  | 428 x 183 x 151 (mm) | [10 empty] | H11 | [8 empty] | 19 | [22 empty] | PGJ19-2 | Tungsram | [5 empty] | 12 | Available
93104297 | TU 1061 B10 E1 P21W 24V BA15D TU MIH | image | datasheet | deeplink | [18 empty] | 24 |  |  | 21 |  | 460 | 200 | 5994100009375 | 25994100009379 | [14 empty] | 52.5 | [8 empty] | 11 | P21W |  |  |  | 26.5 |  | Carton 10 way box | [13 empty] | E mark | [9 empty] | 1061 |  |  | 291 x 146 x 206 (mm) | [10 empty] | P21W | [8 empty] | 9 | [22 empty] | BA15d | Tungsram | [5 empty] | 24 | Available
93103605 | TU 1078 B10 E1 P21/5W 24V BAY15D TU MIH | image | datasheet | deeplink | [18 empty] | 24 |  |  | 21/5 |  | 440/40 | 200 | 5994100008545 | 25994100008549 | [14 empty] | 52.5 | [8 empty] | 11 | P21/5W |  |  |  | 26.5 |  | Carton 10 way box | [13 empty] | E mark | [9 empty] | 1078 |  |  | 291 x 146 x 206 (mm) | [10 empty] | P21/5W | [8 empty] | 9 | [22 empty] | BAY15d | Tungsram | [5 empty] | 24 | Available
93103617 | TU 2661 B10 E1 T4W 24V BA9S TU MIH | image | datasheet | deeplink | [18 empty] | 24 |  |  | 4 |  | 35 | 200 | 5994100008668 | 25994100008662 | [14 empty] | 27.4 | [8 empty] | 3 | T4W |  |  |  | 8.8 |  | Carton 10 way box | [13 empty] | E mark | [9 empty] | 2661 |  |  | 175 x 116 x 114 (mm) | [10 empty] | T4W | [8 empty] | 2 | [22 empty] | BA9s | Tungsram | [5 empty] | 24 | Available
93096507 | LED Fil Heliax GLS160 6W Dim 820 E27 TU | image | datasheet | deeplink |  | 310 |  |  |  |  | A | [9 empty] | <0.5 s | 6 | 220-240V | Standard | [6 empty] | 15994100013652 |  | -20°C | +40°C |  |  | 1 |  | 300 | 50 | 0.7 | [5 empty] | 245 |  |  | 15000 | [7 empty] | GLS160 | Gold |  | 160 |  | 15000 |  |  | 290 |  |  |  | Instant on | [19 empty] | Yes | [8 empty] | Yes | [32 empty] | E27 | Tungsram | 80 | 2000 | 2000 | 300 | 6 |  | Phased-out
93096506 | LED Fil Heliax GLS160 6W Dim 820 B22 TU | image | datasheet | deeplink |  | 310 |  |  |  |  | A | [9 empty] | <0.5 s | 6 | 220-240V | Standard | [6 empty] | 15994100013645 |  | -20°C | +40°C |  |  | 1 |  | 300 | 50 | 0.7 | [5 empty] | 245 |  |  | 15000 | [7 empty] | GLS160 | Gold |  | 160 |  | 15000 |  |  | 288 |  |  |  | Instant on | [19 empty] | Yes | [8 empty] | Yes | [32 empty] | B22 | Tungsram | 80 | 2000 | 2000 | 300 | 6 |  | Phased-out
93096505 | LED Fil Heliax Globe200 6W Dim 820 E27TU | image | datasheet | deeplink |  | 310 |  |  |  |  | A | [9 empty] | <0.5 s | 6 | 220-240V | Standard | [6 empty] | 15994100013638 |  | -20°C | +40°C |  |  | 1 |  | 300 | 50 | 0.7 | [5 empty] | 350 |  |  | 15000 | [7 empty] | G200 | Gold |  | 200 |  | 15000 |  |  | 283 |  |  |  | Instant on | [19 empty] | Yes | [8 empty] | Yes | [32 empty] | E27 | Tungsram | 80 | 2000 | 2000 | 300 | 6 |  | Phased-out
93096504 | LED Fil Heliax Globe200 6W Dim 820 B22TU | image | datasheet | deeplink |  | 310 |  |  |  |  | A | [9 empty] | <0.5 s | 6 | 220-240V | Standard | [6 empty] | 15994100013621 |  | -20°C | +40°C |  |  | 1 |  | 300 | 50 | 0.7 | [5 empty] | 350 |  |  | 15000 | [7 empty] | G200 | Gold |  | 200 |  | 15000 |  |  | 281 |  |  |  | Instant on | [19 empty] | Yes | [8 empty] | Yes | [32 empty] | B22 | Tungsram | 80 | 2000 | 2000 | 300 | 6 |  | Phased-out
93096503 | @LED Fil Heliax Globe95 5.5W Dim820 E27TU | image | datasheet | deeplink |  | 310 | [14 empty] | <0.5 s | 5.5 | 220-240V | Standard | [5 empty] | 5994100013617 | 15994100013614 |  | -20°C | +40°C |  |  | 4 |  | 250 | 45.4545 | 0.7 | [5 empty] | 59 |  |  | 15000 | [7 empty] | G95 | Gold |  | 95 |  | 15000 |  |  | 140 |  |  |  | Instant on | [19 empty] | Yes | [8 empty] | Yes | [32 empty] | E27 | Tungsram | 80 | 2000 | 2000 | 250 | 5.5 |  | Marked for phase-out
93096502 | LED Fil Heliax Globe95 5.5W Dim820 B22TU | image | datasheet | deeplink |  | 310 |  |  |  |  | A | [9 empty] | <0.5 s | 5.5 | 220-240V | Standard | [5 empty] | 5994100013600 | 15994100013607 |  | -20°C | +40°C |  |  | 4 |  | 250 | 45.4545 | 0.7 | [5 empty] | 59 |  |  | 15000 | [7 empty] | G95 | Gold |  | 95 |  | 15000 |  |  | 138 |  |  |  | Instant on | [19 empty] | Yes | [8 empty] | Yes | [32 empty] | B22 | Tungsram | 80 | 2000 | 2000 | 250 | 5.5 |  | Phased-out
93096501 | @LED Fil Heliax Globe80 5.5W Dim820 E27TU | image | datasheet | deeplink |  | 310 | [14 empty] | <0.5 s | 5.5 | 220-240V | Standard | [5 empty] | 5994100013594 | 15994100013591 |  | -20°C | +40°C |  |  | 4 |  | 250 | 45.4545 | 0.7 | [5 empty] | 42 |  |  | 15000 | [7 empty] | G80 | Gold |  | 80 |  | 15000 |  |  | 122 |  |  |  | Instant on | [19 empty] | Yes | [8 empty] | Yes | [32 empty] | E27 | Tungsram | 80 | 2000 | 2000 | 250 | 5.5 |  | Marked for phase-out
93096500 | LED Fil Heliax Globe80 5.5W Dim820 B22TU | image | datasheet | deeplink |  | 310 |  |  |  |  | A | [9 empty] | <0.5 s | 5.5 | 220-240V | Standard | [5 empty] | 5994100013587 | 15994100013584 |  | -20°C | +40°C |  |  | 4 |  | 250 | 45.4545 | 0.7 | [5 empty] | 42 |  |  | 15000 | [7 empty] | G80 | Gold |  | 80 |  | 15000 |  |  | 122 |  |  |  | Instant on | [19 empty] | Yes | [8 empty] | Yes | [32 empty] | B22 | Tungsram | 80 | 2000 | 2000 | 250 | 5.5 |  | Phased-out
93096499 | @LED Fil Heliax Pear 5.5W Dim 822 E27 TU | image | datasheet | deeplink |  | 310 | [14 empty] | <0.5 s | 5.5 | 220-240V | Standard | [5 empty] | 5994100013570 | 15994100013577 |  | -20°C | +40°C |  |  | 6 |  | 250 | 45.4545 | 0.7 | [5 empty] | 46 |  |  | 15000 | [7 empty] | ST64 | Clear |  | 64 |  | 15000 |  |  | 140 |  |  |  | Instant on | [19 empty] | Yes | [8 empty] | Yes | [32 empty] | E27 | Tungsram | 80 | 2200 | 2200 | 250 | 5.5 |  | Marked for phase-out
93096498 | LED Fil Heliax Pear 5.5W Dim 822 B22 TU | image | datasheet | deeplink |  | 310 | [14 empty] | <0.5 s | 5.5 | 220-240V | Standard | [5 empty] | 5994100013563 | 15994100013560 |  | -20°C | +40°C |  |  | 6 |  | 250 | 45.4545 | 0.7 | [5 empty] | 46 |  |  | 15000 | [7 empty] | ST64 | Clear |  | 64 |  | 15000 |  |  | 138 |  |  |  | Instant on | [19 empty] | Yes | [8 empty] | Yes | [32 empty] | B22 | Tungsram | 80 | 2200 | 2200 | 250 | 5.5 |  | Phased-out
93096497 | @LED Fil Heliax Pear 5.5W Dim 820 E27 TU | image | datasheet | deeplink |  | 310 | [14 empty] | <0.5 s | 5.5 | 220-240V | Standard | [5 empty] | 5994100013556 | 15994100013553 |  | -20°C | +40°C |  |  | 6 |  | 250 | 45.4545 | 0.7 | [5 empty] | 46 |  |  | 15000 | [7 empty] | ST64 | Gold |  | 64 |  | 15000 |  |  | 140 |  |  |  | Instant on | [19 empty] | Yes | [8 empty] | Yes | [32 empty] | E27 | Tungsram | 80 | 2000 | 2000 | 250 | 5.5 |  | Phased-out
93096496 | LED Fil Heliax Pear 5.5W Dim 820 B22 TU | image | datasheet | deeplink |  | 310 |  |  |  |  | A | [9 empty] | <0.5 s | 5.5 | 220-240V | Standard | [5 empty] | 5994100013549 | 15994100013546 |  | -20°C | +40°C |  |  | 6 |  | 250 | 45.4545 | 0.7 | [5 empty] | 46 |  |  | 15000 | [7 empty] | ST64 | Gold |  | 64 |  | 15000 |  |  | 138 |  |  |  | Instant on | [19 empty] | Yes | [8 empty] | Yes | [32 empty] | B22 | Tungsram | 80 | 2000 | 2000 | 250 | 5.5 |  | Phased-out
93096495 | @LED Fil Heliax Candle 3.5W Dim 822 E14TU | image | datasheet | deeplink |  | 310 | [14 empty] | <0.5 s | 3.5 | 220-240V | Standard | [5 empty] | 5994100013532 | 15994100013539 |  | -20°C | +40°C |  |  | 10 |  | 125 | 35.7143 | 0.7 | [5 empty] | 15 |  |  | 15000 | [7 empty] | B35 | Clear |  | 35 |  | 15000 |  |  | 97 |  |  |  | Instant on | [19 empty] | Yes | [8 empty] | Yes | [32 empty] | E14 | Tungsram | 80 | 2200 | 2200 | 125 | 3.5 |  | Phased-out
93096494 | LED Fil Heliax Candle 3.5W Dim 822 B22TU | image | datasheet | deeplink |  | 310 |  |  |  |  | A | [9 empty] | <0.5 s | 3.5 | 220-240V | Standard | [5 empty] | 5994100013525 | 15994100013522 |  | -20°C | +40°C |  |  | 10 |  | 125 | 35.7143 | 0.7 | [5 empty] | 15 |  |  | 15000 | [7 empty] | B35 | Clear |  | 35 |  | 15000 |  |  | 97 |  |  |  | Instant on | [19 empty] | Yes | [8 empty] | Yes | [32 empty] | B22 | Tungsram | 80 | 2200 | 2200 | 125 | 3.5 |  | Phased-out
93096493 | @LED Fil Heliax Candle 3.5W Dim 820 E14TU | image | datasheet | deeplink |  | 310 | [14 empty] | <0.5 s | 3.5 | 220-240V | Standard | [5 empty] | 5994100013518 | 15994100013515 |  | -20°C | +40°C |  |  | 10 |  | 125 | 35.7143 | 0.7 | [5 empty] | 15 |  |  | 15000 | [7 empty] | B35 | Gold |  | 35 |  | 15000 |  |  | 97 |  |  |  | Instant on | [19 empty] | Yes | [8 empty] | Yes | [32 empty] | E14 | Tungsram | 80 | 2000 | 2000 | 125 | 3.5 |  | Phased-out
93096492 | LED Fil Heliax Candle 3.5W Dim 820 B22TU | image | datasheet | deeplink |  | 310 |  |  |  |  | A | [9 empty] | <0.5 s | 3.5 | 220-240V | Standard | [5 empty] | 5994100013501 | 15994100013508 |  | -20°C | +40°C |  |  | 10 |  | 125 | 35.7143 | 0.7 | [5 empty] | 15 |  |  | 15000 | [7 empty] | B35 | Gold |  | 35 |  | 15000 |  |  | 97 |  |  |  | Instant on | [19 empty] | Yes | [8 empty] | Yes | [32 empty] | B22 | Tungsram | 80 | 2000 | 2000 | 125 | 3.5 |  | Phased-out
93110795 | @LED1.6/T25/865/100-240V/E14/F BL 1/10 TU | image | datasheet | deeplink | [16 empty] | <0.5 s | 1.6 | 100-240V | Standard | [5 empty] | 5994100026099 | 15994100026096 |  | -20°C | +40°C |  |  | 10 |  | 150 | 93.75 | >0.4 | [5 empty] | 13.5 |  |  | 15000 | [7 empty] | T25 | Frosted |  | 25 |  | 15000 |  |  | 59 |  |  |  | Instant on | [19 empty] | Yes | [8 empty] | No | [32 empty] | E14 | Tungsram | 80 | 6500 | 6500 | 150 | 1.6 |  | Marked for phase-out
93110792 | @LED1.6/T25/827/100-240V/E14/F TU 2/10 | image | datasheet | deeplink | [16 empty] | <0.5 s | 1.6 | 100-240V | Standard | [5 empty] | 5994100026068 | 15994100026065 |  | -20°C | +40°C |  |  | 10 |  | 140 | 87.5 | >0.4 | [5 empty] | 13.5 |  |  | 15000 | [7 empty] | T25 | Frosted |  | 25 |  | 15000 |  |  | 59 |  |  |  | Instant on | [19 empty] | Yes | [8 empty] | No | [32 empty] | E14 | Tungsram | 80 | 2700 | 2700 | 140 | 1.6 |  | Marked for phase-out
93110794 | LED2.5/G9/827/220-240V/BL 1/10 TU | image | datasheet | deeplink |  | 240 | [14 empty] | <0.5 s | 2.5 | 220-240V | Standard | [5 empty] | 5994100026082 | 15994100026089 |  | -20°C | +40°C |  |  | 10 |  | 200 | 80 | >0.5 | [5 empty] | 12 |  |  | 30000 | [7 empty] | G9 | Clear |  | 18 |  | 15000 |  |  | 52 |  |  |  | Instant on | [19 empty] | Yes | [8 empty] | No | [32 empty] | G9 | Tungsram | 80 | 2700 | 2700 | 200 | 2.5 |  | Available
93110793 | @LED1.6/G4/827/12V/BL 1/10 TU | image | datasheet | deeplink |  | 240 | [14 empty] | <0.5 s | 1.6 | 12V | Standard | [5 empty] | 5994100026075 | 15994100026072 |  | -20°C | +40°C |  |  | 10 |  | 150 | 93.75 | >0.5 | [5 empty] | 7.4 |  |  | 30000 | [7 empty] | G4 | Clear |  | 14 |  | 15000 |  |  | 38 |  |  |  | Instant on | [19 empty] | Yes | [8 empty] | No | [32 empty] | G4 | Tungsram | 80 | 2700 | 2700 | 150 | 1.6 |  | Phased-out
93096491 | @LED ESmart A67 15W(100)Dim 827 E27 TU | image | datasheet | deeplink |  | 240 | [14 empty] | <0.5 s | 15 | 220-240V | Standard | [5 empty] | 5994100013495 | 15994100013492 |  | -20°C | +40°C |  |  | 6 |  | 1521 | 101.4 | >0.5 | [5 empty] | 147 |  |  | 50000 | [7 empty] | A67 | Frosted |  | 70 |  | 15000 |  |  | 134 |  |  |  | Instant on | [19 empty] | Yes | [8 empty] | Yes | [32 empty] | E27 | Tungsram | 80 | 2700 | 2700 | 1521 | 15 |  | Marked for phase-out
93096490 | @LED ESmart A67 15W(100)Dim 827 B22 TU | image | datasheet | deeplink |  | 240 | [14 empty] | <0.5 s | 15 | 220-240V | Standard | [5 empty] | 5994100013488 | 15994100013485 |  | -20°C | +40°C |  |  | 6 |  | 1521 | 101.4 | >0.5 | [5 empty] | 157 |  |  | 50000 | [7 empty] | A67 | Frosted |  | 70 |  | 15000 |  |  | 133 |  |  |  | Instant on | [19 empty] | Yes | [8 empty] | Yes | [32 empty] | B22 | Tungsram | 80 | 2700 | 2700 | 1521 | 15 |  | Marked for phase-out
93096489 | LED ESmart A67 12W(75)Dim 827 E27 TU | image | datasheet | deeplink |  | 240 | [14 empty] | <0.5 s | 12 | 220-240V | Standard | [5 empty] | 5994100013471 | 15994100013478 |  | -20°C | +40°C |  |  | 6 |  | 1055 | 87.9167 | >0.5 | [5 empty] | 130 |  |  | 50000 | [7 empty] | A67 | Frosted |  | 70 |  | 15000 |  |  | 134 |  |  |  | Instant on | [19 empty] | Yes | [8 empty] | Yes | [32 empty] | E27 | Tungsram | 80 | 2700 | 2700 | 1055 | 12 |  | Phased-out
93096488 | LED ESmart A67 12W(75)Dim 827 B22 TU | image | datasheet | deeplink |  | 240 |  |  |  |  | F | [9 empty] | <0.5 s | 12 | 220-240V | Standard | [5 empty] | 5994100013464 | 15994100013461 |  | -20°C | +40°C |  |  | 6 |  | 1055 | 87.9167 | >0.5 | [5 empty] | 140 |  |  | 50000 | [7 empty] | A67 | Frosted |  | 70 |  | 15000 |  |  | 133 |  |  |  | Instant on | [19 empty] | Yes | [8 empty] | Yes | [32 empty] | B22 | Tungsram | 80 | 2700 | 2700 | 1055 | 12 |  | Phased-out
93096487 | @LED ESmart A60 9W(60)Dim 827 E27 TU | image | datasheet | deeplink |  | 240 | [14 empty] | <0.5 s | 9 | 220-240V | Standard | [5 empty] | 5994100013457 | 15994100013454 |  | -20°C | +40°C |  |  | 6 |  | 810 | 90 | >0.5 | [5 empty] | 91 |  |  | 50000 | [7 empty] | A60 | Frosted |  | 58 |  | 15000 |  |  | 109 |  |  |  | Instant on | [19 empty] | Yes | [8 empty] | Yes | [32 empty] | E27 | Tungsram | 80 | 2700 | 2700 | 810 | 9 |  | Marked for phase-out
93096486 | @LED ESmart A60 9W(60)Dim 827 B22 TU | image | datasheet | deeplink |  | 240 | [14 empty] | <0.5 s | 9 | 220-240V | Standard | [5 empty] | 5994100013440 | 15994100013447 |  | -20°C | +40°C |  |  | 6 |  | 810 | 90 | >0.5 | [5 empty] | 96 |  |  | 50000 | [7 empty] | A60 | Frosted |  | 58 |  | 15000 |  |  | 108 |  |  |  | Instant on | [19 empty] | Yes | [8 empty] | Yes | [32 empty] | B22 | Tungsram | 80 | 2700 | 2700 | 810 | 9 |  | Marked for phase-out
93096485 | LED ESmart A60 7W(40)Dim 827 E27 TU | image | datasheet | deeplink |  | 240 | [14 empty] | <0.5 s | 7 | 220-240V | Standard | [5 empty] | 5994100013433 | 15994100013430 |  | -20°C | +40°C |  |  | 6 |  | 470 | 67.1429 | >0.5 | [5 empty] | 89 |  |  | 50000 | [7 empty] | A60 | Frosted |  | 58 |  | 15000 |  |  | 109 |  |  |  | Instant on | [19 empty] | Yes | [8 empty] | Yes | [32 empty] | E27 | Tungsram | 80 | 2700 | 2700 | 470 | 7 |  | Phased-out
93096484 | @LED ESmart A60 7W(40)Dim 827 B22 TU | image | datasheet | deeplink |  | 240 | [14 empty] | <0.5 s | 7 | 220-240V | Standard | [5 empty] | 5994100013426 | 15994100013423 |  | -20°C | +40°C |  |  | 6 |  | 470 | 67.1429 | >0.5 | [5 empty] | 94 |  |  | 50000 | [7 empty] | A60 | Frosted |  | 58 |  | 15000 |  |  | 108 |  |  |  | Instant on | [19 empty] | Yes | [8 empty] | Yes | [32 empty] | B22 | Tungsram | 80 | 2700 | 2700 | 470 | 7 |  | Marked for phase-out
93094722 | @LED 150W/HID/750/E40 TU | image | datasheet | deeplink | No | 360 |  |  |  |  | D | No ignition |  |  |  | 6 steps |  |  | 150 |  |  | 150 | 220-240V | Standard | [6 empty] | 10064894503600 | -30~50 C |  |  |  |  | 1 |  | 23000 | 150 | 0.9 |  |  |  |  | 211 | 950+85 |  | <0.5 | >26000 |  |  | universal |  |  |  | 93116938 - LED 150W/HID/750/E40 TU DS |  |  | 102.5 | 102.5 | Bx | 50000 | [26 empty] | Yes | Universal | [7 empty] | No | [32 empty] | E40 | Tungsram | 70 | 5000 | 5000 | 23000 | 150 | 230 | Marked for phase-out
93094721 | @LED 150W/HID/740/E40 TU | image | datasheet | deeplink | No | 360 |  |  |  |  | D | No ignition |  |  |  | 6 steps |  |  | 150 |  |  | 150 | 220-240V | Standard | [6 empty] | 10064894502610 | -30~50 C |  |  |  |  | 1 |  | 23000 | 150 | 0.9 |  |  |  |  | 211 | 950+85 |  | <0.5 | >26000 |  |  | universal |  |  |  | 93116937 - LED 150W/HID/740/E40 TU DS |  |  | 102.5 | 102.5 | Bx | 50000 | [26 empty] | Yes | Universal | [7 empty] | No | [32 empty] | E40 | Tungsram | 70 | 4000 | 4000 | 23000 | 150 | 230 | Marked for phase-out
93115377 | LEDT5 0.6m 7.5W 865 AC220-240V 1/10 | image | datasheet | deeplink |  | 165° |  |  |  | No | D |  |  |  |  | <6SDCM |  |  | 7.5 |  |  | 8 | 220-240 | Standard | [5 empty] | 5994100048206 | 15994100048203 |  | -20 | 45 |  |  | 10 |  |  | 147 |  |  | 865 |  |  |  | 75 |  | max 0.5s | 50000 | [6 empty] | 93114780 - LEDT5 0.6m 7.5W 865 AC220-240V 1/10 DS | T5 Tube | Diffuse | 18 |  | Sleeve | 50000 | 139 |  | 549 |  |  |  | Instant on | [6 empty] | Corrugated box | [7 empty] | min 0.9 |  |  |  | 10 | Yes | Universal | [12 empty] | No | [27 empty] | G5 | Tungsram | 80 | 6500 | 6500 | 1100 | 7.5 |  | Available
93115376 | LEDT5 0.6m 7.5W 840 AC220-240V 1/10 | image | datasheet | deeplink |  | 165° |  |  |  | No | D |  |  |  |  | <6SDCM |  |  | 7.5 |  |  | 8 | 220-240 | Standard | [5 empty] | 5994100048190 | 15994100048197 |  | -20 | 45 |  |  | 10 |  |  | 147 |  |  | 840 |  |  |  | 75 |  | max 0.5s | 50000 | [6 empty] | 93114779 - LEDT5 0.6m 7.5W 840 AC220-240V 1/10 DS | T5 Tube | Diffuse | 18 |  | Sleeve | 50000 | 139 |  | 549 |  |  |  | Instant on | [6 empty] | Corrugated box | [7 empty] | min 0.9 |  |  |  | 10 | Yes | Universal | [12 empty] | No | [27 empty] | G5 | Tungsram | 80 | 4000 | 4000 | 1100 | 7.5 |  | Available
93114782 | LEDT5 1.2m 26W 865 AC220-240V 1/10 DS | image | datasheet | deeplink |  | 165° |  |  |  | No | D |  |  |  |  | <6SDCM |  |  | 26 |  |  | 26 | 220-240 | Direct shipment | [5 empty] | 5994100048183 | 15994100048180 |  | -20 | 45 |  |  | 10 |  |  | 150 |  |  | 865 |  |  |  | 145 |  | max 0.5s | 50000 | [7 empty] | T5 Tube | Diffuse | 18 |  | Sleeve | 50000 | 268 |  | 1149 |  |  |  | Instant on | [6 empty] | Corrugated box | [7 empty] | min 0.9 |  |  |  | 10 | Yes | Universal | [12 empty] | No | [27 empty] | G5 | Tungsram | 80 | 6500 | 6500 | 3900 | 26 |  | Available
93114781 | LEDT5 1.2m 26W 840 AC220-240V 1/10 DS | image | datasheet | deeplink |  | 165° |  |  |  | No | D |  |  |  |  | <6SDCM |  |  | 26 |  |  | 26 | 220-240 | Direct shipment | [5 empty] | 5994100048176 | 15994100048173 |  | -20 | 45 |  |  | 10 |  |  | 150 |  |  | 840 |  |  |  | 145 |  | max 0.5s | 50000 | [7 empty] | T5 Tube | Diffuse | 18 |  | Sleeve | 50000 | 268 |  | 1149 |  |  |  | Instant on | [6 empty] | Corrugated box | [7 empty] | min 0.9 |  |  |  | 10 | Yes | Universal | [12 empty] | No | [27 empty] | G5 | Tungsram | 80 | 4000 | 4000 | 3900 | 26 |  | Available
93114780 | LEDT5 0.6m 7.5W 865 AC220-240V 1/10 DS | image | datasheet | deeplink |  | 165° |  |  |  | No | D |  |  |  |  | <6SDCM |  |  | 7.5 |  |  | 8 | 220-240 | Direct shipment | [5 empty] | 5994100048169 | 15994100048166 |  | -20 | 45 |  |  | 10 |  |  | 147 |  |  | 865 |  |  |  | 75 |  | max 0.5s | 50000 | [7 empty] | T5 Tube | Diffuse | 18 |  | Sleeve | 50000 | 139 |  | 549 |  |  |  | Instant on | [6 empty] | Corrugated box | [7 empty] | min 0.9 |  |  |  | 10 | Yes | Universal | [12 empty] | No | [27 empty] | G5 | Tungsram | 80 | 6500 | 6500 | 1100 | 7.5 |  | Available
93114779 | LEDT5 0.6m 7.5W 840 AC220-240V 1/10 DS | image | datasheet | deeplink |  | 165° |  |  |  | No | D |  |  |  |  | <6SDCM |  |  | 7.5 |  |  | 8 | 220-240 | Direct shipment | [5 empty] | 5994100048152 | 15994100048159 |  | -20 | 45 |  |  | 10 |  |  | 147 |  |  | 840 |  |  |  | 75 |  | max 0.5s | 50000 | [7 empty] | T5 Tube | Diffuse | 18 |  | Sleeve | 50000 | 139 |  | 549 |  |  |  | Instant on | [6 empty] | Corrugated box | [7 empty] | min 0.9 |  |  |  | 10 | Yes | Universal | [12 empty] | No | [27 empty] | G5 | Tungsram | 80 | 4000 | 4000 | 1100 | 7.5 |  | Available
93114775 | LEDT5 1.5m 34W 865 AC220-240V 1/10 | image | datasheet | deeplink |  | 165° |  |  |  | No | D |  |  |  |  | <6SDCM |  |  | 34 |  |  | 34 | 220-240 | Standard | [5 empty] | 5994100048145 | 15994100048142 |  | -20 | 45 |  |  | 10 |  |  | 150 |  |  | 865 |  |  |  | 180 |  | max 0.5s | 50000 | [7 empty] | T5 Tube | Diffuse | 18 |  | Sleeve | 50000 | 333 |  | 1449 |  |  |  | Instant on | [6 empty] | Corrugated box | [7 empty] | min 0.9 |  |  |  | 10 | Yes | Universal | [12 empty] | No | [27 empty] | G5 | Tungsram | 80 | 6500 | 6500 | 5100 | 34 |  | Available
93114774 | LEDT5 1.5m 34W 840 AC220-240V 1/10 | image | datasheet | deeplink |  | 165° |  |  |  | No | D |  |  |  |  | <6SDCM |  |  | 34 |  |  | 34 | 220-240 | Standard | [5 empty] | 5994100048138 | 15994100048135 |  | -20 | 45 |  |  | 10 |  |  | 150 |  |  | 840 |  |  |  | 180 |  | max 0.5s | 50000 | [7 empty] | T5 Tube | Diffuse | 18 |  | Sleeve | 50000 | 333 |  | 1449 |  |  |  | Instant on | [6 empty] | Corrugated box | [7 empty] | min 0.9 |  |  |  | 10 | Yes | Universal | [12 empty] | No | [27 empty] | G5 | Tungsram | 80 | 4000 | 4000 | 5100 | 34 |  | Available
93114773 | LEDT5 1.5m 26W 865 AC220-240V 1/10 | image | datasheet | deeplink |  | 165° |  |  |  | No | D |  |  |  |  | <6SDCM |  |  | 26 |  |  | 26 | 220-240 | Standard | [5 empty] | 5994100048121 | 15994100048128 |  | -20 | 45 |  |  | 10 |  |  | 150 |  |  | 865 |  |  |  | 180 |  | max 0.5s | 50000 | [6 empty] | 93122792 | T5 Tube | Diffuse | 18 |  | Sleeve | 50000 | 333 |  | 1449 |  |  |  | Instant on | [6 empty] | Corrugated box | [7 empty] | min 0.9 |  |  |  | 10 | Yes | Universal | [12 empty] | No | [27 empty] | G5 | Tungsram | 80 | 6500 | 6500 | 3900 | 26 |  | Available
93114772 | LEDT5 1.5m 26W 840 AC220-240V 1/10 | image | datasheet | deeplink |  | 165° |  |  |  | No | D |  |  |  |  | <6SDCM |  |  | 26 |  |  | 26 | 220-240 | Standard | [5 empty] | 5994100048114 | 15994100048111 |  | -20 | 45 |  |  | 10 |  |  | 150 |  |  | 840 |  |  |  | 180 |  | max 0.5s | 50000 | [7 empty] | T5 Tube | Diffuse | 18 |  | Sleeve | 50000 | 333 |  | 1449 |  |  |  | Instant on | [6 empty] | Corrugated box | [7 empty] | min 0.9 |  |  |  | 10 | Yes | Universal | [12 empty] | No | [27 empty] | G5 | Tungsram | 80 | 4000 | 4000 | 3900 | 26 |  | Available
93114771 | LEDT5 1.5m 26W 830 AC220-240V 1/10 | image | datasheet | deeplink |  | 165° |  |  |  | No | E |  |  |  |  | <6SDCM |  |  | 26 |  |  | 26 | 220-240 | Standard | [5 empty] | 5994100047902 | 15994100047909 |  | -20 | 45 |  |  | 10 |  |  | 135 |  |  | 830 |  |  |  | 180 |  | max 0.5s | 50000 | [7 empty] | T5 Tube | Diffuse | 18 |  | Sleeve | 50000 | 333 |  | 1449 |  |  |  | Instant on | [6 empty] | Corrugated box | [7 empty] | min 0.9 |  |  |  | 10 | Yes | Universal | [12 empty] | No | [27 empty] | G5 | Tungsram | 80 | 3000 | 3000 | 3500 | 26 |  | Available
93114770 | LEDT5 1.2m 26W 865 AC220-240V 1/10 | image | datasheet | deeplink |  | 165° |  |  |  | No | D |  |  |  |  | <6SDCM |  |  | 26 |  |  | 26 | 220-240 | Standard | [5 empty] | 5994100047896 | 15994100047893 |  | -20 | 45 |  |  | 10 |  |  | 150 |  |  | 865 |  |  |  | 145 |  | max 0.5s | 50000 | [6 empty] | 93114782 - LEDT5 1.2m 26W 865 AC220-240V 1/10 DS | T5 Tube | Diffuse | 18 |  | Sleeve | 50000 | 268 |  | 1149 |  |  |  | Instant on | [6 empty] | Corrugated box | [7 empty] | min 0.9 |  |  |  | 10 | Yes | Universal | [12 empty] | No | [27 empty] | G5 | Tungsram | 80 | 6500 | 6500 | 3900 | 26 |  | Available
93114769 | LEDT5 1.2m 26W 840 AC220-240V 1/10 | image | datasheet | deeplink |  | 165° |  |  |  | No | D |  |  |  |  | <6SDCM |  |  | 26 |  |  | 26 | 220-240 | Standard | [5 empty] | 5994100047889 | 15994100047886 |  | -20 | 45 |  |  | 10 |  |  | 150 |  |  | 840 |  |  |  | 145 |  | max 0.5s | 50000 | [6 empty] | 93114781 - LEDT5 1.2m 26W 840 AC220-240V 1/10 DS | T5 Tube | Diffuse | 18 |  | Sleeve | 50000 | 268 |  | 1149 |  |  |  | Instant on | [6 empty] | Corrugated box | [7 empty] | min 0.9 |  |  |  | 10 | Yes | Universal | [12 empty] | No | [27 empty] | G5 | Tungsram | 80 | 4000 | 4000 | 3900 | 26 |  | Available
93114768 | LEDT5 1.2m 26W 830 AC220-240V 1/10 | image | datasheet | deeplink |  | 165° |  |  |  | No | E |  |  |  |  | <6SDCM |  |  | 26 |  |  | 26 | 220-240 | Standard | [5 empty] | 5994100047872 | 15994100047879 |  | -20 | 45 |  |  | 10 |  |  | 135 |  |  | 830 |  |  |  | 145 |  | max 0.5s | 50000 | [7 empty] | T5 Tube | Diffuse | 18 |  | Sleeve | 50000 | 268 |  | 1149 |  |  |  | Instant on | [6 empty] | Corrugated box | [7 empty] | min 0.9 |  |  |  | 10 | Yes | Universal | [12 empty] | No | [27 empty] | G5 | Tungsram | 80 | 3000 | 3000 | 3500 | 26 |  | Available
93114767 | LEDT5 1.2m 16W 865 AC220-240V 1/10 | image | datasheet | deeplink |  | 165° |  |  |  | No | D |  |  |  |  | <6SDCM |  |  | 16 |  |  | 16 | 220-240 | Standard | [5 empty] | 5994100047865 | 15994100047862 |  | -20 | 45 |  |  | 10 |  |  | 150 |  |  | 865 |  |  |  | 145 |  | max 0.5s | 50000 | [6 empty] | 93122700 | T5 Tube | Diffuse | 18 |  | Sleeve | 50000 | 268 |  | 1149 |  |  |  | Instant on | [6 empty] | Corrugated box | [7 empty] | min 0.9 |  |  |  | 10 | Yes | Universal | [12 empty] | No | [27 empty] | G5 | Tungsram | 80 | 6500 | 6500 | 2400 | 16 |  | Available
93114766 | LEDT5 1.2m 16W 840 AC220-240V 1/10 | image | datasheet | deeplink |  | 165° |  |  |  | No | D |  |  |  |  | <6SDCM |  |  | 16 |  |  | 16 | 220-240 | Standard | [5 empty] | 5994100047858 | 15994100047855 |  | -20 | 45 |  |  | 10 |  |  | 150 |  |  | 840 |  |  |  | 145 |  | max 0.5s | 50000 | [6 empty] | 93122793 | T5 Tube | Diffuse | 18 |  | Sleeve | 50000 | 268 |  | 1149 |  |  |  | Instant on | [6 empty] | Corrugated box | [7 empty] | min 0.9 |  |  |  | 10 | Yes | Universal | [12 empty] | No | [27 empty] | G5 | Tungsram | 80 | 4000 | 4000 | 2400 | 16 |  | Available
93115993 | LED Fil Golf 7W 840 B15 FR TU | image | datasheet | deeplink |  | 300 |  |  |  |  | E | [9 empty] | <0.5 s | 7 | 220-240V | Standard | [5 empty] | 5994100047841 | 15994100047848 |  | -20°C | +40°C |  |  | 10 |  | 806 | 115 | >0.5 | [5 empty] | 15 |  |  | 50000 | [7 empty] | P45 | Frosted |  | 45 |  | 15000 |  |  | 77.5 |  |  |  | Instant on | [19 empty] | Yes | [8 empty] | No | [32 empty] | B15 | Tungsram | 80 | 4000 | 4000 | 806 | 7 |  | Available
93115992 | LED Fil Golf 7W 827 B15 FR TU | image | datasheet | deeplink |  | 300 |  |  |  |  | E | [9 empty] | <0.5 s | 7 | 220-240V | Standard | [5 empty] | 5994100047834 | 15994100047831 |  | -20°C | +40°C |  |  | 10 |  | 806 | 115 | >0.5 | [5 empty] | 15 |  |  | 50000 | [7 empty] | P45 | Frosted |  | 45 |  | 15000 |  |  | 77.5 |  |  |  | Instant on | [19 empty] | Yes | [8 empty] | No | [32 empty] | B15 | Tungsram | 80 | 2700 | 2700 | 806 | 7 |  | Available
93115991 | LED Fil Golf 7W 827 B15 CL TU | image | datasheet | deeplink |  | 300 |  |  |  |  | E | [9 empty] | <0.5 s | 7 | 220-240V | Standard | [5 empty] | 5994100047827 | 15994100047824 |  | -20°C | +40°C |  |  | 10 |  | 806 | 115 | >0.5 | [5 empty] | 15 |  |  | 50000 | [7 empty] | P45 | Clear |  | 45 |  | 15000 |  |  | 77.5 |  |  |  | Instant on | [19 empty] | Yes | [8 empty] | No | [32 empty] | B15 | Tungsram | 80 | 2700 | 2700 | 806 | 7 |  | Available
93115990 | LED Fil Golf 4.5W 865 B15 FR TU | image | datasheet | deeplink |  | 300 |  |  |  |  | F | [9 empty] | <0.5 s | 4.5 | 220-240V | Standard | [5 empty] | 5994100047810 | 15994100047817 |  | -20°C | +40°C |  |  | 10 |  | 470 | 104 | >0.5 | [5 empty] | 15 |  |  | 50000 | [7 empty] | P45 | Frosted |  | 45 |  | 15000 |  |  | 77.5 |  |  |  | Instant on | [19 empty] | Yes | [8 empty] | No | [32 empty] | B15 | Tungsram | 80 | 6500 | 6500 | 470 | 4.5 |  | Available
93115989 | LED Fil Golf 4.5W 840 B15 FR TU | image | datasheet | deeplink |  | 300 |  |  |  |  | F | [9 empty] | <0.5 s | 4.5 | 220-240V | Standard | [5 empty] | 5994100047803 | 15994100047800 |  | -20°C | +40°C |  |  | 10 |  | 470 | 104 | >0.5 | [5 empty] | 15 |  |  | 50000 | [7 empty] | P45 | Frosted |  | 45 |  | 15000 |  |  | 77.5 |  |  |  | Instant on | [19 empty] | Yes | [8 empty] | No | [32 empty] | B15 | Tungsram | 80 | 4000 | 4000 | 470 | 4.5 |  | Available
93115988 | LED Fil Golf 4.5W 827 B15 FR TU | image | datasheet | deeplink |  | 300 |  |  |  |  | F | [9 empty] | <0.5 s | 4.5 | 220-240V | Standard | [5 empty] | 5994100047797 | 15994100047794 |  | -20°C | +40°C |  |  | 10 |  | 470 | 104 | >0.5 | [5 empty] | 15 |  |  | 50000 | [7 empty] | P45 | Frosted |  | 45 |  | 15000 |  |  | 77.5 |  |  |  | Instant on | [19 empty] | Yes | [8 empty] | No | [32 empty] | B15 | Tungsram | 80 | 2700 | 2700 | 470 | 4.5 |  | Available
93115987 | LED Fil Golf 4.5W 827 B15 CL TU | image | datasheet | deeplink |  | 300 |  |  |  |  | F | [9 empty] | <0.5 s | 4.5 | 220-240V | Standard | [5 empty] | 5994100047780 | 15994100047787 |  | -20°C | +40°C |  |  | 10 |  | 470 | 104 | >0.5 | [5 empty] | 15 |  |  | 50000 | [7 empty] | P45 | Clear |  | 45 |  | 15000 |  |  | 77.5 |  |  |  | Instant on | [19 empty] | Yes | [8 empty] | No | [32 empty] | B15 | Tungsram | 80 | 2700 | 2700 | 470 | 4.5 |  | Available
93115986 | LED Fil Golf 2.5W 865 B15 FR TU | image | datasheet | deeplink |  | 300 |  |  |  |  | F | [9 empty] | <0.5 s | 2.5 | 220-240V | Standard | [5 empty] | 5994100047773 | 15994100047770 |  | -20°C | +40°C |  |  | 10 |  | 250 | 100 | >0.5 | [5 empty] | 15 |  |  | 50000 | [7 empty] | P45 | Frosted |  | 45 |  | 15000 |  |  | 77.5 |  |  |  | Instant on | [19 empty] | Yes | [8 empty] | No | [32 empty] | B15 | Tungsram | 80 | 6500 | 6500 | 250 | 2.5 |  | Available
93115985 | LED Fil Golf 2.5W 840 B15 FR TU | image | datasheet | deeplink |  | 300 |  |  |  |  | F | [9 empty] | <0.5 s | 2.5 | 220-240V | Standard | [5 empty] | 5994100047766 | 15994100047763 |  | -20°C | +40°C |  |  | 10 |  | 250 | 100 | >0.5 | [5 empty] | 15 |  |  | 50000 | [7 empty] | P45 | Frosted |  | 45 |  | 15000 |  |  | 77.5 |  |  |  | Instant on | [19 empty] | Yes | [8 empty] | No | [32 empty] | B15 | Tungsram | 80 | 4000 | 4000 | 250 | 2.5 |  | Available
93115984 | LED Fil Golf 2.5W 827 B15 FR TU | image | datasheet | deeplink |  | 300 |  |  |  |  | F | [9 empty] | <0.5 s | 2.5 | 220-240V | Standard | [5 empty] | 5994100047759 | 15994100047756 |  | -20°C | +40°C |  |  | 10 |  | 250 | 100 | >0.5 | [5 empty] | 15 |  |  | 50000 | [7 empty] | P45 | Frosted |  | 45 |  | 15000 |  |  | 77.5 |  |  |  | Instant on | [19 empty] | Yes | [8 empty] | No | [32 empty] | B15 | Tungsram | 80 | 2700 | 2700 | 250 | 2.5 |  | Available
93115983 | LED Fil Golf 2.5W 827 B15 CL TU | image | datasheet | deeplink |  | 300 |  |  |  |  | F | [9 empty] | <0.5 s | 2.5 | 220-240V | Standard | [5 empty] | 5994100047742 | 15994100047749 |  | -20°C | +40°C |  |  | 10 |  | 250 | 100 | >0.5 | [5 empty] | 15 |  |  | 50000 | [7 empty] | P45 | Clear |  | 45 |  | 15000 |  |  | 77.5 |  |  |  | Instant on | [19 empty] | Yes | [8 empty] | No | [32 empty] | B15 | Tungsram | 80 | 2700 | 2700 | 250 | 2.5 |  | Available
93115982 | LED Fil Candle 7W 840 B15 FR TU | image | datasheet | deeplink |  | 300 |  |  |  |  | E | [9 empty] | <0.5 s | 7 | 220-240V | Standard | [5 empty] | 5994100047735 | 15994100047732 |  | -20°C | +40°C |  |  | 10 |  | 806 | 115 | >0.5 | [5 empty] | 15 |  |  | 50000 | [7 empty] | B35 | Frosted |  | 35 |  | 15000 |  |  | 95.5 |  |  |  | Instant on | [19 empty] | Yes | [8 empty] | No | [32 empty] | B15 | Tungsram | 80 | 4000 | 4000 | 806 | 7 |  | Available
93115981 | LED Fil Candle 7W 827 B15 FR TU | image | datasheet | deeplink |  | 300 |  |  |  |  | E | [9 empty] | <0.5 s | 7 | 220-240V | Standard | [5 empty] | 5994100047728 | 15994100047725 |  | -20°C | +40°C |  |  | 10 |  | 806 | 115 | >0.5 | [5 empty] | 15 |  |  | 50000 | [7 empty] | B35 | Frosted |  | 35 |  | 15000 |  |  | 95.5 |  |  |  | Instant on | [19 empty] | Yes | [8 empty] | No | [32 empty] | B15 | Tungsram | 80 | 2700 | 2700 | 806 | 7 |  | Available
93115980 | LED Fil Candle 7W 827 B15 CL TU | image | datasheet | deeplink |  | 300 |  |  |  |  | E | [9 empty] | <0.5 s | 7 | 220-240V | Standard | [5 empty] | 5994100047711 | 15994100047718 |  | -20°C | +40°C |  |  | 10 |  | 806 | 115 | >0.5 | [5 empty] | 15 |  |  | 50000 | [7 empty] | B35 | Clear |  | 35 |  | 15000 |  |  | 95.5 |  |  |  | Instant on | [19 empty] | Yes | [8 empty] | No | [32 empty] | B15 | Tungsram | 80 | 2700 | 2700 | 806 | 7 |  | Available
93115979 | LED Fil Candle 4.5W 865 B15 FR TU | image | datasheet | deeplink |  | 300 |  |  |  |  | F | [9 empty] | <0.5 s | 4.5 | 220-240V | Standard | [5 empty] | 5994100047704 | 15994100047701 |  | -20°C | +40°C |  |  | 10 |  | 470 | 104 | >0.5 | [5 empty] | 14 |  |  | 50000 | [7 empty] | B35 | Frosted |  | 35 |  | 15000 |  |  | 95.5 |  |  |  | Instant on | [19 empty] | Yes | [8 empty] | No | [32 empty] | B15 | Tungsram | 80 | 6500 | 6500 | 470 | 4.5 |  | Available
93115978 | LED Fil Candle 4.5W 840 B15 FR TU | image | datasheet | deeplink |  | 300 |  |  |  |  | F | [9 empty] | <0.5 s | 4.5 | 220-240V | Standard | [5 empty] | 5994100047698 | 15994100047695 |  | -20°C | +40°C |  |  | 10 |  | 470 | 104 | >0.5 | [5 empty] | 14 |  |  | 50000 | [7 empty] | B35 | Frosted |  | 35 |  | 15000 |  |  | 95.5 |  |  |  | Instant on | [19 empty] | Yes | [8 empty] | No | [32 empty] | B15 | Tungsram | 80 | 4000 | 4000 | 470 | 4.5 |  | Available
93115977 | LED Fil Candle 4.5W 827 B15 FR TU | image | datasheet | deeplink |  | 300 |  |  |  |  | F | [9 empty] | <0.5 s | 4.5 | 220-240V | Standard | [5 empty] | 5994100047681 | 15994100047688 |  | -20°C | +40°C |  |  | 10 |  | 470 | 104 | >0.5 | [5 empty] | 14 |  |  | 50000 | [7 empty] | B35 | Frosted |  | 35 |  | 15000 |  |  | 95.5 |  |  |  | Instant on | [19 empty] | Yes | [8 empty] | No | [32 empty] | B15 | Tungsram | 80 | 2700 | 2700 | 470 | 4.5 |  | Available
93115976 | LED Fil Candle 4.5W 827 B15 CL TU | image | datasheet | deeplink |  | 300 |  |  |  |  | F | [9 empty] | <0.5 s | 4.5 | 220-240V | Standard | [5 empty] | 5994100047674 | 15994100047671 |  | -20°C | +40°C |  |  | 10 |  | 470 | 104 | >0.5 | [5 empty] | 14 |  |  | 50000 | [7 empty] | B35 | Clear |  | 35 |  | 15000 |  |  | 95.5 |  |  |  | Instant on | [19 empty] | Yes | [8 empty] | No | [32 empty] | B15 | Tungsram | 80 | 2700 | 2700 | 470 | 4.5 |  | Available
93115975 | LED Fil Candle 2.5W 865 B15 FR TU | image | datasheet | deeplink |  | 300 |  |  |  |  | F | [9 empty] | <0.5 s | 2.5 | 220-240V | Standard | [5 empty] | 5994100047667 | 15994100047664 |  | -20°C | +40°C |  |  | 10 |  | 250 | 100 | >0.5 | [5 empty] | 14 |  |  | 50000 | [7 empty] | B35 | Frosted |  | 35 |  | 15000 |  |  | 95.5 |  |  |  | Instant on | [19 empty] | Yes | [8 empty] | No | [32 empty] | B15 | Tungsram | 80 | 6500 | 6500 | 250 | 2.5 |  | Available
93115974 | LED Fil Candle 2.5W 840 B15 FR TU | image | datasheet | deeplink |  | 300 |  |  |  |  | F | [9 empty] | <0.5 s | 2.5 | 220-240V | Standard | [5 empty] | 5994100047650 | 15994100047657 |  | -20°C | +40°C |  |  | 10 |  | 250 | 100 | >0.5 | [5 empty] | 14 |  |  | 50000 | [7 empty] | B35 | Frosted |  | 35 |  | 15000 |  |  | 95.5 |  |  |  | Instant on | [19 empty] | Yes | [8 empty] | No | [32 empty] | B15 | Tungsram | 80 | 4000 | 4000 | 250 | 2.5 |  | Available
93115973 | LED Fil Candle 2.5W 827 B15 FR TU | image | datasheet | deeplink |  | 300 |  |  |  |  | F | [9 empty] | <0.5 s | 2.5 | 220-240V | Standard | [5 empty] | 5994100047643 | 15994100047640 |  | -20°C | +40°C |  |  | 10 |  | 250 | 100 | >0.5 | [5 empty] | 14 |  |  | 50000 | [7 empty] | B35 | Frosted |  | 35 |  | 15000 |  |  | 95.5 |  |  |  | Instant on | [19 empty] | Yes | [8 empty] | No | [32 empty] | B15 | Tungsram | 80 | 2700 | 2700 | 250 | 2.5 |  | Available
93115972 | LED Fil Candle 2.5W 827 B15 CL TU | image | datasheet | deeplink |  | 300 |  |  |  |  | F | [9 empty] | <0.5 s | 2.5 | 220-240V | Standard | [5 empty] | 5994100047636 | 15994100047633 |  | -20°C | +40°C |  |  | 10 |  | 250 | 100 | >0.5 | [5 empty] | 14 |  |  | 50000 | [7 empty] | B35 | Clear |  | 35 |  | 15000 |  |  | 95.5 |  |  |  | Instant on | [19 empty] | Yes | [8 empty] | No | [32 empty] | B15 | Tungsram | 80 | 2700 | 2700 | 250 | 2.5 |  | Available
93115971 | LED Fil G120 10W 865 B22 CL TU | image | datasheet | deeplink |  | 300 |  |  |  |  | D | [9 empty] | <0.5 s | 10 | 220-240V | Standard | [5 empty] | 5994100047629 | 15994100047626 |  | -20°C | +40°C |  |  | 4 |  | 1450 | 145 | >0.5 | [5 empty] | 102 |  |  | 50000 | [7 empty] | G120 | Clear |  | 124 |  | 15000 |  |  | 170 |  |  |  | Instant on | [19 empty] | Yes | [8 empty] | No | [32 empty] | B22 | Tungsram | 80 | 6500 | 6500 | 1450 | 10 |  | Available
93115970 | LED Fil G120 10W 865 E27 CL TU | image | datasheet | deeplink |  | 300 |  |  |  |  | D | [9 empty] | <0.5 s | 10 | 220-240V | Standard | [5 empty] | 5994100047612 | 15994100047619 |  | -20°C | +40°C |  |  | 4 |  | 1450 | 145 | >0.5 | [5 empty] | 102 |  |  | 50000 | [7 empty] | G120 | Clear |  | 124 |  | 15000 |  |  | 172 |  |  |  | Instant on | [19 empty] | Yes | [8 empty] | No | [32 empty] | E27 | Tungsram | 80 | 6500 | 6500 | 1450 | 10 |  | Available
93115969 | LED Fil G120 10W 840 B22 CL TU | image | datasheet | deeplink |  | 300 |  |  |  |  | D | [9 empty] | <0.5 s | 10 | 220-240V | Standard | [5 empty] | 5994100047605 | 15994100047602 |  | -20°C | +40°C |  |  | 4 |  | 1450 | 145 | >0.5 | [5 empty] | 102 |  |  | 50000 | [7 empty] | G120 | Clear |  | 124 |  | 15000 |  |  | 170 |  |  |  | Instant on | [19 empty] | Yes | [8 empty] | No | [32 empty] | B22 | Tungsram | 80 | 4000 | 4000 | 1450 | 10 |  | Available
93115968 | LED Fil G120 10W 840 E27 CL TU | image | datasheet | deeplink |  | 300 |  |  |  |  | D | [9 empty] | <0.5 s | 10 | 220-240V | Standard | [5 empty] | 5994100047599 | 15994100047596 |  | -20°C | +40°C |  |  | 4 |  | 1450 | 145 | >0.5 | [5 empty] | 102 |  |  | 50000 | [7 empty] | G120 | Clear |  | 124 |  | 15000 |  |  | 172 |  |  |  | Instant on | [19 empty] | Yes | [8 empty] | No | [32 empty] | E27 | Tungsram | 80 | 4000 | 4000 | 1450 | 10 |  | Available
93115967 | LED Fil G120 10W 827 B22 CL TU | image | datasheet | deeplink |  | 300 |  |  |  |  | D | [9 empty] | <0.5 s | 10 | 220-240V | Standard | [5 empty] | 5994100047582 | 15994100047589 |  | -20°C | +40°C |  |  | 4 |  | 1350 | 135 | >0.5 | [5 empty] | 102 |  |  | 50000 | [7 empty] | G120 | Clear |  | 124 |  | 15000 |  |  | 170 |  |  |  | Instant on | [19 empty] | Yes | [8 empty] | No | [32 empty] | B22 | Tungsram | 80 | 2700 | 2700 | 1350 | 10 |  | Available
93115966 | LED Fil G120 10W 827 E27 CL TU | image | datasheet | deeplink |  | 300 |  |  |  |  | D | [9 empty] | <0.5 s | 10 | 220-240V | Standard | [5 empty] | 5994100047575 | 15994100047572 |  | -20°C | +40°C |  |  | 4 |  | 1350 | 135 | >0.5 | [5 empty] | 102 |  |  | 50000 | [7 empty] | G120 | Clear |  | 124 |  | 15000 |  |  | 172 |  |  |  | Instant on | [19 empty] | Yes | [8 empty] | No | [32 empty] | E27 | Tungsram | 80 | 2700 | 2700 | 1350 | 10 |  | Available
93115965 | LED Fil G120 8.5W 827 B22 CL TU | image | datasheet | deeplink |  | 300 |  |  |  |  | E | [9 empty] | <0.5 s | 8.5 | 220-240V | Standard | [5 empty] | 5994100047568 | 15994100047565 |  | -20°C | +40°C |  |  | 4 |  | 1055 | 124 | >0.5 | [5 empty] | 100 |  |  | 50000 | [7 empty] | G120 | Clear |  | 124 |  | 15000 |  |  | 170 |  |  |  | Instant on | [19 empty] | Yes | [8 empty] | No | [32 empty] | B22 | Tungsram | 80 | 2700 | 2700 | 1055 | 8.5 |  | Available
93115964 | LED Fil G120 8.5W 827 E27 CL TU | image | datasheet | deeplink |  | 300 |  |  |  |  | E | [9 empty] | <0.5 s | 8.5 | 220-240V | Standard | [5 empty] | 5994100047551 | 15994100047558 |  | -20°C | +40°C |  |  | 4 |  | 1055 | 124 | >0.5 | [5 empty] | 100 |  |  | 50000 | [7 empty] | G120 | Clear |  | 124 |  | 15000 |  |  | 172 |  |  |  | Instant on | [19 empty] | Yes | [8 empty] | No | [32 empty] | E27 | Tungsram | 80 | 2700 | 2700 | 1055 | 8.5 |  | Available
93115963 | LED Fil G95 10W 865 B22 CL TU | image | datasheet | deeplink |  | 300 |  |  |  |  | D | [9 empty] | <0.5 s | 10 | 220-240V | Standard | [5 empty] | 5994100047544 | 15994100047541 |  | -20°C | +40°C |  |  | 4 |  | 1450 | 145 | >0.5 | [5 empty] | 59 |  |  | 50000 | [7 empty] | G95 | Clear |  | 95 |  | 15000 |  |  | 136 |  |  |  | Instant on | [19 empty] | Yes | [8 empty] | No | [32 empty] | B22 | Tungsram | 80 | 6500 | 6500 | 1450 | 10 |  | Available
93115962 | LED Fil G95 10W 865 E27 CL TU | image | datasheet | deeplink |  | 300 |  |  |  |  | D | [9 empty] | <0.5 s | 10 | 220-240V | Standard | [5 empty] | 5994100047537 | 15994100047534 |  | -20°C | +40°C |  |  | 4 |  | 1450 | 145 | >0.5 | [5 empty] | 59 |  |  | 50000 | [7 empty] | G95 | Clear |  | 95 |  | 15000 |  |  | 138 |  |  |  | Instant on | [19 empty] | Yes | [8 empty] | No | [32 empty] | E27 | Tungsram | 80 | 6500 | 6500 | 1450 | 10 |  | Available
93115961 | LED Fil G95 10W 840 B22 CL TU | image | datasheet | deeplink |  | 300 |  |  |  |  | D | [9 empty] | <0.5 s | 10 | 220-240V | Standard | [5 empty] | 5994100047520 | 15994100047527 |  | -20°C | +40°C |  |  | 4 |  | 1450 | 145 | >0.5 | [5 empty] | 59 |  |  | 50000 | [7 empty] | G95 | Clear |  | 95 |  | 15000 |  |  | 136 |  |  |  | Instant on | [19 empty] | Yes | [8 empty] | No | [32 empty] | B22 | Tungsram | 80 | 4000 | 4000 | 1450 | 10 |  | Available
93115960 | LED Fil G95 10W 840 E27 CL TU | image | datasheet | deeplink |  | 300 |  |  |  |  | D | [9 empty] | <0.5 s | 10 | 220-240V | Standard | [5 empty] | 5994100047513 | 15994100047510 |  | -20°C | +40°C |  |  | 4 |  | 1450 | 145 | >0.5 | [5 empty] | 59 |  |  | 50000 | [7 empty] | G95 | Clear |  | 95 |  | 15000 |  |  | 138 |  |  |  | Instant on | [19 empty] | Yes | [8 empty] | No | [32 empty] | E27 | Tungsram | 80 | 4000 | 4000 | 1450 | 10 |  | Available
93115959 | LED Fil G95 10W 827 B22 CL TU | image | datasheet | deeplink |  | 300 |  |  |  |  | D | [9 empty] | <0.5 s | 10 | 220-240V | Standard | [5 empty] | 5994100047506 | 15994100047503 |  | -20°C | +40°C |  |  | 4 |  | 1350 | 135 | >0.5 | [5 empty] | 59 |  |  | 50000 | [7 empty] | G95 | Clear |  | 95 |  | 15000 |  |  | 136 |  |  |  | Instant on | [19 empty] | Yes | [8 empty] | No | [32 empty] | B22 | Tungsram | 80 | 2700 | 2700 | 1350 | 10 |  | Available
93115958 | LED Fil G95 10W 827 E27 CL TU | image | datasheet | deeplink |  | 300 |  |  |  |  | D | [9 empty] | <0.5 s | 10 | 220-240V | Standard | [5 empty] | 5994100047490 | 15994100047497 |  | -20°C | +40°C |  |  | 4 |  | 1350 | 135 | >0.5 | [5 empty] | 59 |  |  | 50000 | [7 empty] | G95 | Clear |  | 95 |  | 15000 |  |  | 138 |  |  |  | Instant on | [19 empty] | Yes | [8 empty] | No | [32 empty] | E27 | Tungsram | 80 | 2700 | 2700 | 1350 | 10 |  | Available
93115957 | LED Fil G95 8.5W 827 B22 CL TU | image | datasheet | deeplink |  | 300 |  |  |  |  | E | [9 empty] | <0.5 s | 8.5 | 220-240V | Standard | [5 empty] | 5994100047483 | 15994100047480 |  | -20°C | +40°C |  |  | 4 |  | 1055 | 124 | >0.5 | [5 empty] | 57 |  |  | 50000 | [7 empty] | G95 | Clear |  | 95 |  | 15000 |  |  | 136 |  |  |  | Instant on | [19 empty] | Yes | [8 empty] | No | [32 empty] | B22 | Tungsram | 80 | 2700 | 2700 | 1055 | 8.5 |  | Available
93115956 | LED Fil G95 8.5W 827 E27 CL TU | image | datasheet | deeplink |  | 300 |  |  |  |  | E | [9 empty] | <0.5 s | 8.5 | 220-240V | Standard | [5 empty] | 5994100047476 | 15994100047473 |  | -20°C | +40°C |  |  | 4 |  | 1055 | 124 | >0.5 | [5 empty] | 57 |  |  | 50000 | [7 empty] | G95 | Clear |  | 95 |  | 15000 |  |  | 138 |  |  |  | Instant on | [19 empty] | Yes | [8 empty] | No | [32 empty] | E27 | Tungsram | 80 | 2700 | 2700 | 1055 | 8.5 |  | Available
93115955 | LED Fil ST64 10W 827 B22 CL TU | image | datasheet | deeplink |  | 300 |  |  |  |  | D | [9 empty] | <0.5 s | 10 | 220-240V | Standard | [5 empty] | 5994100047469 | 15994100047466 |  | -20°C | +40°C |  |  | 10 |  | 1350 | 135 | >0.5 | [5 empty] | 51 |  |  | 50000 | [7 empty] | ST64 | Clear |  | 64 |  | 15000 |  |  | 138 |  |  |  | Instant on | [19 empty] | Yes | [8 empty] | No | [32 empty] | B22 | Tungsram | 80 | 2700 | 2700 | 1350 | 10 |  | Available
93115954 | LED Fil ST64 10W 827 E27 CL TU | image | datasheet | deeplink |  | 300 |  |  |  |  | D | [9 empty] | <0.5 s | 10 | 220-240V | Standard | [5 empty] | 5994100047452 | 15994100047459 |  | -20°C | +40°C |  |  | 10 |  | 1350 | 135 | >0.5 | [5 empty] | 51 |  |  | 50000 | [7 empty] | ST64 | Clear |  | 64 |  | 15000 |  |  | 140 |  |  |  | Instant on | [19 empty] | Yes | [8 empty] | No | [32 empty] | E27 | Tungsram | 80 | 2700 | 2700 | 1350 | 10 |  | Available
93115953 | LED Fil ST64 8.5W 827 B22 CL TU | image | datasheet | deeplink |  | 300 |  |  |  |  | E | [9 empty] | <0.5 s | 8.5 | 220-240V | Standard | [5 empty] | 5994100047445 | 15994100047442 |  | -20°C | +40°C |  |  | 10 |  | 1055 | 124 | >0.5 | [5 empty] | 49 |  |  | 50000 | [7 empty] | ST64 | Clear |  | 64 |  | 15000 |  |  | 138 |  |  |  | Instant on | [19 empty] | Yes | [8 empty] | No | [32 empty] | B22 | Tungsram | 80 | 2700 | 2700 | 1055 | 8.5 |  | Available
93115952 | LED Fil ST64 8.5W 827 E27 CL TU | image | datasheet | deeplink |  | 300 |  |  |  |  | E | [9 empty] | <0.5 s | 8.5 | 220-240V | Standard | [5 empty] | 5994100047438 | 15994100047435 |  | -20°C | +40°C |  |  | 10 |  | 1055 | 124 | >0.5 | [5 empty] | 49 |  |  | 50000 | [7 empty] | ST64 | Clear |  | 64 |  | 15000 |  |  | 140 |  |  |  | Instant on | [19 empty] | Yes | [8 empty] | No | [32 empty] | E27 | Tungsram | 80 | 2700 | 2700 | 1055 | 8.5 |  | Available
93115951 | LED Fil A60 10W 865 B22 FR TU | image | datasheet | deeplink |  | 300 |  |  |  |  | D | [9 empty] | <0.5 s | 10 | 220-240V | Standard | [5 empty] | 5994100047421 | 15994100047428 |  | -20°C | +40°C |  |  | 10 |  | 1450 | 145 | >0.5 | [5 empty] | 35 |  |  | 50000 | [7 empty] | A60 | Frosted |  | 60 |  | 15000 |  |  | 102 |  |  |  | Instant on | [19 empty] | Yes | [8 empty] | No | [32 empty] | B22 | Tungsram | 80 | 6500 | 6500 | 1450 | 10 |  | Available
93115950 | LED Fil A60 10W 865 E27 FR TU | image | datasheet | deeplink |  | 300 |  |  |  |  | D | [9 empty] | <0.5 s | 10 | 220-240V | Standard | [5 empty] | 5994100047414 | 15994100047411 |  | -20°C | +40°C |  |  | 10 |  | 1450 | 145 | >0.5 | [5 empty] | 35 |  |  | 50000 | [6 empty] | 93118111 - LED Fil A60 10W 865 E27 FR TU DS | A60 | Frosted |  | 60 |  | 15000 |  |  | 104 |  |  |  | Instant on | [19 empty] | Yes | [8 empty] | No | [32 empty] | E27 | Tungsram | 80 | 6500 | 6500 | 1450 | 10 |  | Available
93115949 | LED Fil A60 10W 840 B22 FR TU | image | datasheet | deeplink |  | 300 |  |  |  |  | D | [9 empty] | <0.5 s | 10 | 220-240V | Standard | [5 empty] | 5994100047407 | 15994100047404 |  | -20°C | +40°C |  |  | 10 |  | 1450 | 145 | >0.5 | [5 empty] | 35 |  |  | 50000 | [7 empty] | A60 | Frosted |  | 60 |  | 15000 |  |  | 102 |  |  |  | Instant on | [19 empty] | Yes | [8 empty] | No | [32 empty] | B22 | Tungsram | 80 | 4000 | 4000 | 1450 | 10 |  | Available
93115948 | LED Fil A60 10W 840 E27 FR TU | image | datasheet | deeplink |  | 300 |  |  |  |  | D | [9 empty] | <0.5 s | 10 | 220-240V | Standard | [5 empty] | 5994100047391 | 15994100047398 |  | -20°C | +40°C |  |  | 10 |  | 1450 | 145 | >0.5 | [5 empty] | 35 |  |  | 50000 | [6 empty] | 93118110 - LED Fil A60 10W 840 E27 FR TU DS | A60 | Frosted |  | 60 |  | 15000 |  |  | 104 |  |  |  | Instant on | [19 empty] | Yes | [8 empty] | No | [32 empty] | E27 | Tungsram | 80 | 4000 | 4000 | 1450 | 10 |  | Available
93115947 | LED Fil A60 10W 827 B22 FR TU | image | datasheet | deeplink |  | 300 |  |  |  |  | D | [9 empty] | <0.5 s | 10 | 220-240V | Standard | [5 empty] | 5994100047384 | 15994100047381 |  | -20°C | +40°C |  |  | 10 |  | 1350 | 135 | >0.5 | [5 empty] | 35 |  |  | 50000 | [7 empty] | A60 | Frosted |  | 60 |  | 15000 |  |  | 102 |  |  |  | Instant on | [19 empty] | Yes | [8 empty] | No | [32 empty] | B22 | Tungsram | 80 | 2700 | 2700 | 1350 | 10 |  | Available
93115946 | LED Fil A60 10W 827 E27 FR TU | image | datasheet | deeplink |  | 300 |  |  |  |  | D | [9 empty] | <0.5 s | 10 | 220-240V | Standard | [5 empty] | 5994100047377 | 15994100047374 |  | -20°C | +40°C |  |  | 10 |  | 1350 | 135 | >0.5 | [5 empty] | 35 |  |  | 50000 | [6 empty] | 93118109 - LED Fil A60 10W 827 E27 FR TU DS | A60 | Frosted |  | 60 |  | 15000 |  |  | 104 |  |  |  | Instant on | [19 empty] | Yes | [8 empty] | No | [32 empty] | E27 | Tungsram | 80 | 2700 | 2700 | 1350 | 10 |  | Available
93115945 | LED Fil A60 10W 827 B22 CL TU | image | datasheet | deeplink |  | 300 |  |  |  |  | D | [9 empty] | <0.5 s | 10 | 220-240V | Standard | [5 empty] | 5994100047360 | 15994100047367 |  | -20°C | +40°C |  |  | 10 |  | 1350 | 135 | >0.5 | [5 empty] | 35 |  |  | 50000 | [7 empty] | A60 | Clear |  | 60 |  | 15000 |  |  | 102 |  |  |  | Instant on | [19 empty] | Yes | [8 empty] | No | [32 empty] | B22 | Tungsram | 80 | 2700 | 2700 | 1350 | 10 |  | Available
93115944 | LED Fil A60 10W 827 E27 CL TU | image | datasheet | deeplink |  | 300 |  |  |  |  | D | [9 empty] | <0.5 s | 10 | 220-240V | Standard | [5 empty] | 5994100047353 | 15994100047350 |  | -20°C | +40°C |  |  | 10 |  | 1350 | 135 | >0.5 | [5 empty] | 35 |  |  | 50000 | [6 empty] | 93118108 - LED Fil A60 10W 827 E27 CL TU DS | A60 | Clear |  | 60 |  | 15000 |  |  | 104 |  |  |  | Instant on | [19 empty] | Yes | [8 empty] | No | [32 empty] | E27 | Tungsram | 80 | 2700 | 2700 | 1350 | 10 |  | Available
93115943 | LED Fil A60 8.5W 840 B22 FR TU | image | datasheet | deeplink |  | 300 |  |  |  |  | E | [9 empty] | <0.5 s | 8.5 | 220-240V | Standard | [5 empty] | 5994100047346 | 15994100047343 |  | -20°C | +40°C |  |  | 10 |  | 1055 | 124 | >0.5 | [5 empty] | 33 |  |  | 50000 | [7 empty] | A60 | Frosted |  | 60 |  | 15000 |  |  | 102 |  |  |  | Instant on | [19 empty] | Yes | [8 empty] | No | [32 empty] | B22 | Tungsram | 80 | 4000 | 4000 | 1055 | 8.5 |  | Available
93115942 | LED Fil A60 8.5W 840 E27 FR TU | image | datasheet | deeplink |  | 300 |  |  |  |  | E | [9 empty] | <0.5 s | 8.5 | 220-240V | Standard | [5 empty] | 5994100047339 | 15994100047336 |  | -20°C | +40°C |  |  | 10 |  | 1055 | 124 | >0.5 | [5 empty] | 33 |  |  | 50000 | [6 empty] | 93118107 - LED Fil A60 8.5W 840 E27 FR TU DS | A60 | Frosted |  | 60 |  | 15000 |  |  | 104 |  |  |  | Instant on | [19 empty] | Yes | [8 empty] | No | [32 empty] | E27 | Tungsram | 80 | 4000 | 4000 | 1055 | 8.5 |  | Available
93115941 | LED Fil A60 8.5W 827 B22 FR TU | image | datasheet | deeplink |  | 300 |  |  |  |  | E | [9 empty] | <0.5 s | 8.5 | 220-240V | Standard | [5 empty] | 5994100047322 | 15994100047329 |  | -20°C | +40°C |  |  | 10 |  | 1055 | 124 | >0.5 | [5 empty] | 33 |  |  | 50000 | [7 empty] | A60 | Frosted |  | 60 |  | 15000 |  |  | 102 |  |  |  | Instant on | [19 empty] | Yes | [8 empty] | No | [32 empty] | B22 | Tungsram | 80 | 2700 | 2700 | 1055 | 8.5 |  | Available
93115940 | LED Fil A60 8.5W 827 E27 FR TU | image | datasheet | deeplink |  | 300 |  |  |  |  | E | [9 empty] | <0.5 s | 8.5 | 220-240V | Standard | [5 empty] | 5994100047315 | 15994100047312 |  | -20°C | +40°C |  |  | 10 |  | 1055 | 124 | >0.5 | [5 empty] | 33 |  |  | 50000 | [6 empty] | 93118106 - LED Fil A60 8.5W 827 E27 FR TU DS | A60 | Frosted |  | 60 |  | 15000 |  |  | 104 |  |  |  | Instant on | [19 empty] | Yes | [8 empty] | No | [32 empty] | E27 | Tungsram | 80 | 2700 | 2700 | 1055 | 8.5 |  | Available
93115939 | LED Fil A60 8.5W 827 B22 CL TU | image | datasheet | deeplink |  | 300 |  |  |  |  | E | [9 empty] | <0.5 s | 8.5 | 220-240V | Standard | [5 empty] | 5994100046509 | 15994100046506 |  | -20°C | +40°C |  |  | 10 |  | 1055 | 124 | >0.5 | [5 empty] | 33 |  |  | 50000 | [7 empty] | A60 | Clear |  | 60 |  | 15000 |  |  | 102 |  |  |  | Instant on | [19 empty] | Yes | [8 empty] | No | [32 empty] | B22 | Tungsram | 80 | 2700 | 2700 | 1055 | 8.5 |  | Available
93115938 | LED Fil A60 8.5W 827 E27 CL TU | image | datasheet | deeplink |  | 300 |  |  |  |  | E | [9 empty] | <0.5 s | 8.5 | 220-240V | Standard | [5 empty] | 5994100046493 | 15994100046490 |  | -20°C | +40°C |  |  | 10 |  | 1055 | 124 | >0.5 | [5 empty] | 33 |  |  | 50000 | [6 empty] | 93118105 - LED Fil A60 8.5W 827 E27 CL TU DS | A60 | Clear |  | 60 |  | 15000 |  |  | 104 |  |  |  | Instant on | [19 empty] | Yes | [8 empty] | No | [32 empty] | E27 | Tungsram | 80 | 2700 | 2700 | 1055 | 8.5 |  | Available
93115574 | LED Fil Golf 7W 840 B22 FR TU | image | datasheet | deeplink |  | 300 |  |  |  |  | E | [9 empty] | <0.5 s | 7 | 220-240V | Standard | [5 empty] | 5994100043669 | 15994100043666 |  | -20°C | +40°C |  |  | 10 |  | 806 | 115 | >0.5 | [5 empty] | 17 |  |  | 50000 | [7 empty] | P45 | Frosted |  | 45 |  | 15000 |  |  | 77 |  |  |  | Instant on | [19 empty] | Yes | [8 empty] | No | [32 empty] | B22 | Tungsram | 80 | 4000 | 4000 | 806 | 7 |  | Available
93115573 | LED Fil Golf 7W 840 E27 FR TU | image | datasheet | deeplink |  | 300 |  |  |  |  | E | [9 empty] | <0.5 s | 7 | 220-240V | Standard | [5 empty] | 5994100043652 | 15994100043659 |  | -20°C | +40°C |  |  | 10 |  | 806 | 115 | >0.5 | [5 empty] | 17 |  |  | 50000 | [6 empty] | 93118104 - LED Fil Golf 7W 840 E27 FR TU DS | P45 | Frosted |  | 45 |  | 15000 |  |  | 79 |  |  |  | Instant on | [19 empty] | Yes | [8 empty] | No | [32 empty] | E27 | Tungsram | 80 | 4000 | 4000 | 806 | 7 |  | Available
93115572 | LED Fil Golf 7W 840 E14 FR TU | image | datasheet | deeplink |  | 300 |  |  |  |  | E | [9 empty] | <0.5 s | 7 | 220-240V | Standard | [5 empty] | 5994100043645 | 15994100043642 |  | -20°C | +40°C |  |  | 10 |  | 806 | 115 | >0.5 | [5 empty] | 15 |  |  | 50000 | [6 empty] | 93118103 - LED Fil Golf 7W 840 E14 FR TU DS | P45 | Frosted |  | 45 |  | 15000 |  |  | 79 |  |  |  | Instant on | [19 empty] | Yes | [8 empty] | No | [32 empty] | E14 | Tungsram | 80 | 4000 | 4000 | 806 | 7 |  | Available
93115571 | LED Fil Golf 7W 827 B22 FR TU | image | datasheet | deeplink |  | 300 |  |  |  |  | E | [9 empty] | <0.5 s | 7 | 220-240V | Standard | [5 empty] | 5994100043638 | 15994100043635 |  | -20°C | +40°C |  |  | 10 |  | 806 | 115 | >0.5 | [5 empty] | 17 |  |  | 50000 | [7 empty] | P45 | Frosted |  | 45 |  | 15000 |  |  | 77 |  |  |  | Instant on | [19 empty] | Yes | [8 empty] | No | [32 empty] | B22 | Tungsram | 80 | 2700 | 2700 | 806 | 7 |  | Available
93115570 | LED Fil Golf 7W 827 E27 FR TU | image | datasheet | deeplink |  | 300 |  |  |  |  | E | [9 empty] | <0.5 s | 7 | 220-240V | Standard | [5 empty] | 5994100043621 | 15994100043628 |  | -20°C | +40°C |  |  | 10 |  | 806 | 115 | >0.5 | [5 empty] | 17 |  |  | 50000 | [6 empty] | 93118102 - LED Fil Golf 7W 827 E27 FR TU DS | P45 | Frosted |  | 45 |  | 15000 |  |  | 79 |  |  |  | Instant on | [19 empty] | Yes | [8 empty] | No | [32 empty] | E27 | Tungsram | 80 | 2700 | 2700 | 806 | 7 |  | Available
93115569 | LED Fil Golf 7W 827 E14 FR TU | image | datasheet | deeplink |  | 300 |  |  |  |  | E | [9 empty] | <0.5 s | 7 | 220-240V | Standard | [5 empty] | 5994100043614 | 15994100043611 |  | -20°C | +40°C |  |  | 10 |  | 806 | 115 | >0.5 | [5 empty] | 15 |  |  | 50000 | [6 empty] | 93118101 - LED Fil Golf 7W 827 E14 FR TU DS | P45 | Frosted |  | 45 |  | 15000 |  |  | 79 |  |  |  | Instant on | [19 empty] | Yes | [8 empty] | No | [32 empty] | E14 | Tungsram | 80 | 2700 | 2700 | 806 | 7 |  | Available
93115568 | LED Fil Golf 7W 827 B22 CL TU | image | datasheet | deeplink |  | 300 |  |  |  |  | E | [9 empty] | <0.5 s | 7 | 220-240V | Standard | [5 empty] | 5994100043607 | 15994100043604 |  | -20°C | +40°C |  |  | 10 |  | 806 | 115 | >0.5 | [5 empty] | 17 |  |  | 50000 | [7 empty] | P45 | Clear |  | 45 |  | 15000 |  |  | 77 |  |  |  | Instant on | [19 empty] | Yes | [8 empty] | No | [32 empty] | B22 | Tungsram | 80 | 2700 | 2700 | 806 | 7 |  | Available
93115567 | LED Fil Golf 7W 827 E27 CL TU | image | datasheet | deeplink |  | 300 |  |  |  |  | E | [9 empty] | <0.5 s | 7 | 220-240V | Standard | [5 empty] | 5994100043591 | 15994100043598 |  | -20°C | +40°C |  |  | 10 |  | 806 | 115 | >0.5 | [5 empty] | 17 |  |  | 50000 | [6 empty] | 93118100 - LED Fil Golf 7W 827 E27 CL TU DS | P45 | Clear |  | 45 |  | 15000 |  |  | 79 |  |  |  | Instant on | [19 empty] | Yes | [8 empty] | No | [32 empty] | E27 | Tungsram | 80 | 2700 | 2700 | 806 | 7 |  | Available
93115566 | LED Fil Golf 7W 827 E14 CL TU | image | datasheet | deeplink |  | 300 |  |  |  |  | E | [9 empty] | <0.5 s | 7 | 220-240V | Standard | [5 empty] | 5994100043584 | 15994100043581 |  | -20°C | +40°C |  |  | 10 |  | 806 | 115 | >0.5 | [5 empty] | 15 |  |  | 50000 | [6 empty] | 93118099 - LED Fil Golf 7W 827 E14 CL TU DS | P45 | Clear |  | 45 |  | 15000 |  |  | 79 |  |  |  | Instant on | [19 empty] | Yes | [8 empty] | No | [32 empty] | E14 | Tungsram | 80 | 2700 | 2700 | 806 | 7 |  | Available
93115565 | LED Fil Golf 4.5W 865 B22 FR TU | image | datasheet | deeplink |  | 300 |  |  |  |  | F | [9 empty] | <0.5 s | 4.5 | 220-240V | Standard | [5 empty] | 5994100043577 | 15994100043574 |  | -20°C | +40°C |  |  | 10 |  | 470 | 104 | >0.5 | [5 empty] | 17 |  |  | 50000 | [7 empty] | P45 | Frosted |  | 45 |  | 15000 |  |  | 77 |  |  |  | Instant on | [19 empty] | Yes | [8 empty] | No | [32 empty] | B22 | Tungsram | 80 | 6500 | 6500 | 470 | 4.5 |  | Available
93115564 | LED Fil Golf 4.5W 865 E27 FR TU | image | datasheet | deeplink |  | 300 |  |  |  |  | F | [9 empty] | <0.5 s | 4.5 | 220-240V | Standard | [5 empty] | 5994100043560 | 15994100043567 |  | -20°C | +40°C |  |  | 10 |  | 470 | 104 | >0.5 | [5 empty] | 17 |  |  | 50000 | [6 empty] | 93118098 - LED Fil Golf 4.5W 865 E27 FR TU DS | P45 | Frosted |  | 45 |  | 15000 |  |  | 79 |  |  |  | Instant on | [19 empty] | Yes | [8 empty] | No | [32 empty] | E27 | Tungsram | 80 | 6500 | 6500 | 470 | 4.5 |  | Available
93115563 | LED Fil Golf 4.5W 865 E14 FR TU | image | datasheet | deeplink |  | 300 |  |  |  |  | F | [9 empty] | <0.5 s | 4.5 | 220-240V | Standard | [5 empty] | 5994100043553 | 15994100043550 |  | -20°C | +40°C |  |  | 10 |  | 470 | 104 | >0.5 | [5 empty] | 15 |  |  | 50000 | [6 empty] | 93118097 - LED Fil Golf 4.5W 865 E14 FR TU DS | P45 | Frosted |  | 45 |  | 15000 |  |  | 79 |  |  |  | Instant on | [19 empty] | Yes | [8 empty] | No | [32 empty] | E14 | Tungsram | 80 | 6500 | 6500 | 470 | 4.5 |  | Available
93115562 | LED Fil Golf 4.5W 840 B22 FR TU | image | datasheet | deeplink |  | 300 |  |  |  |  | F | [9 empty] | <0.5 s | 4.5 | 220-240V | Standard | [5 empty] | 5994100043546 | 15994100043543 |  | -20°C | +40°C |  |  | 10 |  | 470 | 104 | >0.5 | [5 empty] | 17 |  |  | 50000 | [7 empty] | P45 | Frosted |  | 45 |  | 15000 |  |  | 77 |  |  |  | Instant on | [19 empty] | Yes | [8 empty] | No | [32 empty] | B22 | Tungsram | 80 | 4000 | 4000 | 470 | 4.5 |  | Available
93115561 | LED Fil Golf 4.5W 840 E27 FR TU | image | datasheet | deeplink |  | 300 |  |  |  |  | F | [9 empty] | <0.5 s | 4.5 | 220-240V | Standard | [5 empty] | 5994100043539 | 15994100043536 |  | -20°C | +40°C |  |  | 10 |  | 470 | 104 | >0.5 | [5 empty] | 17 |  |  | 50000 | [6 empty] | 93118096 - LED Fil Golf 4.5W 840 E27 FR TU DS | P45 | Frosted |  | 45 |  | 15000 |  |  | 79 |  |  |  | Instant on | [19 empty] | Yes | [8 empty] | No | [32 empty] | E27 | Tungsram | 80 | 4000 | 4000 | 470 | 4.5 |  | Available
93115560 | LED Fil Golf 4.5W 840 E14 FR TU | image | datasheet | deeplink |  | 300 |  |  |  |  | F | [9 empty] | <0.5 s | 4.5 | 220-240V | Standard | [5 empty] | 5994100063261 | 15994100043529 |  | -20°C | +40°C |  |  | 10 |  | 470 | 104 | >0.5 | [5 empty] | 15 |  |  | 50000 | [6 empty] | 93118095 - LED Fil Golf 4.5W 840 E14 FR TU DS | P45 | Frosted |  | 45 |  | 15000 |  |  | 79 |  |  |  | Instant on | [19 empty] | Yes | [8 empty] | No | [32 empty] | E14 | Tungsram | 80 | 4000 | 4000 | 470 | 4.5 |  | Available
93115559 | LED Fil Golf 4.5W 827 B22 FR TU | image | datasheet | deeplink |  | 300 |  |  |  |  | F | [9 empty] | <0.5 s | 4.5 | 220-240V | Standard | [5 empty] | 5994100043515 | 15994100043512 |  | -20°C | +40°C |  |  | 10 |  | 470 | 104 | >0.5 | [5 empty] | 17 |  |  | 50000 | [7 empty] | P45 | Frosted |  | 45 |  | 15000 |  |  | 77 |  |  |  | Instant on | [19 empty] | Yes | [8 empty] | No | [32 empty] | B22 | Tungsram | 80 | 2700 | 2700 | 470 | 4.5 |  | Available
93115558 | LED Fil Golf 4.5W 827 E27 FR TU | image | datasheet | deeplink |  | 300 |  |  |  |  | F | [9 empty] | <0.5 s | 4.5 | 220-240V | Standard | [5 empty] | 5994100043508 | 15994100043505 |  | -20°C | +40°C |  |  | 10 |  | 470 | 104 | >0.5 | [5 empty] | 17 |  |  | 50000 | [6 empty] | 93118094 - LED Fil Golf 4.5W 827 E27 FR TU DS | P45 | Frosted |  | 45 |  | 15000 |  |  | 79 |  |  |  | Instant on | [19 empty] | Yes | [8 empty] | No | [32 empty] | E27 | Tungsram | 80 | 2700 | 2700 | 470 | 4.5 |  | Available
93115557 | LED Fil Golf 4.5W 827 E14 FR TU | image | datasheet | deeplink |  | 300 |  |  |  |  | F | [9 empty] | <0.5 s | 4.5 | 220-240V | Standard | [5 empty] | 5994100091011 | 15994100043499 |  | -20°C | +40°C |  |  | 10 |  | 470 | 104 | >0.5 | [5 empty] | 15 |  |  | 50000 | [6 empty] | 93118093 - LED Fil Golf 4.5W 827 E14 FR TU DS | P45 | Frosted |  | 45 |  | 15000 |  |  | 79 |  |  |  | Instant on | [19 empty] | Yes | [8 empty] | No | [32 empty] | E14 | Tungsram | 80 | 2700 | 2700 | 470 | 4.5 |  | Available
93115556 | LED Fil Golf 4.5W 827 B22 CL TU | image | datasheet | deeplink |  | 300 |  |  |  |  | F | [9 empty] | <0.5 s | 4.5 | 220-240V | Standard | [5 empty] | 5994100043485 | 15994100043482 |  | -20°C | +40°C |  |  | 10 |  | 470 | 104 | >0.5 | [5 empty] | 17 |  |  | 50000 | [7 empty] | P45 | Clear |  | 45 |  | 15000 |  |  | 77 |  |  |  | Instant on | [19 empty] | Yes | [8 empty] | No | [32 empty] | B22 | Tungsram | 80 | 2700 | 2700 | 470 | 4.5 |  | Available
93115555 | LED Fil Golf 4.5W 827 E27 CL TU | image | datasheet | deeplink |  | 300 |  |  |  |  | F | [9 empty] | <0.5 s | 4.5 | 220-240V | Standard | [5 empty] | 5994100043478 | 15994100043475 |  | -20°C | +40°C |  |  | 10 |  | 470 | 104 | >0.5 | [5 empty] | 17 |  |  | 50000 | [6 empty] | 93118092 - LED Fil Golf 4.5W 827 E27 CL TU DS | P45 | Clear |  | 45 |  | 15000 |  |  | 79 |  |  |  | Instant on | [19 empty] | Yes | [8 empty] | No | [32 empty] | E27 | Tungsram | 80 | 2700 | 2700 | 470 | 4.5 |  | Available
93115554 | LED Fil Golf 4.5W 827 E14 CL TU | image | datasheet | deeplink |  | 300 |  |  |  |  | F | [9 empty] | <0.5 s | 4.5 | 220-240V | Standard | [5 empty] | 5994100043461 | 15994100043468 |  | -20°C | +40°C |  |  | 10 |  | 470 | 104 | >0.5 | [5 empty] | 15 |  |  | 50000 | [6 empty] | 93118091 - LED Fil Golf 4.5W 827 E14 CL TU DS | P45 | Clear |  | 45 |  | 15000 |  |  | 79 |  |  |  | Instant on | [19 empty] | Yes | [8 empty] | No | [32 empty] | E14 | Tungsram | 80 | 2700 | 2700 | 470 | 4.5 |  | Available
93115553 | LED Fil Golf 2.5W 865 B22 FR TU | image | datasheet | deeplink |  | 300 |  |  |  |  | F | [9 empty] | <0.5 s | 2.5 | 220-240V | Standard | [5 empty] | 5994100043454 | 15994100043451 |  | -20°C | +40°C |  |  | 10 |  | 250 | 100 | >0.5 | [5 empty] | 17 |  |  | 50000 | [7 empty] | P45 | Frosted |  | 45 |  | 15000 |  |  | 77 |  |  |  | Instant on | [19 empty] | Yes | [8 empty] | No | [32 empty] | B22 | Tungsram | 80 | 6500 | 6500 | 250 | 2.5 |  | Available
93115552 | LED Fil Golf 2.5W 865 E27 FR TU | image | datasheet | deeplink |  | 300 |  |  |  |  | F | [9 empty] | <0.5 s | 2.5 | 220-240V | Standard | [5 empty] | 5994100043447 | 15994100043444 |  | -20°C | +40°C |  |  | 10 |  | 250 | 100 | >0.5 | [5 empty] | 17 |  |  | 50000 | [6 empty] | 93118090 - LED Fil Golf 2.5W 865 E27 FR TU DS | P45 | Frosted |  | 45 |  | 15000 |  |  | 79 |  |  |  | Instant on | [19 empty] | Yes | [8 empty] | No | [32 empty] | E27 | Tungsram | 80 | 6500 | 6500 | 250 | 2.5 |  | Available
93115551 | LED Fil Golf 2.5W 865 E14 FR TU | image | datasheet | deeplink |  | 300 |  |  |  |  | F | [9 empty] | <0.5 s | 2.5 | 220-240V | Standard | [5 empty] | 5994100043430 | 15994100043437 |  | -20°C | +40°C |  |  | 10 |  | 250 | 100 | >0.5 | [5 empty] | 15 |  |  | 50000 | [6 empty] | 93118089 - LED Fil Golf 2.5W 865 E14 FR TU DS | P45 | Frosted |  | 45 |  | 15000 |  |  | 79 |  |  |  | Instant on | [19 empty] | Yes | [8 empty] | No | [32 empty] | E14 | Tungsram | 80 | 6500 | 6500 | 250 | 2.5 |  | Available
93115550 | LED Fil Golf 2.5W 840 B22 FR TU | image | datasheet | deeplink |  | 300 |  |  |  |  | F | [9 empty] | <0.5 s | 2.5 | 220-240V | Standard | [5 empty] | 5994100043423 | 15994100043420 |  | -20°C | +40°C |  |  | 10 |  | 250 | 100 | >0.5 | [5 empty] | 17 |  |  | 50000 | [7 empty] | P45 | Frosted |  | 45 |  | 15000 |  |  | 77 |  |  |  | Instant on | [19 empty] | Yes | [8 empty] | No | [32 empty] | B22 | Tungsram | 80 | 4000 | 4000 | 250 | 2.5 |  | Available
93115549 | LED Fil Golf 2.5W 840 E27 FR TU | image | datasheet | deeplink |  | 300 |  |  |  |  | F | [9 empty] | <0.5 s | 2.5 | 220-240V | Standard | [5 empty] | 5994100043416 | 15994100043413 |  | -20°C | +40°C |  |  | 10 |  | 250 | 100 | >0.5 | [5 empty] | 17 |  |  | 50000 | [6 empty] | 93118088 - LED Fil Golf 2.5W 840 E27 FR TU DS | P45 | Frosted |  | 45 |  | 15000 |  |  | 79 |  |  |  | Instant on | [19 empty] | Yes | [8 empty] | No | [32 empty] | E27 | Tungsram | 80 | 4000 | 4000 | 250 | 2.5 |  | Available
93115548 | LED Fil Golf 2.5W 840 E14 FR TU | image | datasheet | deeplink |  | 300 |  |  |  |  | F | [9 empty] | <0.5 s | 2.5 | 220-240V | Standard | [5 empty] | 5994100043409 | 15994100043406 |  | -20°C | +40°C |  |  | 10 |  | 250 | 100 | >0.5 | [5 empty] | 15 |  |  | 50000 | [6 empty] | 93118087 - LED Fil Golf 2.5W 840 E14 FR TU DS | P45 | Frosted |  | 45 |  | 15000 |  |  | 79 |  |  |  | Instant on | [19 empty] | Yes | [8 empty] | No | [32 empty] | E14 | Tungsram | 80 | 4000 | 4000 | 250 | 2.5 |  | Available
93115547 | LED Fil Golf 2.5W 827 B22 FR TU | image | datasheet | deeplink |  | 300 |  |  |  |  | F | [9 empty] | <0.5 s | 2.5 | 220-240V | Standard | [5 empty] | 5994100043393 | 15994100043390 |  | -20°C | +40°C |  |  | 10 |  | 250 | 100 | >0.5 | [5 empty] | 17 |  |  | 50000 | [7 empty] | P45 | Frosted |  | 45 |  | 15000 |  |  | 77 |  |  |  | Instant on | [19 empty] | Yes | [8 empty] | No | [32 empty] | B22 | Tungsram | 80 | 2700 | 2700 | 250 | 2.5 |  | Available
93115546 | LED Fil Golf 2.5W 827 E27 FR TU | image | datasheet | deeplink |  | 300 |  |  |  |  | F | [9 empty] | <0.5 s | 2.5 | 220-240V | Standard | [5 empty] | 5994100043386 | 15994100043383 |  | -20°C | +40°C |  |  | 10 |  | 250 | 100 | >0.5 | [5 empty] | 17 |  |  | 50000 | [6 empty] | 93118086 - LED Fil Golf 2.5W 827 E27 FR TU DS | P45 | Frosted |  | 45 |  | 15000 |  |  | 79 |  |  |  | Instant on | [19 empty] | Yes | [8 empty] | No | [32 empty] | E27 | Tungsram | 80 | 2700 | 2700 | 250 | 2.5 |  | Available
93115545 | LED Fil Golf 2.5W 827 E14 FR TU | image | datasheet | deeplink |  | 300 |  |  |  |  | F | [9 empty] | <0.5 s | 2.5 | 220-240V | Standard | [5 empty] | 5994100043379 | 15994100043376 |  | -20°C | +40°C |  |  | 10 |  | 250 | 100 | >0.5 | [5 empty] | 15 |  |  | 50000 | [6 empty] | 93118085 - LED Fil Golf 2.5W 827 E14 FR TU DS | P45 | Frosted |  | 45 |  | 15000 |  |  | 79 |  |  |  | Instant on | [19 empty] | Yes | [8 empty] | No | [32 empty] | E14 | Tungsram | 80 | 2700 | 2700 | 250 | 2.5 |  | Available
93115544 | LED Fil Golf 2.5W 827 B22 CL TU | image | datasheet | deeplink |  | 300 |  |  |  |  | F | [9 empty] | <0.5 s | 2.5 | 220-240V | Standard | [5 empty] | 5994100043362 | 15994100043369 |  | -20°C | +40°C |  |  | 10 |  | 250 | 100 | >0.5 | [5 empty] | 17 |  |  | 50000 | [7 empty] | P45 | Clear |  | 45 |  | 15000 |  |  | 77 |  |  |  | Instant on | [19 empty] | Yes | [8 empty] | No | [32 empty] | B22 | Tungsram | 80 | 2700 | 2700 | 250 | 2.5 |  | Available
93115543 | LED Fil Golf 2.5W 827 E27 CL TU | image | datasheet | deeplink |  | 300 |  |  |  |  | F | [9 empty] | <0.5 s | 2.5 | 220-240V | Standard | [5 empty] | 5994100043355 | 15994100043352 |  | -20°C | +40°C |  |  | 10 |  | 250 | 100 | >0.5 | [5 empty] | 17 |  |  | 50000 | [6 empty] | 93118084 - LED Fil Golf 2.5W 827 E27 CL TU DS | P45 | Clear |  | 45 |  | 15000 |  |  | 79 |  |  |  | Instant on | [19 empty] | Yes | [8 empty] | No | [32 empty] | E27 | Tungsram | 80 | 2700 | 2700 | 250 | 2.5 |  | Available
93115542 | LED Fil Golf 2.5W 827 E14 CL TU | image | datasheet | deeplink |  | 300 |  |  |  |  | F | [9 empty] | <0.5 s | 2.5 | 220-240V | Standard | [5 empty] | 5994100043348 | 15994100043345 |  | -20°C | +40°C |  |  | 10 |  | 250 | 100 | >0.5 | [5 empty] | 15 |  |  | 50000 | [6 empty] | 93118083 - LED Fil Golf 2.5W 827 E14 CL TU DS | P45 | Clear |  | 45 |  | 15000 |  |  | 79 |  |  |  | Instant on | [19 empty] | Yes | [8 empty] | No | [32 empty] | E14 | Tungsram | 80 | 2700 | 2700 | 250 | 2.5 |  | Available
93115541 | LED Fil Candle 7W 840 B22 FR TU | image | datasheet | deeplink |  | 300 |  |  |  |  | E | [9 empty] | <0.5 s | 7 | 220-240V | Standard | [5 empty] | 5994100043331 | 15994100043338 |  | -20°C | +40°C |  |  | 10 |  | 806 | 115 | >0.5 | [5 empty] | 16 |  |  | 50000 | [7 empty] | B35 | Frosted |  | 35 |  | 15000 |  |  | 93 |  |  |  | Instant on | [19 empty] | Yes | [8 empty] | No | [32 empty] | B22 | Tungsram | 80 | 4000 | 4000 | 806 | 7 |  | Available
93115540 | LED Fil Candle 7W 840 E27 FR TU | image | datasheet | deeplink |  | 300 |  |  |  |  | E | [9 empty] | <0.5 s | 7 | 220-240V | Standard | [5 empty] | 5994100043324 | 15994100043321 |  | -20°C | +40°C |  |  | 10 |  | 806 | 115 | >0.5 | [5 empty] | 16 |  |  | 50000 | [6 empty] | 93118082 - LED Fil Candle 7W 840 E27 FR TU DS | B35 | Frosted |  | 35 |  | 15000 |  |  | 95 |  |  |  | Instant on | [19 empty] | Yes | [8 empty] | No | [32 empty] | E27 | Tungsram | 80 | 4000 | 4000 | 806 | 7 |  | Available
93115539 | LED Fil Candle 7W 840 E14 FR TU | image | datasheet | deeplink |  | 300 |  |  |  |  | E | [9 empty] | <0.5 s | 7 | 220-240V | Standard | [5 empty] | 5994100043317 | 15994100043314 |  | -20°C | +40°C |  |  | 10 |  | 806 | 115 | >0.5 | [5 empty] | 14 |  |  | 50000 | [6 empty] | 93118081 - LED Fil Candle 7W 840 E14 FR TU DS | B35 | Frosted |  | 35 |  | 15000 |  |  | 97 |  |  |  | Instant on | [19 empty] | Yes | [8 empty] | No | [32 empty] | E14 | Tungsram | 80 | 4000 | 4000 | 806 | 7 |  | Available
93115538 | LED Fil Candle 7W 827 B22 FR TU | image | datasheet | deeplink |  | 300 |  |  |  |  | E | [9 empty] | <0.5 s | 7 | 220-240V | Standard | [5 empty] | 5994100043300 | 15994100043307 |  | -20°C | +40°C |  |  | 10 |  | 806 | 115 | >0.5 | [5 empty] | 16 |  |  | 50000 | [7 empty] | B35 | Frosted |  | 35 |  | 15000 |  |  | 93 |  |  |  | Instant on | [19 empty] | Yes | [8 empty] | No | [32 empty] | B22 | Tungsram | 80 | 2700 | 2700 | 806 | 7 |  | Available
93115537 | LED Fil Candle 7W 827 E27 FR TU | image | datasheet | deeplink |  | 300 |  |  |  |  | E | [9 empty] | <0.5 s | 7 | 220-240V | Standard | [5 empty] | 5994100043294 | 15994100043291 |  | -20°C | +40°C |  |  | 10 |  | 806 | 115 | >0.5 | [5 empty] | 16 |  |  | 50000 | [6 empty] | 93118080 - LED Fil Candle 7W 827 E27 FR TU DS | B35 | Frosted |  | 35 |  | 15000 |  |  | 95 |  |  |  | Instant on | [19 empty] | Yes | [8 empty] | No | [32 empty] | E27 | Tungsram | 80 | 2700 | 2700 | 806 | 7 |  | Available
93115536 | LED Fil Candle 7W 827 E14 FR TU | image | datasheet | deeplink |  | 300 |  |  |  |  | E | [9 empty] | <0.5 s | 7 | 220-240V | Standard | [5 empty] | 5994100043287 | 15994100043284 |  | -20°C | +40°C |  |  | 10 |  | 806 | 115 | >0.5 | [5 empty] | 14 |  |  | 50000 | [6 empty] | 93118079 - LED Fil Candle 7W 827 E14 FR TU DS | B35 | Frosted |  | 35 |  | 15000 |  |  | 97 |  |  |  | Instant on | [19 empty] | Yes | [8 empty] | No | [32 empty] | E14 | Tungsram | 80 | 2700 | 2700 | 806 | 7 |  | Available
93115535 | LED Fil Candle 7W 827 B22 CL TU | image | datasheet | deeplink |  | 300 |  |  |  |  | E | [9 empty] | <0.5 s | 7 | 220-240V | Standard | [5 empty] | 5994100043270 | 15994100043277 |  | -20°C | +40°C |  |  | 10 |  | 806 | 115 | >0.5 | [5 empty] | 16 |  |  | 50000 | [7 empty] | B35 | Clear |  | 35 |  | 15000 |  |  | 93 |  |  |  | Instant on | [19 empty] | Yes | [8 empty] | No | [32 empty] | B22 | Tungsram | 80 | 2700 | 2700 | 806 | 7 |  | Available
93115534 | LED Fil Candle 7W 827 E27 CL TU | image | datasheet | deeplink |  | 300 |  |  |  |  | E | [9 empty] | <0.5 s | 7 | 220-240V | Standard | [5 empty] | 5994100043263 | 15994100043260 |  | -20°C | +40°C |  |  | 10 |  | 806 | 115 | >0.5 | [5 empty] | 16 |  |  | 50000 | [6 empty] | 93118078 - LED Fil Candle 7W 827 E27 CL TU DS | B35 | Clear |  | 35 |  | 15000 |  |  | 95 |  |  |  | Instant on | [19 empty] | Yes | [8 empty] | No | [32 empty] | E27 | Tungsram | 80 | 2700 | 2700 | 806 | 7 |  | Available
93115533 | LED Fil Candle 7W 827 E14 CL TU | image | datasheet | deeplink |  | 300 |  |  |  |  | E | [9 empty] | <0.5 s | 7 | 220-240V | Standard | [5 empty] | 5994100090304 | 15994100043253 |  | -20°C | +40°C |  |  | 10 |  | 806 | 115 | >0.5 | [5 empty] | 14 |  |  | 50000 | [6 empty] | 93118077 - LED Fil Candle 7W 827 E14 CL TU DS | B35 | Clear |  | 35 |  | 15000 |  |  | 97 |  |  |  | Instant on | [19 empty] | Yes | [8 empty] | No | [32 empty] | E14 | Tungsram | 80 | 2700 | 2700 | 806 | 7 |  | Available
93115532 | LED Fil Candle 4.5W 865 B22 FR TU | image | datasheet | deeplink |  | 300 |  |  |  |  | F | [9 empty] | <0.5 s | 4.5 | 220-240V | Standard | [5 empty] | 5994100043249 | 15994100043246 |  | -20°C | +40°C |  |  | 10 |  | 470 | 104 | >0.5 | [5 empty] | 16 |  |  | 50000 | [7 empty] | B35 | Frosted |  | 35 |  | 15000 |  |  | 93 |  |  |  | Instant on | [19 empty] | Yes | [8 empty] | No | [32 empty] | B22 | Tungsram | 80 | 6500 | 6500 | 470 | 4.5 |  | Available
93115531 | LED Fil Candle 4.5W 865 E27 FR TU | image | datasheet | deeplink |  | 300 |  |  |  |  | F | [9 empty] | <0.5 s | 4.5 | 220-240V | Standard | [5 empty] | 5994100043232 | 15994100043239 |  | -20°C | +40°C |  |  | 10 |  | 470 | 104 | >0.5 | [5 empty] | 16 |  |  | 50000 | [6 empty] | 93118076 - LED Fil Candle 4.5W 865 E27 FR TU DS | B35 | Frosted |  | 35 |  | 15000 |  |  | 95 |  |  |  | Instant on | [19 empty] | Yes | [8 empty] | No | [32 empty] | E27 | Tungsram | 80 | 6500 | 6500 | 470 | 4.5 |  | Available
93115530 | LED Fil Candle 4.5W 865 E14 FR TU | image | datasheet | deeplink |  | 300 |  |  |  |  | F | [9 empty] | <0.5 s | 4.5 | 220-240V | Standard | [5 empty] | 5994100043225 | 15994100043222 |  | -20°C | +40°C |  |  | 10 |  | 470 | 104 | >0.5 | [5 empty] | 14 |  |  | 50000 | [6 empty] | 93118075 - LED Fil Candle 4.5W 865 E14 FR TU DS | B35 | Frosted |  | 35 |  | 15000 |  |  | 97 |  |  |  | Instant on | [19 empty] | Yes | [8 empty] | No | [32 empty] | E14 | Tungsram | 80 | 6500 | 6500 | 470 | 4.5 |  | Available
93115529 | LED Fil Candle 4.5W 840 B22 FR TU | image | datasheet | deeplink |  | 300 |  |  |  |  | F | [9 empty] | <0.5 s | 4.5 | 220-240V | Standard | [5 empty] | 5994100043218 | 15994100043215 |  | -20°C | +40°C |  |  | 10 |  | 470 | 104 | >0.5 | [5 empty] | 16 |  |  | 50000 | [7 empty] | B35 | Frosted |  | 35 |  | 15000 |  |  | 93 |  |  |  | Instant on | [19 empty] | Yes | [8 empty] | No | [32 empty] | B22 | Tungsram | 80 | 4000 | 4000 | 470 | 4.5 |  | Available
93115528 | LED Fil Candle 4.5W 840 E27 FR TU | image | datasheet | deeplink |  | 300 |  |  |  |  | F | [9 empty] | <0.5 s | 4.5 | 220-240V | Standard | [5 empty] | 5994100043201 | 15994100043208 |  | -20°C | +40°C |  |  | 10 |  | 470 | 104 | >0.5 | [5 empty] | 16 |  |  | 50000 | [6 empty] | 93118074 - LED Fil Candle 4.5W 840 E27 FR TU DS | B35 | Frosted |  | 35 |  | 15000 |  |  | 95 |  |  |  | Instant on | [19 empty] | Yes | [8 empty] | No | [32 empty] | E27 | Tungsram | 80 | 4000 | 4000 | 470 | 4.5 |  | Available
93115527 | LED Fil Candle 4.5W 840 E14 FR TU | image | datasheet | deeplink |  | 300 |  |  |  |  | F | [9 empty] | <0.5 s | 4.5 | 220-240V | Standard | [5 empty] | 5994100043195 | 15994100043192 |  | -20°C | +40°C |  |  | 10 |  | 470 | 104 | >0.5 | [5 empty] | 14 |  |  | 50000 | [6 empty] | 93118073 - LED Fil Candle 4.5W 840 E14 FR TU DS | B35 | Frosted |  | 35 |  | 15000 |  |  | 97 |  |  |  | Instant on | [19 empty] | Yes | [8 empty] | No | [32 empty] | E14 | Tungsram | 80 | 4000 | 4000 | 470 | 4.5 |  | Available
93115526 | LED Fil Candle 4.5W 827 B22 FR TU | image | datasheet | deeplink |  | 300 |  |  |  |  | F | [9 empty] | <0.5 s | 4.5 | 220-240V | Standard | [5 empty] | 5994100043188 | 15994100043185 |  | -20°C | +40°C |  |  | 10 |  | 470 | 104 | >0.5 | [5 empty] | 16 |  |  | 50000 | [7 empty] | B35 | Frosted |  | 35 |  | 15000 |  |  | 93 |  |  |  | Instant on | [19 empty] | Yes | [8 empty] | No | [32 empty] | B22 | Tungsram | 80 | 2700 | 2700 | 470 | 4.5 |  | Available
93115525 | LED Fil Candle 4.5W 827 E27 FR TU | image | datasheet | deeplink |  | 300 |  |  |  |  | F | [9 empty] | <0.5 s | 4.5 | 220-240V | Standard | [5 empty] | 5994100043171 | 15994100043178 |  | -20°C | +40°C |  |  | 10 |  | 470 | 104 | >0.5 | [5 empty] | 16 |  |  | 50000 | [6 empty] | 93118072 - LED Fil Candle 4.5W 827 E27 FR TU DS | B35 | Frosted |  | 35 |  | 15000 |  |  | 95 |  |  |  | Instant on | [19 empty] | Yes | [8 empty] | No | [32 empty] | E27 | Tungsram | 80 | 2700 | 2700 | 470 | 4.5 |  | Available
93115524 | LED Fil Candle 4.5W 827 E14 FR TU | image | datasheet | deeplink |  | 300 |  |  |  |  | F | [9 empty] | <0.5 s | 4.5 | 220-240V | Standard | [5 empty] | 5994100043164 | 15994100043161 |  | -20°C | +40°C |  |  | 10 |  | 470 | 104 | >0.5 | [5 empty] | 14 |  |  | 50000 | [6 empty] | 93118071 - LED Fil Candle 4.5W 827 E14 FR TU DS | B35 | Frosted |  | 35 |  | 15000 |  |  | 97 |  |  |  | Instant on | [19 empty] | Yes | [8 empty] | No | [32 empty] | E14 | Tungsram | 80 | 2700 | 2700 | 470 | 4.5 |  | Available
93115523 | LED Fil Candle 4.5W 827 B22 CL TU | image | datasheet | deeplink |  | 300 |  |  |  |  | F | [9 empty] | <0.5 s | 4.5 | 220-240V | Standard | [5 empty] | 5994100043157 | 15994100043154 |  | -20°C | +40°C |  |  | 10 |  | 470 | 104 | >0.5 | [5 empty] | 16 |  |  | 50000 | [7 empty] | B35 | Clear |  | 35 |  | 15000 |  |  | 93 |  |  |  | Instant on | [19 empty] | Yes | [8 empty] | No | [32 empty] | B22 | Tungsram | 80 | 2700 | 2700 | 470 | 4.5 |  | Available
93115522 | LED Fil Candle 4.5W 827 E27 CL TU | image | datasheet | deeplink |  | 300 |  |  |  |  | F | [9 empty] | <0.5 s | 4.5 | 220-240V | Standard | [5 empty] | 5994100043140 | 15994100043147 |  | -20°C | +40°C |  |  | 10 |  | 470 | 104 | >0.5 | [5 empty] | 16 |  |  | 50000 | [6 empty] | 93118070 - LED Fil Candle 4.5W 827 E27 CL TU DS | B35 | Clear |  | 35 |  | 15000 |  |  | 95 |  |  |  | Instant on | [19 empty] | Yes | [8 empty] | No | [32 empty] | E27 | Tungsram | 80 | 2700 | 2700 | 470 | 4.5 |  | Available
93115521 | LED Fil Candle 4.5W 827 E14 CL TU | image | datasheet | deeplink |  | 300 |  |  |  |  | F | [9 empty] | <0.5 s | 4.5 | 220-240V | Standard | [5 empty] | 5994100043133 | 15994100043130 |  | -20°C | +40°C |  |  | 10 |  | 470 | 104 | >0.5 | [5 empty] | 14 |  |  | 50000 | [6 empty] | 93118069 - LED Fil Candle 4.5W 827 E14 CL TU DS | B35 | Clear |  | 35 |  | 15000 |  |  | 97 |  |  |  | Instant on | [19 empty] | Yes | [8 empty] | No | [32 empty] | E14 | Tungsram | 80 | 2700 | 2700 | 470 | 4.5 |  | Available
93115520 | LED Fil Candle 2.5W 865 B22 FR TU | image | datasheet | deeplink |  | 300 |  |  |  |  | F | [9 empty] | <0.5 s | 2.5 | 220-240V | Standard | [5 empty] | 5994100043126 | 15994100043123 |  | -20°C | +40°C |  |  | 10 |  | 250 | 100 | >0.5 | [5 empty] | 16 |  |  | 50000 | [7 empty] | B35 | Frosted |  | 35 |  | 15000 |  |  | 93 |  |  |  | Instant on | [19 empty] | Yes | [8 empty] | No | [32 empty] | B22 | Tungsram | 80 | 6500 | 6500 | 250 | 2.5 |  | Available
93115519 | LED Fil Candle 2.5W 865 E27 FR TU | image | datasheet | deeplink |  | 300 |  |  |  |  | F | [9 empty] | <0.5 s | 2.5 | 220-240V | Standard | [5 empty] | 5994100043119 | 15994100043116 |  | -20°C | +40°C |  |  | 10 |  | 250 | 100 | >0.5 | [5 empty] | 16 |  |  | 50000 | [6 empty] | 93118068 - LED Fil Candle 2.5W 865 E27 FR TU DS | B35 | Frosted |  | 35 |  | 15000 |  |  | 95 |  |  |  | Instant on | [19 empty] | Yes | [8 empty] | No | [32 empty] | E27 | Tungsram | 80 | 6500 | 6500 | 250 | 2.5 |  | Available
93115518 | LED Fil Candle 2.5W 865 E14 FR TU | image | datasheet | deeplink |  | 300 |  |  |  |  | F | [9 empty] | <0.5 s | 2.5 | 220-240V | Standard | [5 empty] | 5994100043102 | 15994100043109 |  | -20°C | +40°C |  |  | 10 |  | 250 | 100 | >0.5 | [5 empty] | 14 |  |  | 50000 | [6 empty] | 93118067 - LED Fil Candle 2.5W 865 E14 FR TU DS | B35 | Frosted |  | 35 |  | 15000 |  |  | 97 |  |  |  | Instant on | [19 empty] | Yes | [8 empty] | No | [32 empty] | E14 | Tungsram | 80 | 6500 | 6500 | 250 | 2.5 |  | Available
93115517 | LED Fil Candle 2.5W 840 B22 FR TU | image | datasheet | deeplink |  | 300 |  |  |  |  | F | [9 empty] | <0.5 s | 2.5 | 220-240V | Standard | [5 empty] | 5994100043096 | 15994100043093 |  | -20°C | +40°C |  |  | 10 |  | 250 | 100 | >0.5 | [5 empty] | 16 |  |  | 50000 | [7 empty] | B35 | Frosted |  | 35 |  | 15000 |  |  | 93 |  |  |  | Instant on | [19 empty] | Yes | [8 empty] | No | [32 empty] | B22 | Tungsram | 80 | 4000 | 4000 | 250 | 2.5 |  | Available
93115516 | LED Fil Candle 2.5W 840 E27 FR TU | image | datasheet | deeplink |  | 300 |  |  |  |  | F | [9 empty] | <0.5 s | 2.5 | 220-240V | Standard | [5 empty] | 5994100043089 | 15994100043086 |  | -20°C | +40°C |  |  | 10 |  | 250 | 100 | >0.5 | [5 empty] | 16 |  |  | 50000 | [6 empty] | 93118066 - LED Fil Candle 2.5W 840 E27 FR TU DS | B35 | Frosted |  | 35 |  | 15000 |  |  | 95 |  |  |  | Instant on | [19 empty] | Yes | [8 empty] | No | [32 empty] | E27 | Tungsram | 80 | 4000 | 4000 | 250 | 2.5 |  | Available
93115515 | LED Fil Candle 2.5W 840 E14 FR TU | image | datasheet | deeplink |  | 300 |  |  |  |  | F | [9 empty] | <0.5 s | 2.5 | 220-240V | Standard | [5 empty] | 5994100043072 | 15994100043079 |  | -20°C | +40°C |  |  | 10 |  | 250 | 100 | >0.5 | [5 empty] | 14 |  |  | 50000 | [6 empty] | 93118065 - LED Fil Candle 2.5W 840 E14 FR TU DS | B35 | Frosted |  | 35 |  | 15000 |  |  | 97 |  |  |  | Instant on | [19 empty] | Yes | [8 empty] | No | [32 empty] | E14 | Tungsram | 80 | 4000 | 4000 | 250 | 2.5 |  | Available
93115514 | LED Fil Candle 2.5W 827 B22 FR TU | image | datasheet | deeplink |  | 300 |  |  |  |  | F | [9 empty] | <0.5 s | 2.5 | 220-240V | Standard | [5 empty] | 5994100043065 | 15994100043062 |  | -20°C | +40°C |  |  | 10 |  | 250 | 100 | >0.5 | [5 empty] | 16 |  |  | 50000 | [7 empty] | B35 | Frosted |  | 35 |  | 15000 |  |  | 93 |  |  |  | Instant on | [19 empty] | Yes | [8 empty] | No | [32 empty] | B22 | Tungsram | 80 | 2700 | 2700 | 250 | 2.5 |  | Available
93115513 | LED Fil Candle 2.5W 827 E27 FR TU | image | datasheet | deeplink |  | 300 |  |  |  |  | F | [9 empty] | <0.5 s | 2.5 | 220-240V | Standard | [5 empty] | 5994100043058 | 15994100043055 |  | -20°C | +40°C |  |  | 10 |  | 250 | 100 | >0.5 | [5 empty] | 16 |  |  | 50000 | [6 empty] | 93118064 - LED Fil Candle 2.5W 827 E27 FR TU DS | B35 | Frosted |  | 35 |  | 15000 |  |  | 95 |  |  |  | Instant on | [19 empty] | Yes | [8 empty] | No | [32 empty] | E27 | Tungsram | 80 | 2700 | 2700 | 250 | 2.5 |  | Available
93115512 | LED Fil Candle 2.5W 827 E14 FR TU | image | datasheet | deeplink |  | 300 |  |  |  |  | F | [9 empty] | <0.5 s | 2.5 | 220-240V | Standard | [5 empty] | 5994100043041 | 15994100043048 |  | -20°C | +40°C |  |  | 10 |  | 250 | 100 | >0.5 | [5 empty] | 14 |  |  | 50000 | [6 empty] | 93118063 - LED Fil Candle 2.5W 827 E14 FR TU DS | B35 | Frosted |  | 35 |  | 15000 |  |  | 97 |  |  |  | Instant on | [19 empty] | Yes | [8 empty] | No | [32 empty] | E14 | Tungsram | 80 | 2700 | 2700 | 250 | 2.5 |  | Available
93115511 | LED Fil Candle 2.5W 827 B22 CL TU | image | datasheet | deeplink |  | 300 |  |  |  |  | F | [9 empty] | <0.5 s | 2.5 | 220-240V | Standard | [5 empty] | 5994100043034 | 15994100043031 |  | -20°C | +40°C |  |  | 10 |  | 250 | 100 | >0.5 | [5 empty] | 16 |  |  | 50000 | [7 empty] | B35 | Clear |  | 35 |  | 15000 |  |  | 93 |  |  |  | Instant on | [19 empty] | Yes | [8 empty] | No | [32 empty] | B22 | Tungsram | 80 | 2700 | 2700 | 250 | 2.5 |  | Available
93115510 | LED Fil Candle 2.5W 827 E27 CL TU | image | datasheet | deeplink |  | 300 |  |  |  |  | F | [9 empty] | <0.5 s | 2.5 | 220-240V | Standard | [5 empty] | 5994100043027 | 15994100043024 |  | -20°C | +40°C |  |  | 10 |  | 250 | 100 | >0.5 | [5 empty] | 16 |  |  | 50000 | [6 empty] | 93118062 - LED Fil Candle 2.5W 827 E27 CL TU DS | B35 | Clear |  | 35 |  | 15000 |  |  | 95 |  |  |  | Instant on | [19 empty] | Yes | [8 empty] | No | [32 empty] | E27 | Tungsram | 80 | 2700 | 2700 | 250 | 2.5 |  | Available
93115509 | LED Fil Candle 2.5W 827 E14 CL TU | image | datasheet | deeplink |  | 300 |  |  |  |  | F | [9 empty] | <0.5 s | 2.5 | 220-240V | Standard | [5 empty] | 5994100043010 | 15994100043017 |  | -20°C | +40°C |  |  | 10 |  | 250 | 100 | >0.5 | [5 empty] | 14 |  |  | 50000 | [6 empty] | 93118061 - LED Fil Candle 2.5W 827 E14 CL TU DS | B35 | Clear |  | 35 |  | 15000 |  |  | 97 |  |  |  | Instant on | [19 empty] | Yes | [8 empty] | No | [32 empty] | E14 | Tungsram | 80 | 2700 | 2700 | 250 | 2.5 |  | Available
93115508 | LED Fil G120 7W 865 B22 CL TU | image | datasheet | deeplink |  | 300 |  |  |  |  | E | [9 empty] | <0.5 s | 7 | 220-240V | Standard | [5 empty] | 5994100043003 | 15994100043000 |  | -20°C | +40°C |  |  | 4 |  | 806 | 115 | >0.5 | [5 empty] | 98 |  |  | 50000 | [7 empty] | G120 | Clear |  | 124 |  | 15000 |  |  | 170 |  |  |  | Instant on | [19 empty] | Yes | [8 empty] | No | [32 empty] | B22 | Tungsram | 80 | 6500 | 6500 | 806 | 7 |  | Available
93115507 | LED Fil G120 7W 865 E27 CL TU | image | datasheet | deeplink |  | 300 |  |  |  |  | E | [9 empty] | <0.5 s | 7 | 220-240V | Standard | [5 empty] | 5994100042990 | 15994100042997 |  | -20°C | +40°C |  |  | 4 |  | 806 | 115 | >0.5 | [5 empty] | 98 |  |  | 50000 | [7 empty] | G120 | Clear |  | 124 |  | 15000 |  |  | 172 |  |  |  | Instant on | [19 empty] | Yes | [8 empty] | No | [32 empty] | E27 | Tungsram | 80 | 6500 | 6500 | 806 | 7 |  | Available
93115506 | LED Fil G120 7W 840 B22 CL TU | image | datasheet | deeplink |  | 300 |  |  |  |  | E | [9 empty] | <0.5 s | 7 | 220-240V | Standard | [5 empty] | 5994100042983 | 15994100042980 |  | -20°C | +40°C |  |  | 4 |  | 806 | 115 | >0.5 | [5 empty] | 98 |  |  | 50000 | [7 empty] | G120 | Clear |  | 124 |  | 15000 |  |  | 170 |  |  |  | Instant on | [19 empty] | Yes | [8 empty] | No | [32 empty] | B22 | Tungsram | 80 | 4000 | 4000 | 806 | 7 |  | Available
93115505 | LED Fil G120 7W 840 E27 CL TU | image | datasheet | deeplink |  | 300 |  |  |  |  | E | [9 empty] | <0.5 s | 7 | 220-240V | Standard | [5 empty] | 5994100042976 | 15994100042973 |  | -20°C | +40°C |  |  | 4 |  | 806 | 115 | >0.5 | [5 empty] | 98 |  |  | 50000 | [7 empty] | G120 | Clear |  | 124 |  | 15000 |  |  | 172 |  |  |  | Instant on | [19 empty] | Yes | [8 empty] | No | [32 empty] | E27 | Tungsram | 80 | 4000 | 4000 | 806 | 7 |  | Available
93115504 | LED Fil G120 7W 827 B22 CL TU | image | datasheet | deeplink |  | 300 |  |  |  |  | E | [9 empty] | <0.5 s | 7 | 220-240V | Standard | [5 empty] | 5994100042969 | 15994100042966 |  | -20°C | +40°C |  |  | 4 |  | 806 | 115 | >0.5 | [5 empty] | 98 |  |  | 50000 | [7 empty] | G120 | Clear |  | 124 |  | 15000 |  |  | 170 |  |  |  | Instant on | [19 empty] | Yes | [8 empty] | No | [32 empty] | B22 | Tungsram | 80 | 2700 | 2700 | 806 | 7 |  | Available
93115503 | LED Fil G120 7W 827 E27 CL TU | image | datasheet | deeplink |  | 300 |  |  |  |  | E | [9 empty] | <0.5 s | 7 | 220-240V | Standard | [5 empty] | 5994100042952 | 15994100042959 |  | -20°C | +40°C |  |  | 4 |  | 806 | 115 | >0.5 | [5 empty] | 98 |  |  | 50000 | [6 empty] | 93118507 - LED Fil G120 7W 827 E27 CL TU DS | G120 | Clear |  | 124 |  | 15000 |  |  | 172 |  |  |  | Instant on | [19 empty] | Yes | [8 empty] | No | [32 empty] | E27 | Tungsram | 80 | 2700 | 2700 | 806 | 7 |  | Available
93115502 | LED Fil G120 4.5W 827 B22 CL TU | image | datasheet | deeplink |  | 300 |  |  |  |  | F | [9 empty] | <0.5 s | 4.5 | 220-240V | Standard | [5 empty] | 5994100042945 | 15994100042942 |  | -20°C | +40°C |  |  | 4 |  | 470 | 104 | >0.5 | [5 empty] | 98 |  |  | 50000 | [7 empty] | G120 | Clear |  | 124 |  | 15000 |  |  | 170 |  |  |  | Instant on | [19 empty] | Yes | [8 empty] | No | [32 empty] | B22 | Tungsram | 80 | 2700 | 2700 | 470 | 4.5 |  | Available
93115501 | LED Fil G120 4.5W 827 E27 CL TU | image | datasheet | deeplink |  | 300 |  |  |  |  | F | [9 empty] | <0.5 s | 4.5 | 220-240V | Standard | [5 empty] | 5994100042938 | 15994100042935 |  | -20°C | +40°C |  |  | 4 |  | 470 | 104 | >0.5 | [5 empty] | 98 |  |  | 50000 | [6 empty] | 93118506 - LED Fil G120 4.5W 827 E27 CL TU DS | G120 | Clear |  | 124 |  | 15000 |  |  | 172 |  |  |  | Instant on | [19 empty] | Yes | [8 empty] | No | [32 empty] | E27 | Tungsram | 80 | 2700 | 2700 | 470 | 4.5 |  | Available
93115500 | LED Fil G95 7W 865 B22 CL TU | image | datasheet | deeplink |  | 300 |  |  |  |  | E | [9 empty] | <0.5 s | 7 | 220-240V | Standard | [5 empty] | 5994100042921 | 15994100042928 |  | -20°C | +40°C |  |  | 4 |  | 806 | 115 | >0.5 | [5 empty] | 55 |  |  | 50000 | [7 empty] | G95 | Clear |  | 95 |  | 15000 |  |  | 136 |  |  |  | Instant on | [19 empty] | Yes | [8 empty] | No | [32 empty] | B22 | Tungsram | 80 | 6500 | 6500 | 806 | 7 |  | Available
93115499 | LED Fil G95 7W 865 E27 CL TU | image | datasheet | deeplink |  | 300 |  |  |  |  | E | [9 empty] | <0.5 s | 7 | 220-240V | Standard | [5 empty] | 5994100042914 | 15994100042911 |  | -20°C | +40°C |  |  | 4 |  | 806 | 115 | >0.5 | [5 empty] | 55 |  |  | 50000 | [7 empty] | G95 | Clear |  | 95 |  | 15000 |  |  | 138 |  |  |  | Instant on | [19 empty] | Yes | [8 empty] | No | [32 empty] | E27 | Tungsram | 80 | 6500 | 6500 | 806 | 7 |  | Available
93115498 | LED Fil G95 7W 840 B22 CL TU | image | datasheet | deeplink |  | 300 |  |  |  |  | E | [9 empty] | <0.5 s | 7 | 220-240V | Standard | [5 empty] | 5994100042907 | 15994100042904 |  | -20°C | +40°C |  |  | 4 |  | 806 | 115 | >0.5 | [5 empty] | 55 |  |  | 50000 | [7 empty] | G95 | Clear |  | 95 |  | 15000 |  |  | 136 |  |  |  | Instant on | [19 empty] | Yes | [8 empty] | No | [32 empty] | B22 | Tungsram | 80 | 4000 | 4000 | 806 | 7 |  | Available
93115497 | LED Fil G95 7W 840 E27 CL TU | image | datasheet | deeplink |  | 300 |  |  |  |  | E | [9 empty] | <0.5 s | 7 | 220-240V | Standard | [5 empty] | 5994100042891 | 15994100042898 |  | -20°C | +40°C |  |  | 4 |  | 806 | 115 | >0.5 | [5 empty] | 55 |  |  | 50000 | [7 empty] | G95 | Clear |  | 95 |  | 15000 |  |  | 138 |  |  |  | Instant on | [19 empty] | Yes | [8 empty] | No | [32 empty] | E27 | Tungsram | 80 | 4000 | 4000 | 806 | 7 |  | Available
93115496 | LED Fil G95 7W 827 B22 CL TU | image | datasheet | deeplink |  | 300 |  |  |  |  | E | [9 empty] | <0.5 s | 7 | 220-240V | Standard | [5 empty] | 5994100042884 | 15994100042881 |  | -20°C | +40°C |  |  | 4 |  | 806 | 115 | >0.5 | [5 empty] | 55 |  |  | 50000 | [7 empty] | G95 | Clear |  | 95 |  | 15000 |  |  | 136 |  |  |  | Instant on | [19 empty] | Yes | [8 empty] | No | [32 empty] | B22 | Tungsram | 80 | 2700 | 2700 | 806 | 7 |  | Available
93115495 | LED Fil G95 7W 827 E27 CL TU | image | datasheet | deeplink |  | 300 |  |  |  |  | E | [9 empty] | <0.5 s | 7 | 220-240V | Standard | [5 empty] | 5994100042877 | 15994100042874 |  | -20°C | +40°C |  |  | 4 |  | 806 | 115 | >0.5 | [5 empty] | 55 |  |  | 50000 | [6 empty] | 93118505 - LED Fil G95 7W 827 E27 CL TU DS | G95 | Clear |  | 95 |  | 15000 |  |  | 138 |  |  |  | Instant on | [19 empty] | Yes | [8 empty] | No | [32 empty] | E27 | Tungsram | 80 | 2700 | 2700 | 806 | 7 |  | Available
93115494 | LED Fil G95 4.5W 827 B22 CL TU | image | datasheet | deeplink |  | 300 |  |  |  |  | F | [9 empty] | <0.5 s | 4.5 | 220-240V | Standard | [5 empty] | 5994100042860 | 15994100042867 |  | -20°C | +40°C |  |  | 4 |  | 470 | 104 | >0.5 | [5 empty] | 55 |  |  | 50000 | [7 empty] | G95 | Clear |  | 95 |  | 15000 |  |  | 136 |  |  |  | Instant on | [19 empty] | Yes | [8 empty] | No | [32 empty] | B22 | Tungsram | 80 | 2700 | 2700 | 470 | 4.5 |  | Available
93115493 | LED Fil G95 4.5W 827 E27 CL TU | image | datasheet | deeplink |  | 300 |  |  |  |  | F | [9 empty] | <0.5 s | 4.5 | 220-240V | Standard | [5 empty] | 5994100042853 | 15994100042850 |  | -20°C | +40°C |  |  | 4 |  | 470 | 104 | >0.5 | [5 empty] | 55 |  |  | 50000 | [6 empty] | 93118504 - LED Fil G95 4.5W 827 E27 CL TU DS | G95 | Clear |  | 95 |  | 15000 |  |  | 138 |  |  |  | Instant on | [19 empty] | Yes | [8 empty] | No | [32 empty] | E27 | Tungsram | 80 | 2700 | 2700 | 470 | 4.5 |  | Available
93115492 | LED Fil ST64 7W 827 B22 CL TU | image | datasheet | deeplink |  | 300 |  |  |  |  | E | [9 empty] | <0.5 s | 7 | 220-240V | Standard | [5 empty] | 5994100042846 | 15994100042843 |  | -20°C | +40°C |  |  | 10 |  | 806 | 115 | >0.5 | [5 empty] | 47 |  |  | 50000 | [7 empty] | ST64 | Clear |  | 64 |  | 15000 |  |  | 138 |  |  |  | Instant on | [19 empty] | Yes | [8 empty] | No | [32 empty] | B22 | Tungsram | 80 | 2700 | 2700 | 806 | 7 |  | Available
93115491 | LED Fil ST64 7W 827 E27 CL TU | image | datasheet | deeplink |  | 300 |  |  |  |  | E | [9 empty] | <0.5 s | 7 | 220-240V | Standard | [5 empty] | 5994100042839 | 15994100042836 |  | -20°C | +40°C |  |  | 10 |  | 806 | 115 | >0.5 | [5 empty] | 47 |  |  | 50000 | [6 empty] | 93118503 - LED Fil ST64 7W 827 E27 CL TU DS | ST64 | Clear |  | 64 |  | 15000 |  |  | 140 |  |  |  | Instant on | [19 empty] | Yes | [8 empty] | No | [32 empty] | E27 | Tungsram | 80 | 2700 | 2700 | 806 | 7 |  | Available
93115490 | LED Fil ST64 4.5W 827 B22 CL TU | image | datasheet | deeplink |  | 300 |  |  |  |  | F | [9 empty] | <0.5 s | 4.5 | 220-240V | Standard | [5 empty] | 5994100042822 | 15994100042829 |  | -20°C | +40°C |  |  | 10 |  | 470 | 104 | >0.5 | [5 empty] | 47 |  |  | 50000 | [7 empty] | ST64 | Clear |  | 64 |  | 15000 |  |  | 138 |  |  |  | Instant on | [19 empty] | Yes | [8 empty] | No | [32 empty] | B22 | Tungsram | 80 | 2700 | 2700 | 470 | 4.5 |  | Available
93115489 | LED Fil ST64 4.5W 827 E27 CL TU | image | datasheet | deeplink |  | 300 |  |  |  |  | F | [9 empty] | <0.5 s | 4.5 | 220-240V | Standard | [5 empty] | 5994100042815 | 15994100042812 |  | -20°C | +40°C |  |  | 10 |  | 470 | 104 | >0.5 | [5 empty] | 47 |  |  | 50000 | [6 empty] | 93118502 - LED Fil ST64 4.5W 827 E27 CL TU DS | ST64 | Clear |  | 64 |  | 15000 |  |  | 140 |  |  |  | Instant on | [19 empty] | Yes | [8 empty] | No | [32 empty] | E27 | Tungsram | 80 | 2700 | 2700 | 470 | 4.5 |  | Available
93115488 | LED Fil A60 7W 865 B22 FR TU | image | datasheet | deeplink |  | 300 |  |  |  |  | E | [9 empty] | <0.5 s | 7 | 220-240V | Standard | [5 empty] | 5994100042808 | 15994100042805 |  | -20°C | +40°C |  |  | 10 |  | 806 | 115 | >0.5 | [5 empty] | 30 |  |  | 50000 | [7 empty] | A60 | Frosted |  | 60 |  | 15000 |  |  | 102 |  |  |  | Instant on | [19 empty] | Yes | [8 empty] | No | [32 empty] | B22 | Tungsram | 80 | 6500 | 6500 | 806 | 7 |  | Available
93115487 | LED Fil A60 7W 865 E27 FR TU | image | datasheet | deeplink |  | 300 |  |  |  |  | E | [9 empty] | <0.5 s | 7 | 220-240V | Standard | [5 empty] | 5994100042792 | 15994100042799 |  | -20°C | +40°C |  |  | 10 |  | 806 | 115 | >0.5 | [5 empty] | 30 |  |  | 50000 | [6 empty] | 93118060 - LED Fil A60 7W 865 E27 FR TU DS | A60 | Frosted |  | 60 |  | 15000 |  |  | 104 |  |  |  | Instant on | [19 empty] | Yes | [8 empty] | No | [32 empty] | E27 | Tungsram | 80 | 6500 | 6500 | 806 | 7 |  | Available
93115486 | LED Fil A60 7W 840 B22 FR TU | image | datasheet | deeplink |  | 300 |  |  |  |  | E | [9 empty] | <0.5 s | 7 | 220-240V | Standard | [5 empty] | 5994100042785 | 15994100042782 |  | -20°C | +40°C |  |  | 10 |  | 806 | 115 | >0.5 | [5 empty] | 30 |  |  | 50000 | [7 empty] | A60 | Frosted |  | 60 |  | 15000 |  |  | 102 |  |  |  | Instant on | [19 empty] | Yes | [8 empty] | No | [32 empty] | B22 | Tungsram | 80 | 4000 | 4000 | 806 | 7 |  | Available
93115485 | LED Fil A60 7W 840 E27 FR TU | image | datasheet | deeplink |  | 300 |  |  |  |  | E | [9 empty] | <0.5 s | 7 | 220-240V | Standard | [5 empty] | 5994100042778 | 15994100042775 |  | -20°C | +40°C |  |  | 10 |  | 806 | 115 | >0.5 | [5 empty] | 30 |  |  | 50000 | [6 empty] | 93118059 - LED Fil A60 7W 840 E27 FR TU DS | A60 | Frosted |  | 60 |  | 15000 |  |  | 104 |  |  |  | Instant on | [19 empty] | Yes | [8 empty] | No | [32 empty] | E27 | Tungsram | 80 | 4000 | 4000 | 806 | 7 |  | Available
93115484 | LED Fil A60 7W 827 B22 FR TU | image | datasheet | deeplink |  | 300 |  |  |  |  | E | [9 empty] | <0.5 s | 7 | 220-240V | Standard | [5 empty] | 5994100042761 | 15994100042768 |  | -20°C | +40°C |  |  | 10 |  | 806 | 115 | >0.5 | [5 empty] | 30 |  |  | 50000 | [7 empty] | A60 | Frosted |  | 60 |  | 15000 |  |  | 102 |  |  |  | Instant on | [19 empty] | Yes | [8 empty] | No | [32 empty] | B22 | Tungsram | 80 | 2700 | 2700 | 806 | 7 |  | Available
93115483 | LED Fil A60 7W 827 E27 FR TU | image | datasheet | deeplink |  | 300 |  |  |  |  | E | [9 empty] | <0.5 s | 7 | 220-240V | Standard | [5 empty] | 5994100042754 | 15994100042751 |  | -20°C | +40°C |  |  | 10 |  | 806 | 115 | >0.5 | [5 empty] | 30 |  |  | 50000 | [6 empty] | 93118058 - LED Fil A60 7W 827 E27 FR TU DS | A60 | Frosted |  | 60 |  | 15000 |  |  | 104 |  |  |  | Instant on | [19 empty] | Yes | [8 empty] | No | [32 empty] | E27 | Tungsram | 80 | 2700 | 2700 | 806 | 7 |  | Available
93115482 | LED Fil A60 7W 827 B22 CL TU | image | datasheet | deeplink |  | 300 |  |  |  |  | E | [9 empty] | <0.5 s | 7 | 220-240V | Standard | [5 empty] | 5994100042747 | 15994100042744 |  | -20°C | +40°C |  |  | 10 |  | 806 | 115 | >0.5 | [5 empty] | 30 |  |  | 50000 | [7 empty] | A60 | Clear |  | 60 |  | 15000 |  |  | 102 |  |  |  | Instant on | [19 empty] | Yes | [8 empty] | No | [32 empty] | B22 | Tungsram | 80 | 2700 | 2700 | 806 | 7 |  | Available
93115481 | LED Fil A60 7W 827 E27 CL TU | image | datasheet | deeplink |  | 300 |  |  |  |  | E | [9 empty] | <0.5 s | 7 | 220-240V | Standard | [5 empty] | 5994100042730 | 15994100042737 |  | -20°C | +40°C |  |  | 10 |  | 806 | 115 | >0.5 | [5 empty] | 30 |  |  | 50000 | [6 empty] | 93118057 - LED Fil A60 7W 827 E27 CL TU DS | A60 | Clear |  | 60 |  | 15000 |  |  | 104 |  |  |  | Instant on | [19 empty] | Yes | [8 empty] | No | [32 empty] | E27 | Tungsram | 80 | 2700 | 2700 | 806 | 7 |  | Available
93115480 | LED Fil A60 4.5W 840 B22 FR TU | image | datasheet | deeplink |  | 300 |  |  |  |  | F | [9 empty] | <0.5 s | 4.5 | 220-240V | Standard | [5 empty] | 5994100042723 | 15994100042720 |  | -20°C | +40°C |  |  | 10 |  | 470 | 104 | >0.5 | [5 empty] | 30 |  |  | 50000 | [7 empty] | A60 | Frosted |  | 60 |  | 15000 |  |  | 102 |  |  |  | Instant on | [19 empty] | Yes | [8 empty] | No | [32 empty] | B22 | Tungsram | 80 | 4000 | 4000 | 470 | 4.5 |  | Available
93115479 | LED Fil A60 4.5W 840 E27 FR TU | image | datasheet | deeplink |  | 300 |  |  |  |  | F | [9 empty] | <0.5 s | 4.5 | 220-240V | Standard | [5 empty] | 5994100042716 | 15994100042713 |  | -20°C | +40°C |  |  | 10 |  | 470 | 104 | >0.5 | [5 empty] | 30 |  |  | 50000 | [6 empty] | 93118056 - LED Fil A60 4.5W 840 E27 FR TU DS | A60 | Frosted |  | 60 |  | 15000 |  |  | 104 |  |  |  | Instant on | [19 empty] | Yes | [8 empty] | No | [32 empty] | E27 | Tungsram | 80 | 4000 | 4000 | 470 | 4.5 |  | Available
93115478 | LED Fil A60 4.5W 827 B22 FR TU | image | datasheet | deeplink |  | 300 |  |  |  |  | F | [9 empty] | <0.5 s | 4.5 | 220-240V | Standard | [5 empty] | 5994100042709 | 15994100042706 |  | -20°C | +40°C |  |  | 10 |  | 470 | 104 | >0.5 | [5 empty] | 30 |  |  | 50000 | [7 empty] | A60 | Frosted |  | 60 |  | 15000 |  |  | 102 |  |  |  | Instant on | [19 empty] | Yes | [8 empty] | No | [32 empty] | B22 | Tungsram | 80 | 2700 | 2700 | 470 | 4.5 |  | Available
93115477 | LED Fil A60 4.5W 827 E27 FR TU | image | datasheet | deeplink |  | 300 |  |  |  |  | F | [9 empty] | <0.5 s | 4.5 | 220-240V | Standard | [5 empty] | 5994100042693 | 15994100042690 |  | -20°C | +40°C |  |  | 10 |  | 470 | 104 | >0.5 | [5 empty] | 30 |  |  | 50000 | [6 empty] | 93118045 - LED Fil A60 4.5W 827 E27 FR TU DS | A60 | Frosted |  | 60 |  | 15000 |  |  | 104 |  |  |  | Instant on | [19 empty] | Yes | [8 empty] | No | [32 empty] | E27 | Tungsram | 80 | 2700 | 2700 | 470 | 4.5 |  | Available
93115476 | LED Fil A60 4.5W 827 B22 CL TU | image | datasheet | deeplink |  | 300 |  |  |  |  | F | [9 empty] | <0.5 s | 4.5 | 220-240V | Standard | [5 empty] | 5994100042686 | 15994100042683 |  | -20°C | +40°C |  |  | 10 |  | 470 | 104 | >0.5 | [5 empty] | 30 |  |  | 50000 | [7 empty] | A60 | Clear |  | 60 |  | 15000 |  |  | 102 |  |  |  | Instant on | [19 empty] | Yes | [8 empty] | No | [32 empty] | B22 | Tungsram | 80 | 2700 | 2700 | 470 | 4.5 |  | Available
93115395 | LED Fil A60 4.5W 827 E27 CL TU | image | datasheet | deeplink |  | 300 |  |  |  |  | F | [9 empty] | <0.5 s | 4.5 | 220-240V | Standard | [5 empty] | 5994100042679 | 15994100042676 |  | -20°C | +40°C |  |  | 10 |  | 470 | 104 | >0.5 | [5 empty] | 30 |  |  | 50000 | [6 empty] | 93118044 - LED Fil A60 4.5W 827 E27 CL TU DS | A60 | Clear |  | 60 |  | 15000 |  |  | 104 |  |  |  | Instant on | [19 empty] | Yes | [8 empty] | No | [32 empty] | E27 | Tungsram | 80 | 2700 | 2700 | 470 | 4.5 |  | Available
93106975 | TU 52040U B1 12V60/55W(130/80CP)P45TTUMI | image | datasheet | deeplink | [18 empty] | 12 |  |  | 60/55 | 130/80Cp | 1650/1000 | 100 | 5994100012191 | 25994100012195 | [14 empty] | 87 | [8 empty] | 35 | 12V 60/55W P45t |  |  |  | 16.18 |  | Carton Single box | [23 empty] | 52040U |  |  | 503x253x154 (mm) | [10 empty] | NON ECE | [8 empty] | 25 | [22 empty] | P45t | Tungsram | [5 empty] | 24 | Available
93094478 | @LED ESmart MR16 8W(50)Dim 840 35° TU DS | image | datasheet | deeplink |  | 35 | 1400 |  |  | Yes | [5 empty] | 6 steps |  |  | 8 |  | <0.5s | 9 | 12 | Direct Shipment | [5 empty] | 0064894503948 | 20064894503942 |  | -20 | 40 |  |  | 8 |  | 630 | 79 | 0.8 |  | 840 |  |  | 46 | 54 |  | <0.5s | 50000 | [7 empty] | MR16 | White | 50 | 50.7 | Box | 25000 | 74 |  | 45.6 | [13 empty] | 240 | 312 | [20 empty] | 3744 | [29 empty] | GU5.3 | Tungsram | 80 | 4000 | 4000 | 630 | 8 |  | Marked for phase-out
93094476 | @LED ESmart MR16 8W(50)Dim 830 35° TU DS | image | datasheet | deeplink |  | 35 | 1350 |  |  | Yes | [5 empty] | 6 steps |  |  | 8 |  | <0.5s | 9 | 12 | Direct Shipment | [5 empty] | 0064894503931 | 20064894503935 |  | -20 | 40 |  |  | 8 |  | 621 | 78 | 0.8 |  | 830 |  |  | 46 | 54 |  | <0.5s | 50000 | [7 empty] | MR16 | White | 50 | 50.7 | Box | 25000 | 74 |  | 45.6 | [13 empty] | 240 | 312 | [20 empty] | 3744 | [29 empty] | GU5.3 | Tungsram | 80 | 3000 | 3000 | 621 | 8 |  | Marked for phase-out
93094474 | @LED ESmart MR16 8W(50)Dim 827 35° TU DS | image | datasheet | deeplink |  | 35 | 1350 |  |  | Yes | [5 empty] | 6 steps |  |  | 8 |  | <0.5s | 9 | 12 | Direct Shipment | [5 empty] | 0064894500190 | 30064894500191 |  | -20 | 40 |  |  | 8 |  | 621 | 78 | 0.8 |  | 827 |  |  | 46 | 54 |  | <0.5s | 50000 | [7 empty] | Mr16 | White | 50 | 50.7 | Box | 25000 | 74 |  | 45.6 | [13 empty] | 240 | 312 | [20 empty] | 3744 | [29 empty] | GU5.3 | Tungsram | 80 | 2700 | 2700 | 621 | 8 |  | Marked for phase-out
93096476 | LED Glass A60 8W(60) 840 B22 TU | image | datasheet | deeplink |  | 300 |  |  |  | No | A+ | [9 empty] | <0.5 s | 8 | 220-240V | Standard | [5 empty] | 5994100013341 | 15994100013348 |  | -20°C | +40°C |  |  | 6 |  | 850 | 106.25 | >0.5 | [5 empty] | 32 |  |  | 70000 | [7 empty] | A60 | Frosted |  | 60 |  | 10000 |  |  | 106 |  |  |  | Instant on | [19 empty] | Yes | [41 empty] | B22 | Tungsram | 80 | 4000 | 4000 | 850 | 8 |  | Phased-out
93096475 | LED Glass A60 8W(60) 827 B22 TU | image | datasheet | deeplink |  | 300 |  |  |  | No | A+ | [9 empty] | <0.5 s | 8 | 220-240V | Standard | [5 empty] | 5994100013334 | 15994100013331 |  | -20°C | +40°C |  |  | 6 |  | 810 | 101.25 | >0.5 | [5 empty] | 32 |  |  | 70000 | [7 empty] | A60 | Frosted |  | 60 |  | 10000 |  |  | 106 |  |  |  | Instant on | [19 empty] | Yes | [41 empty] | B22 | Tungsram | 80 | 2700 | 2700 | 810 | 8 |  | Phased-out
93096473 | LED Glass A60 4.5W(40) 865 B22 TU | image | datasheet | deeplink |  | 300 |  |  |  | No | A++ | [9 empty] | <0.5 s | 4.5 | 220-240V | Standard | [5 empty] | 5994100013310 | 15994100013317 |  | -20°C | +40°C |  |  | 6 |  | 500 | 111.1 | >0.5 | [5 empty] | 32 |  |  | 70000 | [7 empty] | A60 | Frosted |  | 60 |  | 10000 |  |  | 106 |  |  |  | Instant on | [19 empty] | Yes | [41 empty] | B22 | Tungsram | 80 | 6500 | 6500 | 500 | 4.5 |  | Phased-out
93096471 | LED Glass A60 4.5W(40) 840 B22 TU | image | datasheet | deeplink |  | 300 |  |  |  | No | A++ | [9 empty] | <0.5 s | 4.5 | 220-240V | Standard | [5 empty] | 5994100013297 | 15994100013294 |  | -20°C | +40°C |  |  | 6 |  | 500 | 111.1 | >0.5 | [5 empty] | 32 |  |  | 70000 | [7 empty] | A60 | Frosted |  | 60 |  | 10000 |  |  | 106 |  |  |  | Instant on | [19 empty] | Yes | [41 empty] | B22 | Tungsram | 80 | 4000 | 4000 | 500 | 4.5 |  | Phased-out
93096470 | LED Glass A60 4.5W(40) 827 B22 TU | image | datasheet | deeplink |  | 300 |  |  |  | No | A++ | [9 empty] | <0.5 s | 4.5 | 220-240V | Standard | [5 empty] | 5994100013280 | 15994100013287 |  | -20°C | +40°C |  |  | 6 |  | 470 | 104.4 | >0.5 | [5 empty] | 32 |  |  | 70000 | [7 empty] | A60 | Frosted |  | 60 |  | 10000 |  |  | 106 |  |  |  | Instant on | [19 empty] | Yes | [41 empty] | B22 | Tungsram | 80 | 2700 | 2700 | 470 | 4.5 |  | Phased-out
93096483 | LED GLASS A67 13W(100) 865 E27 HBX TU | image | datasheet | deeplink |  | 300 |  |  |  | No | A+ | [9 empty] | <0.5 s | 13 | 220-240V | Standard | [5 empty] | 5994100013419 | 15994100013416 |  | -20°C | +40°C |  |  | 6 |  | 1600 | 123.1 | >0.5 | [5 empty] | 51 |  |  | 70000 | [7 empty] | A67 | Frosted |  | 67 |  | 10000 |  |  | 135 |  |  |  | Instant on | [19 empty] | Yes | [41 empty] | E27 | Tungsram | 80 | 6500 | 6500 | 1600 | 13 |  | Phased-out
93096482 | LED GLASS A67 13W(100) 840 E27 HBX TU | image | datasheet | deeplink |  | 300 |  |  |  | No | A+ | [9 empty] | <0.5 s | 13 | 220-240V | Standard | [5 empty] | 5994100013402 | 15994100013409 |  | -20°C | +40°C |  |  | 6 |  | 1600 | 123.1 | >0.5 | [5 empty] | 51 |  |  | 70000 | [7 empty] | A67 | Frosted |  | 67 |  | 10000 |  |  | 135 |  |  |  | Instant on | [19 empty] | Yes | [41 empty] | E27 | Tungsram | 80 | 4000 | 4000 | 1600 | 13 |  | Phased-out
93110814 | LED GLASS A67 13W(100) 827 E27 HBX TU | image | datasheet | deeplink |  | 300 |  |  |  | No | A+ | [9 empty] | <0.5 s | 13 | 220-240V | Standard | [5 empty] | 5994100028796 | 15994100028793 |  | -20°C | +40°C |  |  | 6 |  | 1521 | 117 | >0.5 | [5 empty] | 51 |  |  | 70000 | [7 empty] | A67 | Frosted |  | 67 |  | 10000 |  |  | 135 |  |  |  | Instant on | [19 empty] | Yes | [41 empty] | E27 | Tungsram | 80 | 2700 | 2700 | 1521 | 13 |  | Phased-out
93096481 | LED GLASS A67 10W(75) 865 E27 HBX TU | image | datasheet | deeplink |  | 300 |  |  |  | No | A+ | [9 empty] | <0.5 s | 10 | 220-240V | Standard | [5 empty] | 5994100013396 | 15994100013393 |  | -20°C | +40°C |  |  | 6 |  | 1150 | 115 | >0.5 | [5 empty] | 49 |  |  | 70000 | [7 empty] | A67 | Frosted |  | 67 |  | 10000 |  |  | 135 |  |  |  | Instant on | [19 empty] | Yes | [41 empty] | E27 | Tungsram | 80 | 6500 | 6500 | 1150 | 10 |  | Phased-out
93096477 | LED GLASS A60 8W(60) 840 E27 TU | image | datasheet | deeplink |  | 300 |  |  |  | No | A+ | [9 empty] | <0.5 s | 8 | 220-240V | Standard | [5 empty] | 5994100013358 | 15994100013355 |  | -20°C | +40°C |  |  | 6 |  | 850 | 106.25 | >0.5 | [5 empty] | 35 |  |  | 70000 | [7 empty] | A60 | Frosted |  | 60 |  | 10000 |  |  | 106 |  |  |  | Instant on | [19 empty] | Yes | [41 empty] | E27 | Tungsram | 80 | 4000 | 4000 | 850 | 8 |  | Phased-out
93110798 | @LED Glass A60 8W(60) 827 E27 TU | image | datasheet | deeplink |  | 300 |  |  |  | No | [10 empty] | <0.5 s | 8 | 220-240V | Standard | [5 empty] | 5994100028628 | 15994100028625 |  | -20°C | +40°C |  |  | 6 |  | 810 | 101.25 | >0.5 | [5 empty] | 35 |  |  | 70000 | [7 empty] | A60 | Frosted |  | 60 |  | 8000 |  |  | 106 |  |  |  | Instant on | [19 empty] | Yes | [41 empty] | E27 | Tungsram | 80 | 2700 | 2700 | 810 | 8 |  | Marked for phase-out
93096474 | LED Glass A60 4.5W(40) 865 E27 TU | image | datasheet | deeplink |  | 300 |  |  |  | No | [10 empty] | <0.5 s | 4.5 | 220-240V | Standard | [5 empty] | 5994100013327 | 15994100013324 |  | -20°C | +40°C |  |  | 6 |  | 500 | 111.1 | >0.5 | [5 empty] | 32 |  |  | 70000 | [7 empty] | A60 | Frosted |  | 60 |  | 10000 |  |  | 106 |  |  |  | Instant on | [19 empty] | Yes | [41 empty] | E27 | Tungsram | 80 | 6500 | 6500 | 500 | 4.5 |  | Phased-out
93096472 | @LED Glass A60 4.5W(40) 840 E27 TU | image | datasheet | deeplink |  | 300 |  |  |  | No | [10 empty] | <0.5 s | 4.5 | 220-240V | Standard | [5 empty] | 5994100013303 | 15994100013300 |  | -20°C | +40°C |  |  | 6 |  | 500 | 111.1 | >0.5 | [5 empty] | 32 |  |  | 70000 | [7 empty] | A60 | Frosted |  | 60 |  | 10000 |  |  | 106 |  |  |  | Instant on | [19 empty] | Yes | [41 empty] | E27 | Tungsram | 80 | 4000 | 4000 | 500 | 4.5 |  | Marked for phase-out
93110799 | LED Glass A60 4.5W(40) 827 E27 TU | image | datasheet | deeplink |  | 300 |  |  |  | No | A++ | [9 empty] | <0.5 s | 4.5 | 220-240V | Standard | [5 empty] | 5994100028635 | 15994100028632 |  | -20°C | +40°C |  |  | 6 |  | 470 | 104.4 | >0.5 | [5 empty] | 35 |  |  | 70000 | [7 empty] | A60 | Frosted |  | 60 |  | 8000 |  |  | 106 |  |  |  | Instant on | [19 empty] | Yes | [41 empty] | E27 | Tungsram | 80 | 2700 | 2700 | 470 | 4.5 |  | Phased-out
93111229 | LED Esmart PAR38 15W(140) 830 E27 40° TU | image | datasheet | deeplink |  | 40 | 2400 |  |  | Yes | F |  |  |  |  | < 6 SDCM |  | 2400 | 15 | 1268 | <0.5 | 16.96 | 220-240V | Standard | [5 empty] | 5994100029458 | 15994100029455 |  | -20C | 40C |  |  | 6 |  |  |  | 0.9 |  | 830 |  |  | 137 | 300 |  |  | 25000 | [7 empty] | PAR38 | Silver | 122 |  |  | 25000 | [6 empty] | <1 | [19 empty] | Yes | Universal | [19 empty] | 1500 | [20 empty] | E27 | Tungsram | 80 | 3000 | 3000 | 1268 | 15 |  | Available
93104930 | LED Specialty PAR56 16W(300) 730 90° TU | image | datasheet | deeplink |  | 90 | 700 |  |  | No | [5 empty] | < 6 SDCM |  | 610 | 16 | 1268 | <0.5 | 16.96 |  | Standard | [6 empty] | 15994100014703 |  | -20C | 40C |  |  | 1 | [5 empty] | 730 |  |  | 110 | 650 |  |  | 12500 | [7 empty] | PAR56 | Glass | 178 |  |  | 25000 | [6 empty] | <1 | [6 empty] | Box | [7 empty] | 16 |  |  |  |  | Yes | Universal | [19 empty] | 1150 | [20 empty] | Screw Terminal | Tungsram | 70 | 3000 | 3000 | 1268 | 16 | 12 | Phased-out
93105901 | @F18W DBX/T4/865/2P TU | image | datasheet | deeplink | [5 empty] | No |  |  |  |  | -15 |  |  |  | 18 |  |  | 22.1 |  | Standard | [5 empty] | 5994100010456 | 15994100010453 |  | -15 |  |  |  | 10 | 10000 | 1200 |  |  |  | 865 |  |  | 154 | 67 | [10 empty] | Quad plug-in |  |  | 34.4 |  |  | 85 | 600 EUR. 750 UK | [14 empty] | 600 | 750 | [5 empty] | 3600 |  | 191 x 82 x 172 (mm) |  | U - Universal | [10 empty] | 3750 |  | 3 | [7 empty] | exempt | [19 empty] | G24d-2 | Tungsram | 82 | 6500 | 6500 | 1200 | 18 | 100 | Marked for phase-out
93105900 | @F18W DBX/T4/840/4P TU | image | datasheet | deeplink | [5 empty] | Yes | G |  |  |  | -15 |  |  |  | 16.5 |  |  | 18.15 |  | Standard | [5 empty] | 5994100010449 | 15994100010446 |  | -15 |  |  |  | 10 | 12000 | 1200 |  |  |  | 840 |  |  | 146.5 | 59 | [10 empty] | Quad plug-in |  |  | 34.4 | BOX |  | 83 | 600 EUR. 750 UK | [12 empty] | 20000 |  | 600 | 750 | [5 empty] | 3600 | 17000 | 191 x 82 x 172 (mm) |  | U - Universal | [10 empty] | 3750 |  | 3 | [7 empty] | exempt | [19 empty] | G24q-2 | Tungsram | 82 | 4000 | 4000 | 1200 | 18 | 100 | Marked for phase-out
93105896 | @F18W DBX/T4/840/2P TU | image | datasheet | deeplink | [5 empty] | No | G |  |  |  | -15 |  |  |  | 18 |  |  | 22.1 |  | Standard | [5 empty] | 5994100010401 | 15994100010408 |  | -15 |  |  |  | 10 | 10000 | 1200 |  |  |  | 840 |  |  | 154 | 67 | [10 empty] | Quad plug-in |  |  | 34.4 |  |  | 1085 | 600 EUR. 750 UK | [14 empty] | 600 | 750 | [5 empty] | 3600 |  | 191 x 82 x 172 (mm) |  | U - Universal | [10 empty] | 3750 |  | 3 | [7 empty] | exempt | [19 empty] | G24d-2 | Tungsram | 82 | 4000 | 4000 | 1200 | 18 | 100 | Marked for phase-out
93105899 | @F18W DBX/T4/835/4P TU | image | datasheet | deeplink | [5 empty] | Yes |  |  |  |  | -15 |  |  |  | 16.5 |  |  | 18.15 |  | Standard | [5 empty] | 5994100010432 | 15994100010439 |  | -15 |  |  |  | 10 | 12000 | 1200 |  |  |  | 835 |  |  | 146.5 | 59 | [10 empty] | Quad plug-in |  |  | 34.4 | BOX |  | 83 | 600 EUR. 750 UK | [12 empty] | 20000 |  | 600 | 750 | [5 empty] | 3600 | 17000 | 191 x 82 x 172 (mm) |  | U - Universal | [10 empty] | 3750 |  | 3 | [7 empty] | exempt | [19 empty] | G24q-2 | Tungsram | 82 | 3500 | 3500 | 1200 | 18 | 100 | Marked for phase-out
93105895 | @F18W DBX/T4/835/2P TU | image | datasheet | deeplink | [5 empty] | No |  |  |  |  | -15 |  |  |  | 18 |  |  | 22.1 |  | Standard | [5 empty] | 5994100010395 | 15994100010392 |  | -15 |  |  |  | 10 | 10000 | 1200 |  |  |  | 835 |  |  | 154 | 67 | [10 empty] | Quad plug-in |  |  | 34.4 | BOX |  | 85 | 600 EUR. 750 UK | [11 empty] | OUTER BOX |  |  | 600 | 750 | [5 empty] | 3600 |  | 191 x 82 x 172 (mm) |  | U - Universal | [10 empty] | 3750 |  | 3 | [7 empty] | exempt | [19 empty] | G24d-2 | Tungsram | 82 | 3500 | 3500 | 1200 | 18 | 100 | Phased-out
93105898 | @F18W DBX/T4/830/4P TU | image | datasheet | deeplink | [5 empty] | Yes | G |  |  |  | -15 |  |  |  | 16.5 |  |  | 18.15 |  | Standard | [5 empty] | 5994100010425 | 15994100010422 |  | -15 |  |  |  | 10 | 12000 | 1200 |  |  |  | 830 |  |  | 146.5 | 59 | [10 empty] | Quad plug-in |  | 65 | 34.4 | BOX |  | 83 | 600 EUR. 750 UK | [12 empty] | 20000 |  | 600 | 750 | [5 empty] | 3600 | 17000 | 191 x 82 x 172 (mm) |  | U - Universal | [10 empty] | 3750 |  | 3 | [7 empty] | exempt | [19 empty] | G24q-2 | Tungsram | 82 | 3000 | 3000 | 1200 | 18 | 100 | Marked for phase-out
93105894 | @F18W DBX/T4/830/2P TU | image | datasheet | deeplink | [5 empty] | No |  |  |  |  | -15 |  |  |  | 18 |  |  | 22.1 |  | Standard | [5 empty] | 5994100010388 | 15994100010385 |  | -15 |  |  |  | 10 | 10000 | 1200 |  |  |  | 830 |  |  | 154 | 68 | [10 empty] | Quad plug-in |  |  | 34.4 |  |  | 84 | 600 EUR. 750 UK | [14 empty] | 600 | 750 | [5 empty] | 3600 |  | 191 x 82 x 172 (mm) |  | U - Universal | [10 empty] | 3750 |  | 3 | [7 empty] | exempt | [19 empty] | G24d-2 | Tungsram | 82 | 3000 | 3000 | 1200 | 18 | 100 | Marked for phase-out
93105897 | @F18W DBX/T4/827/4P TU | image | datasheet | deeplink | [5 empty] | Yes |  |  |  |  | -15 |  |  |  | 16.5 |  |  | 18.15 |  | Standard | [5 empty] | 5994100010418 | 15994100010415 |  | -15 |  |  |  | 10 | 12000 | 1200 |  |  |  | 827 |  |  | 146.5 | 59 | [10 empty] | Quad plug-in |  | 65 | 34.4 | BOX |  | 83 | 600 EUR. 750 UK | [12 empty] | 20000 |  | 600 | 750 | [5 empty] | 3600 | 17000 | 191 x 82 x 172 (mm) |  | U - Universal | [10 empty] | 3750 |  | 3 | [7 empty] | exempt | [19 empty] | G24q-2 | Tungsram | 82 | 2700 | 2700 | 1200 | 18 | 100 | Marked for phase-out
93105893 | @F18W DBX/T4/827/2P TU | image | datasheet | deeplink | [5 empty] | No |  |  |  |  | -15 |  |  |  | 18 |  |  | 22.1 |  | Standard | [5 empty] | 5994100010371 | 15994100010378 |  | -15 |  |  |  | 10 | 10000 | 1200 |  |  |  | 827 |  |  | 154 | 67 | [10 empty] | Quad plug-in |  |  | 34.4 |  |  | 84 | 600 EUR. 750 UK | [14 empty] | 600 | 750 | [5 empty] | 3600 |  | 191 x 82 x 172 (mm) |  | U - Universal | [10 empty] | 3750 |  | 3 | [7 empty] | exempt | [19 empty] | G24d-2 | Tungsram | 82 | 2700 | 2700 | 1200 | 18 | 100 | Marked for phase-out
93105961 | @F18W BX/T5/840/4P TU | image | datasheet | deeplink | [5 empty] | Yes | G |  |  |  | -15 |  |  |  | 16 |  |  | 17.6 |  | Standard | [5 empty] | 5994100011057 | 15994100011054 |  | -15 |  |  |  | 25 | 10000 | 1250 |  |  |  | 840 |  |  | 231.3 | 85 | [10 empty] | Biax Plug-in |  |  | 43.8 |  |  | 106 | 600 EUR. 700 UK | [14 empty] | 600 | 700 | [5 empty] | 2400 |  | 266 x 141 x 238 (mm) |  | U - Universal | [10 empty] | 2800 |  | 3 | [7 empty] | exempt | [19 empty] | 2G11 | Tungsram | 82 | 4000 | 4000 | 1250 | 18 | 58 | Marked for phase-out
93105960 | @F18W BX/T5/835/4P TU | image | datasheet | deeplink | [5 empty] | Yes |  |  |  |  | -15 |  |  |  | 16 |  |  | 17.6 |  | Standard | [5 empty] | 5994100011040 | 15994100011047 |  | -15 |  |  |  | 25 | 10000 | 1250 |  |  |  | 835 |  |  | 231.3 | 91 | [10 empty] | Biax Plug-in |  |  | 43.8 |  |  | 113 | 600 EUR. 700 UK | [14 empty] | 600 | 700 | [5 empty] | 2400 |  | 266 x 141 x 238 (mm) |  | U - Universal | [10 empty] | 2800 |  | 3 | [7 empty] | exempt | [19 empty] | 2G11 | Tungsram | 82 | 3500 | 3500 | 1250 | 18 | 58 | Marked for phase-out
93105959 | @F18W BX/T5/830/4P TU | image | datasheet | deeplink | [5 empty] | Yes |  |  |  |  | -15 |  |  |  | 16 |  |  | 17.6 |  | Standard | [5 empty] | 5994100011033 | 15994100011030 |  | -15 |  |  |  | 25 | 10000 | 1250 |  |  |  | 830 |  |  | 231.3 | 85 | [10 empty] | Biax Plug-in |  |  | 43.8 |  |  | 104 | 600 EUR. 700 UK | [14 empty] | 600 | 700 | [5 empty] | 2400 |  | 266 x 141 x 238 (mm) |  | U - Universal | [10 empty] | 2800 |  | 3 | [7 empty] | exempt | [19 empty] | 2G11 | Tungsram | 82 | 3000 | 3000 | 1250 | 18 | 58 | Marked for phase-out
93105958 | @F18W BX/T5/827/4P TU | image | datasheet | deeplink | [5 empty] | Yes |  |  |  |  | -15 |  |  |  | 16 |  |  | 17.6 |  | Standard | [5 empty] | 5994100011026 | 15994100011023 |  | -15 |  |  |  | 25 | 10000 | 1250 |  |  |  | 827 |  |  | 231.3 | 85 | [10 empty] | Biax Plug-in |  |  | 43.8 |  |  | 104 | 600 EUR. 700 UK | [14 empty] | 600 | 700 | [5 empty] | 2400 |  | 266 x 141 x 238 (mm) |  | U - Universal | [10 empty] | 2800 |  | 3 | [7 empty] | exempt | [19 empty] | 2G11 | Tungsram | 82 | 2700 | 2700 | 1250 | 18 | 58 | Marked for phase-out
93105984 | @F16W 2D/T4/840/4P WM TU OEM102 | image | datasheet | deeplink | [5 empty] | Yes |  |  |  |  | -15 |  |  |  | 14 |  |  | 15.4 |  | Standard | [5 empty] | 5994100011286 | 15994100011283 |  | -15 |  |  |  | 102 | 12000 | 1100 |  |  |  | 840 |  |  | 142 | 66 | [10 empty] | 2D |  |  | 138 | INDUSTRIAL PACK |  | 147 | 408 EUR. 612 UK | [11 empty] | OUTER BOX |  |  | 408 | 612 | [5 empty] | 816 |  | 480 x 391 x 470 (mm) |  | U - Universal | [10 empty] | 1224 |  | 3 | [7 empty] | exempt | [19 empty] | GR10q | Tungsram | 82 | 4000 | 4000 | 1100 | 16 | 103 | Phased-out
93105982 | @F16W 2D/T4/835/4P TU OEM102 | image | datasheet | deeplink | [5 empty] | Yes |  |  |  |  | -15 |  |  |  | 14 |  |  | 15.4 |  | Standard | [5 empty] | 5994100011262 | 15994100011269 |  | -15 |  |  |  | 102 | 12000 | 1100 |  |  |  | 835 |  |  | 142 | 64 | [10 empty] | 2D |  |  | 138 | INDUSTRIAL PACK |  | 147 | 408 EUR. 612 UK | [11 empty] | OUTER BOX |  |  | 408 | 612 | [5 empty] | 816 |  | 480 x 391 x 470 (mm) |  | U - Universal | [10 empty] | 1224 |  | 3 | [7 empty] | exempt | [19 empty] | GR10q | Tungsram | 82 | 3500 | 3500 | 1100 | 16 | 103 | Phased-out
93105981 | @F16W 2D/T4/835/2P TU OEM102 | image | datasheet | deeplink | [5 empty] | No | [8 empty] | 15.2 |  |  | 18.74 |  | Standard | [5 empty] | 5994100011255 | 15994100011252 | [5 empty] | 102 | 12000 | 1100 |  |  |  | 835 |  |  | 142 | 68 | [10 empty] | 2D |  |  | 138 | INDUSTRIAL PACK |  | 147 | 408 EUR. 612 UK | [11 empty] | OUTER BOX |  |  | 408 | 612 | [5 empty] | 816 |  | 480 x 391 x 470 (mm) |  | U - Universal | [10 empty] | 1224 |  | 3 | [7 empty] | exempt | [19 empty] | GR8 | Tungsram | 82 | 3500 | 3500 | 1100 | 16 | 103 | Phased-out
93105996 | @F16W 2D/T4/830/2P TU OEM102 | image | datasheet | deeplink | [5 empty] | No | [8 empty] | 15.2 |  |  | 18.74 |  | Standard | [5 empty] | 5994100011408 | 15994100011405 | [5 empty] | 102 | 12000 | 1100 |  |  |  | 830 |  |  | 142 | 68 | [10 empty] | 2D |  |  | 138 |  |  | 104 | 408 EUR. 612 UK | [14 empty] | 408 | 612 | [5 empty] | 816 |  | 0 x 0 x 0 (mm) |  | U - Universal | [10 empty] | 1224 |  | 3 | [7 empty] | exempt | [19 empty] | GR8 | Tungsram | 82 | 3000 | 3000 | 1100 | 16 | 103 | Phased-out
93105980 | @F16W 2D/T4/827/4P TU OEM102 | image | datasheet | deeplink | [5 empty] | Yes |  |  |  |  | -15 |  |  |  | 14 |  |  | 15.4 |  | Standard | [5 empty] | 5994100011248 | 15994100011245 |  | -15 |  |  |  | 102 | 12000 | 1100 |  |  |  | 827 |  |  | 142 | 64 | [10 empty] | 2D |  |  | 138 | INDUSTRIAL PACK |  | 147 | 408 EUR. 612 UK | [11 empty] | OUTER BOX |  |  | 408 | 612 | [5 empty] | 816 |  | 480 x 391 x 470 (mm) |  | U - Universal | [10 empty] | 1224 |  | 3 | [7 empty] | exempt | [19 empty] | GR10q | Tungsram | 82 | 2700 | 2700 | 1100 | 16 | 103 | Phased-out
93105979 | @F16W 2D/T4/827/2P TU OEM102 | image | datasheet | deeplink | [5 empty] | No | [8 empty] | 15.2 |  |  | 18.74 |  | Standard | [5 empty] | 5994100011231 | 15994100011238 | [5 empty] | 102 | 12000 | 1100 |  |  |  | 827 |  |  | 142 | 68 | [10 empty] | 2D |  |  | 138 | INDUSTRIAL PACK |  | 147 | 408 EUR. 612 UK | [11 empty] | OUTER BOX |  |  | 408 | 612 | [5 empty] | 816 |  | 480 x 391 x 470 (mm) |  | U - Universal | [10 empty] | 1224 |  | 3 | [7 empty] | exempt | [19 empty] | GR8 | Tungsram | 82 | 2700 | 2700 | 1100 | 16 | 103 | Phased-out
93105905 | @F13W TBX/T4/840/A/4P TU | image | datasheet | deeplink | [5 empty] | Yes |  |  |  |  | -15 |  |  |  | 12.5 |  |  | 13.75 |  | Standard | [5 empty] | 5994100010494 | 15994100010491 |  | -15 |  |  |  | 10 | 12000 | 900 |  |  |  | 840 |  |  | 106.2 | 85 | [10 empty] | Hex plug-in |  |  | 49.3 |  |  | 125 | 320 EUR. 360 UK | [14 empty] | 320 | 360 | [5 empty] | 2240 |  | 266 x 108 x 127 (mm) |  | U - Universal | [10 empty] | 2520 |  | 1.3 | [7 empty] | exempt | [19 empty] | GX24q-1 | Tungsram | 82 | 4000 | 4000 | 900 | 13 | 91 | Marked for phase-out
93105926 | @F13W TBX/T4/840/A/2P TU | image | datasheet | deeplink | [5 empty] | No |  |  |  |  | -15 |  |  |  | 13 |  |  | 16.25 |  | Standard | [5 empty] | 5994100010708 | 15994100010705 |  | -15 |  |  |  | 10 | 10000 | 900 |  |  |  | 840 |  |  | 112.9 | 85 | [10 empty] | Hex plug-in |  |  | 49.3 |  |  | 125 | 320 EUR. 360 UK | [14 empty] | 320 | 360 | [5 empty] | 2240 |  | 263 x 110 x 141 (mm) |  | U - Universal | [10 empty] | 2520 |  | 1.3 | [7 empty] | exempt | [19 empty] | GX24d-1 | Tungsram | 82 | 4000 | 4000 | 900 | 13 | 91 | Marked for phase-out
93105912 | @F13W TBX/T4/835/A/4P TU | image | datasheet | deeplink | [5 empty] | Yes |  |  |  |  | -15 |  |  |  | 12.5 |  |  | 13.75 |  | Standard | [5 empty] | 5994100010562 | 15994100010569 |  | -15 |  |  |  | 10 | 12000 | 900 |  |  |  | 835 |  |  | 106.2 | 85 | [10 empty] | Hex plug-in |  |  | 49.3 |  |  | 125 | 320 EUR. 360 UK | [14 empty] | 320 | 360 | [5 empty] | 2240 |  | 266 x 108 x 127 (mm) |  | U - Universal | [10 empty] | 2520 |  | 1.3 | [7 empty] | exempt | [19 empty] | GX24q-1 | Tungsram | 82 | 3500 | 3500 | 900 | 13 | 91 | Marked for phase-out
93105909 | @F13W TBX/T4/830/A/4P TU | image | datasheet | deeplink | [5 empty] | Yes |  |  |  |  | -15 |  |  |  | 12.5 |  |  | 13.75 |  | Standard | [5 empty] | 5994100010531 | 15994100010538 |  | -15 |  |  |  | 10 | 12000 | 900 |  |  |  | 830 |  |  | 106.2 | 85 | [10 empty] | Hex plug-in |  |  | 49.3 |  |  | 125 | 320 EUR. 360 UK | [14 empty] | 320 | 360 | [5 empty] | 2240 |  | 266 x 108 x 127 (mm) |  | U - Universal | [10 empty] | 2520 |  | 1.3 | [7 empty] | exempt | [19 empty] | GX24q-1 | Tungsram | 82 | 3000 | 3000 | 900 | 13 | 91 | Phased-out
93105932 | @F13W TBX/T4/830/A/2P TU | image | datasheet | deeplink | [5 empty] | No |  |  |  |  | -15 |  |  |  | 13 |  |  | 16.25 |  | Standard | [5 empty] | 5994100010760 | 15994100010767 |  | -15 |  |  |  | 10 | 10000 | 900 |  |  |  | 830 |  |  | 112.9 | 85 | [10 empty] | Hex plug-in |  |  | 49.3 |  |  | 125 | 320 EUR. 360 UK | [14 empty] | 320 | 360 | [5 empty] | 2240 |  | 263 x 110 x 141 (mm) |  | U - Universal | [10 empty] | 2520 |  | 1.3 | [7 empty] | exempt | [19 empty] | GX24d-1 | Tungsram | 82 | 3000 | 3000 | 900 | 13 | 91 | Marked for phase-out
93105906 | @F13W TBX/T4/827/A/4P TU | image | datasheet | deeplink | [5 empty] | Yes |  |  |  |  | -15 |  |  |  | 12.5 |  |  | 13.75 |  | Standard | [5 empty] | 5994100010500 | 15994100010507 |  | -15 |  |  |  | 10 | 12000 | 900 |  |  |  | 827 |  |  | 106.2 | 85 | [10 empty] | Hex plug-in |  |  | 49.3 |  |  | 125 | 320 EUR. 360 UK | [14 empty] | 320 | 360 | [5 empty] | 2240 |  | 266 x 108 x 127 (mm) |  | U - Universal | [10 empty] | 2520 |  | 1.3 | [7 empty] | exempt | [19 empty] | GX24q-1 | Tungsram | 82 | 2700 | 2700 | 900 | 13 | 91 | Phased-out
93105925 | @F13W TBX/T4/827/A/2P TU | image | datasheet | deeplink | [5 empty] | No |  |  |  |  | -15 |  |  |  | 13 |  |  | 16.25 |  | Standard | [5 empty] | 5994100010692 | 15994100010699 |  | -15 |  |  |  | 10 | 10000 | 900 |  |  |  | 827 |  |  | 112.9 | 85 | [10 empty] | Hex plug-in |  |  | 49.3 |  |  | 125 | 320 EUR. 360 UK | [14 empty] | 320 | 360 | [5 empty] | 2240 |  | 263 x 110 x 141 (mm) |  | U - Universal | [10 empty] | 2520 |  | 1.3 | [7 empty] | exempt | [19 empty] | GX24d-1 | Tungsram | 82 | 2700 | 2700 | 900 | 13 | 91 | Marked for phase-out
93105892 | @F11W BX/T4/865/4P TU | image | datasheet | deeplink | [5 empty] | Yes |  |  |  |  | -15 |  |  |  | 11 |  |  | 12.1 |  | Standard | [5 empty] | 5994100010364 | 15994100010361 |  | -15 |  |  |  | 10 | 10000 | 900 |  |  |  | 865 |  |  | 222 | 54 | [10 empty] | Biax Plug-in |  |  | 37.5 |  |  | 75 | 800 EUR. 900 UK | [14 empty] | 800 | 900 | [5 empty] | 3200 |  | 199 x 55 x 244 (mm) |  | U - Universal | [10 empty] | 3600 |  | 3 | [7 empty] | exempt | [19 empty] | 2G7 | Tungsram | 82 | 6500 | 6500 | 900 | 11 | 91 | Marked for phase-out
93105957 | @F11W BX/T4/865/2P TU | image | datasheet | deeplink | [5 empty] | No |  |  |  |  | -15 |  |  |  | 11.8 |  |  | 14.69 |  | Standard | [5 empty] | 5994100011019 | 15994100011016 |  | -15 |  |  |  | 10 | 10000 | 900 |  |  |  | 865 |  |  | 237 | 53 | [10 empty] | Biax Plug-in |  |  | 32 |  |  | 74 | 800 EUR. 1000 UK | [14 empty] | 800 | 1000 | [5 empty] | 3200 |  | 191 x 55 x 255 (mm) |  | U - Universal | [10 empty] | 3000 |  | 3 | [7 empty] | exempt | [19 empty] | G23 | Tungsram | 82 | 6500 | 6500 | 900 | 11 | 91 | Phased-out
93105946 | @F11W BX/T4/840/4P TU | image | datasheet | deeplink | [5 empty] | Yes |  |  |  |  | -15 |  |  |  | 11 |  |  | 12.1 |  | Standard | [5 empty] | 5994100010906 | 15994100010903 |  | -15 |  |  |  | 10 | 10000 | 900 |  |  |  | 840 |  |  | 222 | 52 | [10 empty] | Biax Plug-in |  |  | 37.5 |  |  | 73 | 800 EUR. 900 UK | [14 empty] | 800 | 900 | [5 empty] | 3200 |  | 199 x 55 x 244 (mm) |  | U - Universal | [10 empty] | 3600 |  | 1.3 | [7 empty] | exempt | [19 empty] | 2G7 | Tungsram | 82 | 4000 | 4000 | 900 | 11 | 91 | Phased-out
93105942 | @F11W BX/T4/840/2P TU | image | datasheet | deeplink | [5 empty] | No | G |  |  |  | -15 |  |  |  | 11.8 |  |  | 14.69 |  | Standard | [5 empty] | 5994100010869 | 15994100010866 |  | -15 |  |  |  | 10 | 10000 | 900 |  |  |  | 840 |  |  | 237 | 54 | [10 empty] | Biax Plug-in |  |  | 32 |  |  | 73 | 800 EUR. 1000 UK | [14 empty] | 800 | 1000 | [5 empty] | 3200 |  | 191 x 55 x 255 (mm) |  | U - Universal | [10 empty] | 3000 |  | 3 | [7 empty] | exempt | [19 empty] | G23 | Tungsram | 82 | 4000 | 4000 | 900 | 11 | 91 | Phased-out
93105943 | @F11W BX/T4/835/2P TU | image | datasheet | deeplink | [5 empty] | No |  |  |  |  | -15 |  |  |  | 11.8 |  |  | 14.69 |  | Standard | [5 empty] | 5994100010876 | 15994100010873 |  | -15 |  |  |  | 10 | 10000 | 900 |  |  |  | 835 |  |  | 237 | 55 | [10 empty] | Biax Plug-in |  |  | 32 |  |  | 73 | 800 EUR. 1000 UK | [14 empty] | 800 | 1000 | [5 empty] | 3200 |  | 191 x 55 x 255 (mm) |  | U - Universal | [10 empty] | 3000 |  | 3 | [7 empty] | exempt | [19 empty] | G23 | Tungsram | 82 | 3500 | 3500 | 900 | 11 | 91 | Marked for phase-out
93106038 | @F11W BX/T4/830/4P TU | image | datasheet | deeplink | [5 empty] | Yes |  |  |  |  | -15 |  |  |  | 11 |  |  | 12.1 |  | Standard | [5 empty] | 5994100011828 | 15994100011825 |  | -15 |  |  |  | 10 | 10000 | 900 |  |  |  | 830 |  |  | 222 | 52 | [10 empty] | Biax Plug-in |  |  | 37.5 |  |  | 73 | 800 EUR. 900 UK | [14 empty] | 800 | 900 | [5 empty] | 3200 |  | 199 x 55 x 244 (mm) |  | U - Universal | [10 empty] | 3600 |  | 1.3 | [7 empty] | exempt | [19 empty] | 2G7 | Tungsram | 82 | 3000 | 3000 | 900 | 11 | 91 | Phased-out
93105952 | @F11W BX/T4/830/2P TU | image | datasheet | deeplink | [5 empty] | No |  |  |  |  | -15 |  |  |  | 11.8 |  |  | 14.69 |  | Standard | [5 empty] | 5994100010968 | 15994100010965 |  | -15 |  |  |  | 10 | 10000 | 900 |  |  |  | 830 |  |  | 237 | 55 | [10 empty] | Biax Plug-in |  |  | 32 |  |  | 73 | 800 EUR. 1000 UK | [14 empty] | 800 | 1000 | [5 empty] | 3200 |  | 191 x 55 x 255 (mm) |  | U - Universal | [10 empty] | 3000 |  | 3 | [7 empty] | exempt | [19 empty] | G23 | Tungsram | 82 | 3000 | 3000 | 900 | 11 | 91 | Marked for phase-out
93105950 | @F11W BX/T4/827/4P TU | image | datasheet | deeplink | [5 empty] | Yes |  |  |  |  | -15 |  |  |  | 11 |  |  | 12.1 |  | Standard | [5 empty] | 5994100010944 | 15994100010941 |  | -15 |  |  |  | 10 | 10000 | 900 |  |  |  | 827 |  |  | 222 | 53 | [10 empty] | Biax Plug-in |  |  | 37.5 |  |  | 74 | 800 EUR. 900 UK | [14 empty] | 800 | 900 | [5 empty] | 3200 |  | 199 x 55 x 244 (mm) |  | U - Universal | [10 empty] | 3600 |  | 3 | [7 empty] | exempt | [19 empty] | 2G7 | Tungsram | 82 | 2700 | 2700 | 900 | 11 | 91 | Marked for phase-out
93105941 | @F11W BX/T4/827/2P TU | image | datasheet | deeplink | [5 empty] | No |  |  |  |  | -15 |  |  |  | 11.8 |  |  | 14.69 |  | Standard | [5 empty] | 5994100010852 | 15994100010859 |  | -15 |  |  |  | 10 | 10000 | 900 |  |  |  | 827 |  |  | 237 | 54 | [10 empty] | Biax Plug-in |  |  | 32 |  |  | 73 | 800 EUR. 1000 UK | [14 empty] | 800 | 1000 | [5 empty] | 3200 |  | 191 x 55 x 255 (mm) |  | U - Universal | [10 empty] | 3000 |  | 3 | [7 empty] | exempt | [19 empty] | G23 | Tungsram | 82 | 2700 | 2700 | 900 | 11 | 91 | Marked for phase-out
93105983 | @F16W 2D/T4/830/4P TU OEM102 | image | datasheet | deeplink | [5 empty] | Yes |  |  |  |  | -15 |  |  |  | 14 |  |  | 15.4 |  | Standard | [5 empty] | 5994100011279 | 15994100011276 |  | -15 |  |  |  | 102 | 12000 | 1100 |  |  |  | 830 |  |  | 142 | 64 | [10 empty] | 2D |  |  | 138 | INDUSTRIAL PACK |  | 147 | 408 EUR. 612 UK | [11 empty] | OUTER BOX |  |  | 408 | 612 | [5 empty] | 816 |  | 480 x 391 x 470 (mm) |  | U - Universal | [10 empty] | 1224 |  | 3 | [7 empty] | exempt | [19 empty] | GR10q | Tungsram | 82 | 3000 | 3000 | 1100 | 16 | 103 | Phased-out
93105956 | @F9W BX/T4/865/2P TU | image | datasheet | deeplink | [5 empty] | No |  |  |  |  | -15 |  |  |  | 8.7 |  |  | 11.05 |  | Standard | [5 empty] | 5994100011002 | 15994100011009 |  | -15 |  |  |  | 10 | 10000 | 600 |  |  |  | 865 |  |  | 167 | 38 | [10 empty] | Biax Plug-in |  |  | 32 |  |  | 50 | 800 EUR. 1000 UK | [14 empty] | 800 | 1000 | [5 empty] | 4000 |  | 191 x 55 x 185 (mm) |  | U - Universal | [10 empty] | 5000 |  | 3 | [7 empty] | exempt | [19 empty] | G23 | Tungsram | 82 | 6500 | 6500 | 600 | 9 | 60 | Marked for phase-out
93105945 | @F9W BX/T4/840/4P TU | image | datasheet | deeplink | [5 empty] | Yes |  |  |  |  | -15 |  |  |  | 8 |  |  | 8.8 |  | Standard | [5 empty] | 5994100010890 | 15994100010897 |  | -15 |  |  |  | 10 | 10000 | 600 |  |  |  | 840 |  |  | 151 | 37 | [10 empty] | Biax Plug-in |  |  | 37.5 |  |  | 51 | 800 EUR. 1000 UK | [14 empty] | 800 | 1000 | [5 empty] | 4800 |  | 199 x 55 x 172 (mm) |  | U - Universal | [10 empty] | 6000 |  | 1.3 | [7 empty] | exempt | [19 empty] | 2G7 | Tungsram | 82 | 4000 | 4000 | 600 | 9 | 60 | Marked for phase-out
93105935 | @F9W BX/T4/840/2P TU | image | datasheet | deeplink | [5 empty] | No | G |  |  |  | -15 |  |  |  | 8.7 |  |  | 11.05 |  | Standard | [5 empty] | 5994100010791 | 15994100010798 |  | -15 |  |  |  | 10 | 10000 | 600 |  |  |  | 840 |  |  | 167 | 38 | [10 empty] | Biax Plug-in |  |  | 32 |  |  | 52 | 800 EUR. 1000 UK | [14 empty] | 800 | 1000 | [5 empty] | 4000 |  | 191 x 55 x 185 (mm) |  | U - Universal | [10 empty] | 5000 |  | 3 | [7 empty] | exempt | [19 empty] | G23 | Tungsram | 82 | 4000 | 4000 | 600 | 9 | 60 | Marked for phase-out
93105934 | @F9W BX/T4/835/2P TU | image | datasheet | deeplink | [5 empty] | No |  |  |  |  | -15 |  |  |  | 8.7 |  |  | 11.05 |  | Standard | [5 empty] | 5994100010784 | 15994100010781 |  | -15 |  |  |  | 10 | 10000 | 600 |  |  |  | 835 |  |  | 167 | 38 | [10 empty] | Biax Plug-in |  |  | 32 |  |  | 49 | 800 EUR. 1000 UK | [14 empty] | 800 | 1000 | [5 empty] | 4000 |  | 55 x 186 x 183 (mm) |  | U - Universal | [10 empty] | 5000 |  | 3 | [7 empty] | exempt | [19 empty] | G23 | Tungsram | 82 | 3500 | 3500 | 600 | 9 | 60 | Marked for phase-out
93106039 | @F9W BX/T4/830/4P TU | image | datasheet | deeplink | [5 empty] | Yes |  |  |  |  | -15 |  |  |  | 8 |  |  | 8.8 |  | Standard | [5 empty] | 5994100011835 | 15994100011832 |  | -15 |  |  |  | 10 | 10000 | 600 |  |  |  | 830 |  |  | 151 | 37 | [10 empty] | Biax Plug-in |  |  | 37.5 |  |  | 51 | 800 EUR. 1000 UK | [14 empty] | 800 | 1000 | [5 empty] | 4800 |  | 199 x 55 x 172 (mm) |  | U - Universal | [10 empty] | 6000 |  | 1.3 | [7 empty] | exempt | [19 empty] | 2G7 | Tungsram | 82 | 3000 | 3000 | 600 | 9 | 60 | Marked for phase-out
93105953 | @F9W BX/T4/830/2P TU | image | datasheet | deeplink | [5 empty] | No |  |  |  |  | -15 |  |  |  | 8.7 |  |  | 11.05 |  | Standard | [5 empty] | 5994100010975 | 15994100010972 |  | -15 |  |  |  | 10 | 10000 | 600 |  |  |  | 830 |  |  | 167 | 39 | [10 empty] | Biax Plug-in |  |  | 32 |  |  | 53 | 800 EUR. 1000 UK | [14 empty] | 800 | 1000 | [5 empty] | 4000 |  | 191 x 55 x 185 (mm) |  | U - Universal | [10 empty] | 5000 |  | 3 | [7 empty] | exempt | [19 empty] | G23 | Tungsram | 82 | 3000 | 3000 | 600 | 9 | 60 | Marked for phase-out
93105944 | @F9W BX/T4/827/4P TU | image | datasheet | deeplink | [5 empty] | Yes |  |  |  |  | -15 |  |  |  | 8 |  |  | 8.8 |  | Standard | [5 empty] | 5994100010883 | 15994100010880 |  | -15 |  |  |  | 10 | 10000 | 600 |  |  |  | 827 |  |  | 151 | 37 | [10 empty] | Biax Plug-in |  |  | 37.5 |  |  | 51 | 800 EUR. 1000 UK | [14 empty] | 800 | 1000 | [5 empty] | 4800 |  | 199 x 55 x 172 (mm) |  | U - Universal | [10 empty] | 6000 |  | 3 | [7 empty] | exempt | [19 empty] | 2G7 | Tungsram | 82 | 2700 | 2700 | 600 | 9 | 60 | Marked for phase-out
93105933 | @F9W BX/T4/827/2P TU | image | datasheet | deeplink | [5 empty] | No |  |  |  |  | -15 |  |  |  | 8.7 |  |  | 11.05 |  | Standard | [5 empty] | 5994100010777 | 15994100010774 |  | -15 |  |  |  | 10 | 10000 | 600 |  |  |  | 827 |  |  | 167 | 39 | [10 empty] | Biax Plug-in |  |  | 32 |  |  | 53 | 800 EUR. 1000 UK | [14 empty] | 800 | 1000 | [5 empty] | 4000 |  | 191 x 55 x 185 (mm) |  | U - Universal | [10 empty] | 5000 |  | 3 | [7 empty] | exempt | [19 empty] | G23 | Tungsram | 82 | 2700 | 2700 | 600 | 9 | 60 | Marked for phase-out
93105955 | @F7W BX/T4/865/2P TU | image | datasheet | deeplink | [5 empty] | No |  |  |  |  | -15 |  |  |  | 7.1 |  |  | 9.18 |  | Standard | [5 empty] | 5994100010999 | 15994100010996 |  | -15 |  |  |  | 10 | 10000 | 425 |  |  |  | 865 |  |  | 136.5 | 32 | [10 empty] | Biax Plug-in |  |  | 32 |  |  | 45 | 800 EUR. 1000 UK | [14 empty] | 800 | 1000 | [5 empty] | 5600 |  | 191 x 55 x 153 (mm) |  | U - Universal | [10 empty] | 6000 |  | 3 | [7 empty] | exempt | [19 empty] | G23 | Tungsram | 82 | 6500 | 6500 | 425 | 7 | 47 | Marked for phase-out
93105949 | @F7W BX/T4/840/4P TU | image | datasheet | deeplink | [5 empty] | Yes |  |  |  |  | -15 |  |  |  | 6.5 |  |  | 7.15 |  | Standard | [5 empty] | 5994100010937 | 15994100010934 |  | -15 |  |  |  | 10 | 10000 | 425 |  |  |  | 840 |  |  | 121 | 30 | [10 empty] | Biax Plug-in |  |  | 37.5 |  |  | 50 | 100 EUR. 1000 UK | [14 empty] | 100 | 1000 | [5 empty] | 5600 |  | 199 x 55 x 142 (mm) |  | U - Universal | [10 empty] | 7000 |  | 3 | [7 empty] | exempt | [19 empty] | 2G7 | Tungsram | 82 | 4000 | 4000 | 425 | 7 | 47 | Marked for phase-out
93105939 | @F7W BX/T4/840/2P TU | image | datasheet | deeplink | [5 empty] | No |  |  |  |  | -15 |  |  |  | 7.1 |  |  | 9.18 |  | Standard | [5 empty] | 5994100010838 | 15994100010835 |  | -15 |  |  |  | 10 | 10000 | 425 |  |  |  | 840 |  |  | 136.5 | 31 | [10 empty] | Biax Plug-in |  |  | 32 |  |  | 44 | 800 EUR. 1000 UK | [14 empty] | 800 | 1000 | [5 empty] | 5600 |  | 191 x 55 x 153 (mm) |  | U - Universal | [10 empty] | 6000 |  | 3 | [7 empty] | exempt | [19 empty] | G23 | Tungsram | 82 | 4000 | 4000 | 425 | 7 | 47 | Marked for phase-out
93105938 | @F7W BX/T4/835/2P TU | image | datasheet | deeplink | [5 empty] | No |  |  |  |  | -15 |  |  |  | 7.1 |  |  | 9.18 |  | Standard | [5 empty] | 5994100010821 | 15994100010828 |  | -15 |  |  |  | 10 | 10000 | 425 |  |  |  | 835 |  |  | 136.5 | 31 | [10 empty] | Biax Plug-in |  |  | 32 |  |  | 44 | 800 EUR. 1000 UK | [14 empty] | 800 | 1000 | [5 empty] | 5600 |  | 191 x 55 x 153 (mm) |  | U - Universal | [10 empty] | 6000 |  | 3 | [7 empty] | exempt | [19 empty] | G23 | Tungsram | 82 | 3500 | 3500 | 425 | 7 | 47 | Marked for phase-out
93105954 | @F7W BX/T4/830/2P TU | image | datasheet | deeplink | [5 empty] | No |  |  |  |  | -15 |  |  |  | 7.1 |  |  | 9.18 |  | Standard | [5 empty] | 5994100010982 | 15994100010989 |  | -15 |  |  |  | 10 | 10000 | 425 |  |  |  | 830 |  |  | 136.5 | 31 | [10 empty] | Biax Plug-in |  |  | 32 |  |  | 43 | 800 EUR. 1000 UK | [14 empty] | 800 | 1000 | [5 empty] | 5600 |  | 191 x 55 x 153 (mm) |  | U - Universal | [10 empty] | 6000 |  | 3 | [7 empty] | exempt | [19 empty] | G23 | Tungsram | 82 | 3000 | 3000 | 425 | 7 | 47 | Marked for phase-out
93105937 | @F7W BX/T4/827/4P TU | image | datasheet | deeplink | [5 empty] | Yes |  |  |  |  | -15 |  |  |  | 6.5 |  |  | 7.15 |  | Standard | [5 empty] | 5994100010814 | 15994100010811 |  | -15 |  |  |  | 10 | 10000 | 425 |  |  |  | 827 |  |  | 121 | 30 | [10 empty] | Biax Plug-in |  |  | 37.5 |  |  | 73 | 600 EUR. 1000 UK | [14 empty] | 600 | 1000 | [5 empty] | 4200 |  | 124 x 84 x 139 (mm) |  | U - Universal | [10 empty] | 7000 |  | 3 | [7 empty] | exempt | [19 empty] | 2G7 | Tungsram | 82 | 2700 | 2700 | 425 | 7 | 47 | Phased-out
93105951 | @F7W BX/T4/827/2P TU | image | datasheet | deeplink | [5 empty] | No |  |  |  |  | -15 |  |  |  | 7.1 |  |  | 9.18 |  | Standard | [5 empty] | 5994100010951 | 15994100010958 |  | -15 |  |  |  | 10 | 10000 | 425 |  |  |  | 827 |  |  | 136.5 | 31 | [10 empty] | Biax Plug-in |  |  | 32 |  |  | 43 | 800 EUR. 1000 UK | [14 empty] | 800 | 1000 | [5 empty] | 5600 |  | 191 x 55 x 153 (mm) |  | U - Universal | [10 empty] | 6000 |  | 3 | [7 empty] | exempt | [19 empty] | G23 | Tungsram | 82 | 2700 | 2700 | 425 | 7 | 47 | Marked for phase-out
93105948 | @F5W BX/T4/840/4P TU | image | datasheet | deeplink | [5 empty] | Yes |  |  |  |  | -15 |  |  |  | 5 |  |  | 5.5 |  | Standard | [5 empty] | 5994100010920 | 15994100010927 |  | -15 |  |  |  | 10 | 10000 | 265 |  |  |  | 840 |  |  | 92 | 55 | [10 empty] | Biax Plug-in |  |  | 37.5 |  |  | 73 | 600 EUR. 1000 UK | [14 empty] | 600 | 1000 | [5 empty] | 5400 |  | 124 x 84 x 112 (mm) |  | U - Universal | [10 empty] | 9000 |  | 3 | [7 empty] | exempt | [19 empty] | 2G7 | Tungsram | 82 | 4000 | 4000 | 265 | 5 | 35 | Marked for phase-out
93105940 | @F5W BX/T4/840/2P TU | image | datasheet | deeplink | [5 empty] | No |  |  |  |  | -15 |  |  |  | 5.4 |  |  | 7.15 |  | Standard | [5 empty] | 5994100010845 | 15994100010842 |  | -15 |  |  |  | 10 | 10000 | 265 |  |  |  | 840 |  |  | 107.5 | 55 | [10 empty] | Biax Plug-in |  |  | 32 |  |  | 73 | 800 EUR. 1000 UK | [14 empty] | 800 | 1000 | [5 empty] | 6400 |  | 191 x 55 x 126 (mm) |  | U - Universal | [10 empty] | 7000 |  | 3 | [7 empty] | exempt | [19 empty] | G23 | Tungsram | 82 | 4000 | 4000 | 265 | 5 | 35 | Marked for phase-out
93105947 | @F5W BX/T4/827/4P TU | image | datasheet | deeplink | [5 empty] | Yes |  |  |  |  | -15 |  |  |  | 5 |  |  | 5.5 |  | Standard | [5 empty] | 5994100010913 | 15994100010910 |  | -15 |  |  |  | 10 | 10000 | 265 |  |  |  | 827 |  |  | 92 | 55 | [10 empty] | Biax Plug-in |  |  | 37.5 |  |  | 73 | 600 EUR. 1000 UK | [14 empty] | 600 | 1000 | [5 empty] | 5400 |  | 124 x 84 x 112 (mm) |  | U - Universal | [10 empty] | 9000 |  | 3 | [7 empty] | exempt | [19 empty] | 2G7 | Tungsram | 82 | 2700 | 2700 | 265 | 5 | 35 | Marked for phase-out
93105936 | @F5W BX/T4/827/2P TU | image | datasheet | deeplink | [5 empty] | No |  |  |  |  | -15 |  |  |  | 5.4 |  |  | 7.15 |  | Standard | [5 empty] | 5994100010807 | 15994100010804 |  | -15 |  |  |  | 10 | 10000 | 265 |  |  |  | 827 |  |  | 107.5 | 55 | [10 empty] | Biax Plug-in |  |  | 32 |  |  | 73 | 800 EUR. 1000 UK | [14 empty] | 800 | 1000 | [5 empty] | 6400 |  | 191 x 55 x 126 (mm) |  | U - Universal | [10 empty] | 7000 |  | 3 | [7 empty] | exempt | [19 empty] | G23 | Tungsram | 82 | 2700 | 2700 | 265 | 5 | 35 | Marked for phase-out
93105920 | @F26W DBX/T4/827/2P TU | image | datasheet | deeplink | [5 empty] | No |  |  |  |  | -15 |  |  |  | 26 |  |  | 31.39 |  | Standard | [5 empty] | 5994100010647 | 15994100010644 |  | -15 |  |  |  | 10 | 10000 | 1800 |  |  |  | 827 |  |  | 169.5 | 74 | [10 empty] | Quad plug-in |  |  | 34.4 |  |  | 92 | 600 EUR. 750 UK | [14 empty] | 600 | 750 | [5 empty] | 3000 |  | 191 x 82 x 187 (mm) |  | U - Universal | [10 empty] | 3750 |  | 3 | [7 empty] | exempt | [19 empty] | G24d-3 | Tungsram | 82 | 2700 | 2700 | 1800 | 26 | 105 | Marked for phase-out
93105965 | @F24W BX/T5/840/4P TU | image | datasheet | deeplink | [5 empty] | Yes |  |  |  |  | -15 |  |  |  | 22 |  |  | 24.2 |  | Standard | [5 empty] | 5994100011095 | 15994100011092 |  | -15 |  |  |  | 25 | 10000 | 1800 |  |  |  | 840 |  |  | 326.8 | 118 | [10 empty] | Biax Plug-in |  |  | 43.8 |  |  | 144 | 425 EUR. 500 UK | [14 empty] | 425 | 500 | [5 empty] | 1700 |  | 360 x 141 x 242 (mm) |  | U - Universal | [10 empty] | 2000 |  | 3 | [7 empty] | exempt | [19 empty] | 2G11 | Tungsram | 82 | 4000 | 4000 | 1800 | 24 | 87 | Marked for phase-out
93105964 | @F24W BX/T5/835/4P TU | image | datasheet | deeplink | [5 empty] | Yes |  |  |  |  | -15 |  |  |  | 22 |  |  | 24.2 |  | Standard | [5 empty] | 5994100011088 | 15994100011085 |  | -15 |  |  |  | 25 | 10000 | 1800 |  |  |  | 835 |  |  | 326.8 | 127 | [10 empty] | Biax Plug-in |  |  | 43.8 |  |  | 160 | 425 EUR. 500 UK | [14 empty] | 425 | 500 | [5 empty] | 1700 |  | 360 x 141 x 242 (mm) |  | U - Universal | [10 empty] | 2000 |  | 3 | [7 empty] | exempt | [19 empty] | 2G11 | Tungsram | 82 | 3500 | 3500 | 1800 | 24 | 87 | Phased-out
93105963 | @F24W BX/T5/830/4P TU | image | datasheet | deeplink | [5 empty] | Yes |  |  |  |  | -15 |  |  |  | 22 |  |  | 24.2 |  | Standard | [5 empty] | 5994100011071 | 15994100011078 |  | -15 |  |  |  | 25 | 10000 | 1800 |  |  |  | 830 |  |  | 326.8 | 118 | [10 empty] | Biax Plug-in |  |  | 43.8 |  |  | 144 | 425 EUR. 500 UK | [14 empty] | 425 | 500 | [5 empty] | 1700 |  | 360 x 141 x 242 (mm) |  | U - Universal | [10 empty] | 2000 |  | 3 | [7 empty] | exempt | [19 empty] | 2G11 | Tungsram | 82 | 3000 | 3000 | 1800 | 24 | 87 | Phased-out
93105962 | @F24W BX/T5/827/4P TU | image | datasheet | deeplink | [5 empty] | Yes |  |  |  |  | -15 |  |  |  | 22 |  |  | 24.2 |  | Standard | [5 empty] | 5994100011064 | 15994100011061 |  | -15 |  |  |  | 25 | 10000 | 1800 |  |  |  | 827 |  |  | 326.8 | 118 | [10 empty] | Biax Plug-in |  |  | 43.8 |  |  | 144 | 425 EUR. 500 UK | [14 empty] | 425 | 500 | [5 empty] | 1700 |  | 360 x 141 x 242 (mm) |  | U - Universal | [10 empty] | 2000 |  | 3 | [7 empty] | exempt | [19 empty] | 2G11 | Tungsram | 82 | 2700 | 2700 | 1800 | 24 | 87 | Marked for phase-out
93105904 | @F18W TBX/T4/840/A/4P TU | image | datasheet | deeplink | [5 empty] | Yes |  |  |  |  | -15 |  |  |  | 16.5 |  |  | 18.15 |  | Standard | [5 empty] | 5994100010487 | 15994100010484 |  | -15 |  |  |  | 10 | 20000 | 1200 |  |  |  | 840 |  |  | 120.7 | 85 | [10 empty] | Hex plug-in |  |  | 49.3 |  |  | 125 | 320 EUR. 360 UK | [12 empty] | 20000 |  | 320 | 360 | [5 empty] | 1920 | 17000 | 263 x 110 x 148 (mm) |  | U - Universal | [10 empty] | 2160 |  | 1.3 | [7 empty] | exempt | [19 empty] | GX24q-2 | Tungsram | 82 | 4000 | 4000 | 1200 | 18 | 100 | Phased-out
93105924 | @F18W TBX/T4/840/A/2P TU | image | datasheet | deeplink | [5 empty] | No |  |  |  |  | -15 |  |  |  | 18 |  |  | 22.1 |  | Standard | [5 empty] | 5994100010685 | 15994100010682 |  | -15 |  |  |  | 10 | 10000 | 1200 |  |  |  | 840 |  |  | 127.4 | 85 | [10 empty] | Hex plug-in |  |  | 49.3 |  |  | 125 | 320 EUR. 360 UK | [14 empty] | 320 | 360 | [5 empty] | 1920 |  | 263 x 110 x 154 (mm) |  | U - Universal | [10 empty] | 2160 |  | 1.3 | [7 empty] | exempt | [19 empty] | GX24d-2 | Tungsram | 82 | 4000 | 4000 | 1200 | 18 | 100 | Marked for phase-out
93105913 | @F18W TBX/T4/835/A/4P TU | image | datasheet | deeplink | [5 empty] | Yes |  |  |  |  | -15 |  |  |  | 16.5 |  |  | 18.15 |  | Standard | [5 empty] | 5994100010579 | 15994100010576 |  | -15 |  |  |  | 10 | 20000 | 1200 |  |  |  | 835 |  |  | 120.7 | 85 | [10 empty] | Hex plug-in |  |  | 49.3 |  |  | 125 | 320 EUR. 360 UK | [12 empty] | 20000 |  | 320 | 360 | [5 empty] | 1920 | 17000 | 263 x 110 x 148 (mm) |  | U - Universal | [10 empty] | 2160 |  | 1.3 | [7 empty] | exempt | [19 empty] | GX24q-2 | Tungsram | 82 | 3500 | 3500 | 1200 | 18 | 100 | Phased-out
93105910 | @F18W TBX/T4/830/A/4P TU | image | datasheet | deeplink | [5 empty] | Yes |  |  |  |  | -15 |  |  |  | 16.5 |  |  | 18.15 |  | Standard | [5 empty] | 5994100010548 | 15994100010545 |  | -15 |  |  |  | 10 | 20000 | 1200 |  |  |  | 830 |  |  | 120.7 | 85 | [10 empty] | Hex plug-in |  |  | 49.3 |  |  | 125 | 320 EUR. 360 UK | [12 empty] | 20000 |  | 320 | 360 | [5 empty] | 1920 | 17000 | 263 x 110 x 148 (mm) |  | U - Universal | [10 empty] | 2160 |  | 1.3 | [7 empty] | exempt | [19 empty] | GX24q-2 | Tungsram | 82 | 3000 | 3000 | 1200 | 18 | 100 | Phased-out
93105927 | @F18W TBX/T4/830/A/2P TU | image | datasheet | deeplink | [5 empty] | No |  |  |  |  | -15 |  |  |  | 18 |  |  | 22.1 |  | Standard | [5 empty] | 5994100010715 | 15994100010712 |  | -15 |  |  |  | 10 | 10000 | 1200 |  |  |  | 830 |  |  | 127.4 | 85 | [10 empty] | Hex plug-in |  |  | 49.3 |  |  | 125 | 320 EUR. 360 UK | [14 empty] | 320 | 360 | [5 empty] | 1920 |  | 263 x 110 x 154 (mm) |  | U - Universal | [10 empty] | 2160 |  | 1.3 | [7 empty] | exempt | [19 empty] | GX24d-2 | Tungsram | 82 | 3000 | 3000 | 1200 | 18 | 100 | Marked for phase-out
93105907 | @F18W TBX/T4/827/A/4P TU | image | datasheet | deeplink | [5 empty] | Yes |  |  |  |  | -15 |  |  |  | 16.5 |  |  | 18.15 |  | Standard | [5 empty] | 5994100010517 | 15994100010514 |  | -15 |  |  |  | 10 | 20000 | 1200 |  |  |  | 827 |  |  | 120.7 | 85 | [10 empty] | Hex plug-in |  |  | 49.3 |  |  | 125 | 320 EUR. 360 UK | [12 empty] | 20000 |  | 320 | 360 | [5 empty] | 1920 | 17000 | 263 x 110 x 148 (mm) |  | U - Universal | [10 empty] | 2160 |  | 1.3 | [7 empty] | exempt | [19 empty] | GX24q-2 | Tungsram | 82 | 2700 | 2700 | 1200 | 18 | 100 | Marked for phase-out
93105928 | @F18W TBX/T4/827/A/2P TU | image | datasheet | deeplink | [5 empty] | No |  |  |  |  | -15 |  |  |  | 18 |  |  | 22.1 |  | Standard | [5 empty] | 5994100010722 | 15994100010729 |  | -15 |  |  |  | 10 | 10000 | 1200 |  |  |  | 827 |  |  | 127.4 | 85 | [10 empty] | Hex plug-in |  |  | 49.3 |  |  | 125 | 320 EUR. 360 UK | [14 empty] | 320 | 360 | [5 empty] | 1920 |  | 263 x 110 x 154 (mm) |  | U - Universal | [10 empty] | 2160 |  | 1.3 | [7 empty] | exempt | [19 empty] | GX24d-2 | Tungsram | 82 | 2700 | 2700 | 1200 | 18 | 100 | Marked for phase-out
93105987 | @F18W DBX/T4/865/4P TU | image | datasheet | deeplink | [5 empty] | Yes |  |  |  |  | -15 |  |  |  | 16.5 |  |  | 18.15 |  | Standard | [5 empty] | 5994100011316 | 15994100011313 |  | -15 |  |  |  | 10 | 12000 | 1200 |  |  |  | 865 |  |  |  | 59 | [10 empty] | Quad plug-in |  |  | 34.4 | BOX |  | 76 | 600 EUR. 750 UK | [11 empty] | OUTER BOX | 20000 |  | 600 | 750 | [5 empty] | 3600 | 17000 | 191 x 82 x 172 (mm) |  | U - Universal | [10 empty] | 3750 | [9 empty] | exempt | [19 empty] | G24q-2 | Tungsram | 82 | 6500 | 6500 | 1200 | 18 | 100 | Phased-out
93105908 | @F26W TBX/T4/827/A/4P TU | image | datasheet | deeplink | [5 empty] | Yes |  |  |  |  | -15 |  |  |  | 24 |  |  | 26.4 |  | Standard | [5 empty] | 5994100010524 | 15994100010521 |  | -15 |  |  |  | 10 | 20000 | 1800 |  |  |  | 827 |  |  | 133.2 | 91 | [10 empty] | Hex plug-in |  |  | 49.3 | BOX |  | 125 | 320 EUR. 360 UK | [11 empty] | OUTER BOX | 20000 |  | 320 | 360 | [5 empty] | 1920 | 17000 | 263 x 110 x 158 (mm) |  | U - Universal | [10 empty] | 2160 |  | 1.3 | [7 empty] | exempt | [19 empty] | GX24q-3 | Tungsram | 82 | 2700 | 2700 | 1800 | 26 | 105 | Marked for phase-out
93105930 | @F26W TBX/T4/827/A/2P TU | image | datasheet | deeplink | [5 empty] | No |  |  |  |  | -15 |  |  |  | 27.2 |  |  | 32.79 |  | Standard | [5 empty] | 5994100010746 | 15994100010743 |  | -15 |  |  |  | 10 | 10000 | 1800 |  |  |  | 827 |  |  | 139.9 | 92 | [10 empty] | Hex plug-in |  |  | 49.3 | BOX |  | 125 | 320 EUR. 360 UK | [11 empty] | OUTER BOX |  |  | 320 | 360 | [5 empty] | 1920 |  | 263 x 110 x 166 (mm) |  | U - Universal | [10 empty] | 2160 |  | 1.3 | [7 empty] | exempt | [19 empty] | GX24d-3 | Tungsram | 82 | 2700 | 2700 | 1800 | 26 | 105 | Marked for phase-out
93105986 | @F26W DBX/T4/865/4P TU | image | datasheet | deeplink | [5 empty] | Yes |  |  |  |  | -15 |  |  |  | 24 |  |  | 26.4 |  | Standard | [5 empty] | 5994100011309 | 15994100011306 |  | -15 |  |  |  | 10 | 12000 | 1710 |  |  |  | 865 |  |  | 162 | 66 | [10 empty] | Quad plug-in |  |  | 34.4 | BOX |  | 90 | 600 EUR. 750 UK | [12 empty] | 20000 |  | 600 | 750 | [5 empty] | 3000 | 17000 | 191 x 82 x 187 (mm) |  | U - Universal | [10 empty] | 3750 |  | 3 | [7 empty] | exempt | [19 empty] | G24q-3 | Tungsram | 82 | 6500 | 6500 | 1710 | 26 | 105 | Marked for phase-out
93105923 | @F26W DBX/T4/865/2P TU | image | datasheet | deeplink | [5 empty] | No |  |  |  |  | -15 |  |  |  | 26 |  |  | 31.42 |  | Standard | [5 empty] | 5994100010678 | 15994100010675 |  | -15 |  |  |  | 10 | 10000 | 1710 |  |  |  | 865 |  |  | 169.5 | 74 | [10 empty] | Quad plug-in |  |  | 34.4 |  |  | 92 | 600 EUR. 750 UK | [14 empty] | 600 | 750 | [5 empty] | 3000 |  | 191 x 82 x 187 (mm) |  | U - Universal | [10 empty] | 3750 |  | 3 | [7 empty] | exempt | [19 empty] | G24d-3 | Tungsram | 82 | 6500 | 6500 | 1710 | 26 | 105 | Marked for phase-out
93105916 | @F26W DBX/T4/840/4P TU | image | datasheet | deeplink | [5 empty] | Yes | G |  |  |  | -15 |  |  |  | 24 |  |  | 26.4 |  | Standard | [5 empty] | 5994100010609 | 15994100010606 |  | -15 |  |  |  | 10 | 12000 | 1800 |  |  |  | 840 |  |  | 162 | 66 | [10 empty] | Quad plug-in |  |  | 34.4 | BOX |  | 92 | 600 EUR. 750 UK | [12 empty] | 20000 |  | 600 | 750 | [5 empty] | 3000 | 17000 | 191 x 82 x 187 (mm) |  | U - Universal | [10 empty] | 3750 |  | 3 | [7 empty] | exempt | [19 empty] | G24q-3 | Tungsram | 82 | 4000 | 4000 | 1800 | 26 | 105 | Marked for phase-out
93105922 | @F26W DBX/T4/840/2P TU | image | datasheet | deeplink | [5 empty] | No | G |  |  |  | -15 |  |  |  | 26 |  |  | 31.39 |  | Standard | [5 empty] | 5994100010661 | 15994100010668 |  | -15 |  |  |  | 10 | 10000 | 1800 |  |  |  | 840 |  |  | 169.5 | 74 | [10 empty] | Quad plug-in |  |  | 34.4 |  |  | 93 | 600 EUR. 750 UK | [14 empty] | 600 | 750 | [5 empty] | 3000 |  | 191 x 82 x 187 (mm) |  | U - Universal | [10 empty] | 3750 |  | 3 | [7 empty] | exempt | [19 empty] | G24d-3 | Tungsram | 82 | 4000 | 4000 | 1800 | 26 | 105 | Marked for phase-out
93105919 | @F26W DBX/T4/835/4P TU | image | datasheet | deeplink | [5 empty] | Yes |  |  |  |  | -15 |  |  |  | 24 |  |  | 26.4 |  | Standard | [5 empty] | 5994100010630 | 15994100010637 |  | -15 |  |  |  | 10 | 12000 | 1800 |  |  |  | 835 |  |  | 162 | 66 | [10 empty] | Quad plug-in |  |  | 34.4 | BOX |  | 92 | 600 EUR. 750 UK | [12 empty] | 20000 |  | 600 | 750 | [5 empty] | 3000 | 17000 | 191 x 82 x 187 (mm) |  | U - Universal | [10 empty] | 3750 |  | 3 | [7 empty] | exempt | [19 empty] | G24q-3 | Tungsram | 82 | 3500 | 3500 | 1800 | 26 | 105 | Phased-out
93105921 | @F26W DBX/T4/835/2P TU | image | datasheet | deeplink | [5 empty] | No |  |  |  |  | -15 |  |  |  | 26 |  |  | 31.39 |  | Standard | [5 empty] | 5994100010654 | 15994100010651 |  | -15 |  |  |  | 10 | 10000 | 1800 |  |  |  | 835 |  |  | 169.5 | 74 | [10 empty] | Quad plug-in |  |  | 34.4 | BOX |  | 92 | 600 EUR. 750 UK | [11 empty] | OUTER BOX |  |  | 600 | 750 | [5 empty] | 3000 |  | 191 x 82 x 187 (mm) |  | U - Universal | [10 empty] | 3750 |  | 3 | [7 empty] | exempt | [19 empty] | G24d-3 | Tungsram | 82 | 3500 | 3500 | 1800 | 26 | 105 | Marked for phase-out
93105915 | @F26W DBX/T4/830/4P TU | image | datasheet | deeplink | [5 empty] | Yes | G |  |  |  | -15 |  |  |  | 24 |  |  | 26.4 |  | Standard | [5 empty] | 5994100010593 | 15994100010590 |  | -15 |  |  |  | 10 | 12000 | 1800 |  |  |  | 830 |  |  | 162 | 66 | [10 empty] | Quad plug-in |  |  | 34.4 | BOX |  | 92 | 600 EUR. 750 UK | [12 empty] | 20000 |  | 600 | 750 | [5 empty] | 3000 | 17000 | 191 x 82 x 187 (mm) |  | U - Universal | [10 empty] | 3750 |  | 3 | [7 empty] | exempt | [19 empty] | G24q-3 | Tungsram | 82 | 3000 | 3000 | 1800 | 26 | 105 | Marked for phase-out
93105917 | @F26W DBX/T4/830/2P TU | image | datasheet | deeplink | [5 empty] | No |  |  |  |  | -15 |  |  |  | 26 |  |  | 31.39 |  | Standard | [5 empty] | 5994100010616 | 15994100010613 |  | -15 |  |  |  | 10 | 10000 | 1800 |  |  |  | 830 |  |  | 169.5 | 75 | [10 empty] | Quad plug-in |  |  | 34.4 |  |  | 94 | 600 EUR. 750 UK | [14 empty] | 600 | 750 | [5 empty] | 3000 |  | 191 x 82 x 187 (mm) |  | U - Universal | [10 empty] | 3750 |  | 3 | [7 empty] | exempt | [19 empty] | G24d-3 | Tungsram | 82 | 3000 | 3000 | 1800 | 26 | 105 | Marked for phase-out
93105918 | @F26W DBX/T4/827/4P TU | image | datasheet | deeplink | [5 empty] | Yes |  |  |  |  | -15 |  |  |  | 24 |  |  | 26.4 |  | Standard | [5 empty] | 5994100010623 | 15994100010620 |  | -15 |  |  |  | 10 | 12000 | 1800 |  |  |  | 827 |  |  | 162 | 66 | [10 empty] | Quad plug-in |  |  | 34.4 | BOX |  | 92 | 600 EUR. 750 UK | [12 empty] | 20000 |  | 600 | 750 | [5 empty] | 3000 | 17000 | 191 x 82 x 187 (mm) |  | U - Universal | [10 empty] | 3750 |  | 3 | [7 empty] | exempt | [19 empty] | G24q-3 | Tungsram | 82 | 2700 | 2700 | 1800 | 26 | 105 | Marked for phase-out
93105970 | @F36W BX/T5/835/4P TU | image | datasheet | deeplink | [5 empty] | Yes |  |  |  |  | -15 |  |  |  | 33.2 |  |  | 36.52 |  | Standard | [5 empty] | 5994100011149 | 15994100011146 |  | -15 |  |  |  | 25 | 10000 | 2900 |  |  |  | 835 |  |  | 421.8 | 150 | [10 empty] | Biax Plug-in |  |  | 43.8 |  |  | 181 | 325 EUR. 450 UK | [14 empty] | 325 | 450 | [5 empty] | 1300 |  | 453 x 141 x 242 (mm) |  | U - Universal | [10 empty] | 1800 |  | 3 | [7 empty] | exempt | [19 empty] | 2G11 | Tungsram | 82 | 3500 | 3500 | 2900 | 36 | 106 | Marked for phase-out
93105969 | @F36W BX/T5/830/4P TU | image | datasheet | deeplink | [5 empty] | Yes |  |  |  |  | -15 |  |  |  | 33.2 |  |  | 36.52 |  | Standard | [5 empty] | 5994100011132 | 15994100011139 |  | -15 |  |  |  | 25 | 10000 | 2900 |  |  |  | 830 |  |  | 421.8 | 151 | [10 empty] | Biax Plug-in |  |  | 43.8 |  |  | 184 | 325 EUR. 450 UK | [14 empty] | 325 | 450 | [5 empty] | 1300 |  | 453 x 141 x 242 (mm) |  | U - Universal | [10 empty] | 1800 |  | 3 | [7 empty] | exempt | [19 empty] | 2G11 | Tungsram | 82 | 3000 | 3000 | 2900 | 36 | 106 | Phased-out
93105978 | @F36W BX/T5/827/4P TU | image | datasheet | deeplink | [5 empty] | Yes |  |  |  |  | -15 |  |  |  | 33.2 |  |  | 36.52 |  | Standard | [5 empty] | 5994100011224 | 15994100011221 |  | -15 |  |  |  | 25 | 10000 | 2900 |  |  |  | 827 |  |  | 421.8 | 151 | [10 empty] | Biax Plug-in |  |  | 43.8 |  |  | 184 | 325 EUR. 450 UK | [14 empty] | 325 | 450 | [5 empty] | 1300 |  | 453 x 141 x 242 (mm) |  | U - Universal | [10 empty] | 1800 |  | 3 | [7 empty] | exempt | [19 empty] | 2G11 | Tungsram | 82 | 2700 | 2700 | 2900 | 36 | 106 | Phased-out
93105968 | @F34W BX/T5/840/4P TU | image | datasheet | deeplink | [5 empty] | Yes |  |  |  |  | -15 |  |  |  | 30 |  |  | 33 |  | Standard | [5 empty] | 5994100011125 | 15994100011122 |  | -15 |  |  |  | 25 | 10000 | 2800 |  |  |  | 840 |  |  | 538.8 | 212 | [10 empty] | Biax Plug-in |  |  | 43.8 |  |  | 260 | 250 EUR. 350 UK | [14 empty] | 250 | 350 | [5 empty] | 1000 |  | 572 x 141 x 238 (mm) |  | U - Universal | [10 empty] | 1400 |  | 3 | [7 empty] | exempt | [19 empty] | 2G11 | Tungsram | 82 | 4000 | 4000 | 2800 | 34 | 120 | Marked for phase-out
93105967 | @F34W BX/T5/835/4P TU | image | datasheet | deeplink | [5 empty] | Yes |  |  |  |  | -15 |  |  |  | 30 |  |  | 33 |  | Standard | [5 empty] | 5994100011118 | 15994100011115 |  | -15 |  |  |  | 25 | 10000 | 2800 |  |  |  | 835 |  |  | 538.8 | 212 | [10 empty] | Biax Plug-in |  |  | 43.8 |  |  | 260 | 250 EUR. 350 UK | [14 empty] | 250 | 350 | [5 empty] | 1000 |  | 572 x 141 x 238 (mm) |  | U - Universal | [10 empty] | 1400 |  | 3 | [7 empty] | exempt | [19 empty] | 2G11 | Tungsram | 82 | 3500 | 3500 | 2800 | 34 | 120 | Marked for phase-out
93105966 | @F34W BX/T5/830/4P TU | image | datasheet | deeplink | [5 empty] | Yes |  |  |  |  | -15 |  |  |  | 30 |  |  | 33 |  | Standard | [5 empty] | 5994100011101 | 15994100011108 |  | -15 |  |  |  | 25 | 10000 | 2800 |  |  |  | 830 |  |  | 538.8 | 212 | [10 empty] | Biax Plug-in |  |  | 43.8 |  |  | 260 | 250 EUR. 350 UK | [14 empty] | 250 | 350 | [5 empty] | 1000 |  | 572 x 141 x 238 (mm) |  | U - Universal | [10 empty] | 1400 |  | 3 | [7 empty] | exempt | [19 empty] | 2G11 | Tungsram | 82 | 3000 | 3000 | 2800 | 34 | 120 | Phased-out
93106037 | @F32W TBX/T4/835/A/4P TU | image | datasheet | deeplink | [5 empty] | Yes |  |  |  |  | -15 |  |  |  | 32 |  |  | 35.2 |  | Standard | [5 empty] | 5994100011811 | 15994100011818 |  | -15 |  |  |  | 10 | 12000 | 2400 |  |  |  | 835 |  |  |  | 88 | [10 empty] | Hex plug-in |  |  | 49.3 | BOX |  | 125 | 320 EUR. 410 UK | [11 empty] | OUTER BOX | 20000 |  | 320 | 410 | [5 empty] | 1920 | 17000 | 262 x 108 x 166 (mm) |  | U - Universal | [10 empty] | 2460 | [9 empty] | exempt | [19 empty] | GX24q-3 | Tungsram | 82 | 3500 | 3500 | 2400 | 32 | 100 | Marked for phase-out
93106036 | @F32W TBX/T4/830/A/4P TU | image | datasheet | deeplink | [5 empty] | Yes | G |  |  |  | -15 |  |  |  | 32 |  |  | 35.2 |  | Standard | [5 empty] | 5994100011804 | 15994100011801 |  | -15 |  |  |  | 10 | 12000 | 2400 |  |  |  | 830 |  |  |  | 88 | [10 empty] | Hex plug-in |  |  | 49.3 | BOX |  | 125 | 320 EUR. 410 UK | [11 empty] | OUTER BOX | 20000 |  | 320 | 410 | [5 empty] | 1920 | 17000 | 262 x 108 x 166 (mm) |  | U - Universal | [10 empty] | 2460 | [9 empty] | exempt | [19 empty] | GX24q-3 | Tungsram | 82 | 3000 | 3000 | 2400 | 32 | 100 | Marked for phase-out
93106035 | @F32W TBX/T4/827/A/4P TU | image | datasheet | deeplink | [5 empty] | Yes |  |  |  |  | -15 |  |  |  | 32 |  |  | 35.2 |  | Standard | [5 empty] | 5994100011798 | 15994100011795 |  | -15 |  |  |  | 10 | 12000 | 2400 |  |  |  | 827 |  |  |  | 88 | [10 empty] | Hex plug-in |  |  | 49.3 | BOX |  | 125 | 320 EUR. 410 UK | [11 empty] | OUTER BOX | 20000 |  | 320 | 410 | [5 empty] | 1920 | 17000 | 262 x 108 x 166 (mm) |  | U - Universal | [10 empty] | 2460 | [9 empty] | exempt | [19 empty] | GX24q-3 | Tungsram | 82 | 2700 | 2700 | 2400 | 32 | 100 | Marked for phase-out
93105995 | @F28W 2D/T5/840/2P TU OEM56 | image | datasheet | deeplink | [5 empty] | No | [11 empty] | 31.71 |  | Standard | [5 empty] | 5994100011392 | 15994100011399 | [5 empty] | 56 | 15000 |  |  |  |  | 840 |  |  | 204 | 103 | [10 empty] | 2D |  |  | 202 | INDUSTRIAL PACK |  | 156 | 224 EUR. 336 UK | [11 empty] | OUTER BOX |  |  | 224 | 336 | [5 empty] | 448 |  | 412 x 412 x 490 (mm) |  | U - Universal | [10 empty] | 672 |  | 3 | [7 empty] | exempt | [19 empty] | GR8 | Tungsram | 82 | 4000 | 4000 | 2150 | 28 | 108 | Marked for phase-out
93105889 | @F28W 2D/T5/835/4P WM TU OEM56 | image | datasheet | deeplink | [5 empty] | Yes |  |  |  |  | -15 |  |  |  | 24.5 |  |  | 26.95 |  | Standard | [5 empty] | 5994100010333 | 15994100010330 |  | -15 |  |  |  | 56 | 15000 | 2150 |  |  |  | 835 |  |  | 204 | 103 | [10 empty] | 2D |  |  | 202 | INDUSTRIAL PACK |  | 156 | 224 EUR. 336 UK | [11 empty] | OUTER BOX | 21000 |  | 224 | 336 | [5 empty] | 448 | 18000 | 480 x 391 x 470 (mm) |  | U - Universal | [10 empty] | 672 |  | 3 | [7 empty] | exempt | [19 empty] | GR10q | Tungsram | 82 | 3500 | 3500 | 2150 | 28 | 108 | Marked for phase-out
93105888 | @F28W 2D/T5/835/2P TU OEM56 | image | datasheet | deeplink | [5 empty] | No | [8 empty] | 26.5 |  |  | 31.71 |  | Standard | [5 empty] | 5994100010326 | 15994100010323 | [5 empty] | 56 | 15000 | 2150 |  |  |  | 835 |  |  | 204 | 103 | [10 empty] | 2D |  |  | 202 | INDUSTRIAL PACK |  | 156 | 224 EUR. 336 UK | [11 empty] | OUTER BOX |  |  | 224 | 336 | [5 empty] | 448 |  | 480 x 391 x 470 (mm) |  | U - Universal | [10 empty] | 672 |  | 3 | [7 empty] | exempt | [19 empty] | GR8 | Tungsram | 82 | 3500 | 3500 | 2150 | 28 | 108 | Phased-out
93105902 | @F28W 2D/T5/830/4P TU OEM56 | image | datasheet | deeplink | [5 empty] | Yes |  |  |  |  | -15 |  |  |  | 24.5 |  |  | 26.95 |  | Standard | [5 empty] | 5994100010463 | 15994100010460 |  | -15 |  |  |  | 56 | 15000 | 2150 |  |  |  | 830 |  |  | 204 | 103 | [10 empty] | 2D |  |  | 202 | INDUSTRIAL PACK |  | 156 | 224 EUR. 336 UK | [11 empty] | OUTER BOX | 21000 |  | 224 | 336 | [5 empty] | 448 | 18000 | 480 x 391 x 470 (mm) |  | U - Universal | [10 empty] | 672 |  | 3 | [7 empty] | exempt | [19 empty] | GR10q | Tungsram | 82 | 3000 | 3000 | 2150 | 28 | 108 | Phased-out
93105887 | @F28W 2D/T5/827/4P TU OEM56 | image | datasheet | deeplink | [5 empty] | Yes |  |  |  |  | -15 |  |  |  | 24.5 |  |  | 26.95 |  | Standard | [5 empty] | 5994100010319 | 15994100010316 |  | -15 |  |  |  | 56 | 15000 | 2150 |  |  |  | 827 |  |  | 204 | 103 | [10 empty] | 2D |  |  | 202 | INDUSTRIAL PACK |  | 156 | 224 EUR. 336 UK | [11 empty] | OUTER BOX | 21000 |  | 224 | 336 | [5 empty] | 448 | 18000 | 480 x 391 x 470 (mm) |  | U - Universal | [10 empty] | 672 |  | 3 | [7 empty] | exempt | [19 empty] | GR10q | Tungsram | 82 | 2700 | 2700 | 2150 | 28 | 108 | Phased-out
93105903 | @F26W TBX/T4/840/A/4P TU | image | datasheet | deeplink | [5 empty] | Yes |  |  |  |  | -15 |  |  |  | 24 |  |  | 26.4 |  | Standard | [5 empty] | 5994100010470 | 15994100010477 |  | -15 |  |  |  | 10 | 20000 | 1800 |  |  |  | 840 |  |  | 133.2 | 86 | [10 empty] | Hex plug-in |  |  | 49.3 | BOX |  | 107 | 320 EUR. 360 UK | [11 empty] | OUTER BOX | 20000 |  | 320 | 360 | [5 empty] | 1920 | 17000 | 263 x 110 x 158 (mm) |  | U - Universal | [10 empty] | 2160 |  | 1.3 | [7 empty] | exempt | [19 empty] | GX24q-3 | Tungsram | 82 | 4000 | 4000 | 1800 | 26 | 105 | Marked for phase-out
93105931 | @F26W TBX/T4/840/A/2P TU | image | datasheet | deeplink | [5 empty] | No |  |  |  |  | -15 | [6 empty] | 32.79 |  | Standard | [5 empty] | 5994100010753 | 15994100010750 |  | -15 |  |  |  | 10 | 10000 |  |  |  |  | 840 |  |  | 139.9 | 87 | [10 empty] | Hex plug-in |  |  | 49.3 | BOX |  | 109 | 320 EUR. 360 UK | [11 empty] | OUTER BOX |  |  | 320 | 360 | [5 empty] | 1920 |  | 263 x 110 x 166 (mm) |  | U - Universal | [10 empty] | 2160 |  | 1.3 | [7 empty] | exempt | [19 empty] | GX24d-3 | Tungsram | 82 | 4000 | 4000 | 1800 | 26 | 105 | Marked for phase-out
93105914 | @F26W TBX/T4/835/A/4P TU | image | datasheet | deeplink | [5 empty] | Yes |  |  |  |  | -15 | [6 empty] | 26.4 |  | Standard | [5 empty] | 5994100010586 | 15994100010583 |  | -15 |  |  |  | 10 | 20000 |  |  |  |  | 835 |  |  | 133.2 | 86 | [10 empty] | Hex plug-in |  |  | 49.3 | BOX |  | 107 | 320 EUR. 360 UK | [11 empty] | OUTER BOX | 20000 |  | 320 | 360 | [5 empty] | 1920 | 17000 | 263 x 110 x 158 (mm) |  | U - Universal | [10 empty] | 2160 |  | 1.3 | [7 empty] | exempt | [19 empty] | GX24q-3 | Tungsram | 82 | 3500 | 3500 | 1800 | 26 | 105 | Phased-out
93105911 | @F26W TBX/T4/830/A/4P TU | image | datasheet | deeplink | [5 empty] | Yes | G |  |  |  | -15 |  |  |  | 24 |  |  | 26.4 |  | Standard | [5 empty] | 5994100010555 | 15994100010552 |  | -15 |  |  |  | 10 | 20000 | 1800 |  |  |  | 830 |  |  | 133.2 | 86 | [10 empty] | Hex plug-in |  |  | 49.3 | BOX |  | 107 | 320 EUR. 360 UK | [11 empty] | OUTER BOX | 20000 |  | 320 | 360 | [5 empty] | 1920 | 17000 | 263 x 110 x 158 (mm) |  | U - Universal | [10 empty] | 2160 |  | 1.3 | [7 empty] | exempt | [19 empty] | GX24q-3 | Tungsram | 82 | 3000 | 3000 | 1800 | 26 | 105 | Phased-out
93105929 | @F26W TBX/T4/830/A/2P TU | image | datasheet | deeplink | [5 empty] | No |  |  |  |  | -15 |  |  |  | 27.2 |  |  | 32.79 |  | Standard | [5 empty] | 5994100010739 | 15994100010736 |  | -15 |  |  |  | 10 | 10000 | 1800 |  |  |  | 830 |  |  | 139.9 | 87 | [10 empty] | Hex plug-in |  |  | 49.3 | BOX |  | 109 | 320 EUR. 360 UK | [11 empty] | OUTER BOX |  |  | 320 | 360 | [5 empty] | 1920 |  | 263 x 110 x 166 (mm) |  | U - Universal | [10 empty] | 2160 |  | 1.3 | [7 empty] | exempt | [19 empty] | GX24d-3 | Tungsram | 82 | 3000 | 3000 | 1800 | 26 | 105 | Phased-out
93112574 | @F32W TBX/T4/840/A/4P TU | image | datasheet | deeplink | [5 empty] | Yes |  |  |  |  | -15 |  |  |  | 32 |  |  | 35.2 |  | Standard | [5 empty] | 5994100031215 | 15994100031212 |  | -15 |  |  |  | 10 | 12000 | 2400 |  |  |  | 840 |  |  |  | 88 | [10 empty] | Hex plug-in |  |  | 49.3 | BOX |  | 125 | 320 EUR | [12 empty] | 20000 |  | 320 | [6 empty] | 1920 | 17000 | 262 x 108 x 166 (mm) |  | U - Universal | [20 empty] | exempt | [19 empty] | GX24q-3 | Tungsram | 82 | 4000 | 4000 | 2400 | 32 | 100 | Marked for phase-out
93112557 | @F13W DBX/T4/865/2P TU | image | datasheet | deeplink | [5 empty] | No |  |  |  |  | -15 |  |  |  | 13 |  |  | 16.18 |  | Standard | [5 empty] | 5994100031048 | 15994100031045 |  | -15 |  |  |  | 10 | 10000 | 900 |  |  |  | 865 |  |  | 133 | 60 | [10 empty] | Quad plug-in |  |  | 34.4 |  |  | 105 | 600 EUR | [14 empty] | 600 | [6 empty] | 3600 |  | 189 x 80 x 148 (mm) |  | U - Universal | [12 empty] | 3 | [7 empty] | exempt | [19 empty] | G24d-1 | Tungsram | 82 | 6500 | 6500 | 900 | 13 | 91 | Phased-out
93112556 | @F13W DBX/T4/840/2P TU | image | datasheet | deeplink | [5 empty] | No |  |  |  |  | -15 |  |  |  | 13 |  |  | 16.18 |  | Standard | [5 empty] | 5994100031031 | 15994100031038 |  | -15 |  |  |  | 10 | 10000 | 900 |  |  |  | 840 |  |  | 133 | 60 | [10 empty] | Quad plug-in |  |  | 34.4 |  |  | 105 | 600 EUR | [14 empty] | 600 | [6 empty] | 3600 |  | 189 x 80 x 148 (mm) |  | U - Universal | [12 empty] | 3 | [7 empty] | exempt | [19 empty] | G24d-1 | Tungsram | 82 | 4000 | 4000 | 900 | 13 | 91 | Marked for phase-out
93112555 | @F13W DBX/T4/827/2P TU | image | datasheet | deeplink | [5 empty] | No |  |  |  |  | -15 |  |  |  | 13 |  |  | 16.18 |  | Standard | [5 empty] | 5994100031024 | 15994100031021 |  | -15 |  |  |  | 10 | 10000 | 900 |  |  |  | 827 |  |  | 133 | 60 | [10 empty] | Quad plug-in |  |  | 34.4 |  |  | 67 | 600 EUR | [14 empty] | 600 | [6 empty] | 3600 |  | 189 x 80 x 148 (mm) |  | U - Universal | [12 empty] | 3 | [7 empty] | exempt | [19 empty] | G24d-1 | Tungsram | 82 | 2700 | 2700 | 900 | 13 | 91 | Marked for phase-out
93105993 | @F70W QBX/T4/840/A/4P TU | image | datasheet | deeplink | [5 empty] | Yes |  |  |  |  | -15 |  |  |  | 70 |  |  | 77 |  | Standard | [5 empty] | 5994100011378 | 15994100011375 |  | -15 |  |  |  | 10 | 20000 | 5200 |  |  |  | 840 |  |  | 208.2 | 182 | [10 empty] | Oct plug-in |  |  | 58.3 |  |  | 185 | 200 EUR. 260 UK | [12 empty] | 20000 |  | 200 | 260 | [5 empty] | 800 | 17000 | 311 x 131 x 234 (mm) |  | U - Universal | [10 empty] | 1040 |  | 3 | [7 empty] | exempt | [19 empty] | GX24q-6 | Tungsram | 82 | 4000 | 4000 | 5200 | 70 | 219 | Phased-out
93105991 | @F70W QBX/T4/830/A/4P TU | image | datasheet | deeplink | [5 empty] | Yes |  |  |  |  | -15 |  |  |  | 70 |  |  | 77 |  | Standard | [5 empty] | 5994100011354 | 15994100011351 |  | -15 |  |  |  | 10 | 20000 | 5200 |  |  |  | 830 |  |  | 208.2 | 182 | [10 empty] | Oct plug-in |  |  | 58.3 |  |  | 185 | 200 EUR. 260 UK | [12 empty] | 20000 |  | 200 | 260 | [5 empty] | 800 | 17000 | 311 x 131 x 234 (mm) |  | U - Universal | [10 empty] | 1040 |  | 3 | [7 empty] | exempt | [19 empty] | GX24q-6 | Tungsram | 82 | 3000 | 3000 | 5200 | 70 | 219 | Phased-out
93105988 | @F57W QBX/T4/840/A/4P TU | image | datasheet | deeplink | [5 empty] | Yes |  |  |  |  | -15 |  |  |  | 56 |  |  | 61.6 |  | Standard | [5 empty] | 5994100011323 | 15994100011320 |  | -15 |  |  |  | 10 | 20000 | 4300 |  |  |  | 840 |  |  | 180.7 | 164 | [10 empty] | Oct plug-in |  |  | 58.3 |  |  | 205 | 200 EUR. 260 UK | [12 empty] | 20000 |  | 200 | 260 | [5 empty] | 800 | 17000 | 311 x 131 x 204 (mm) |  | U - Universal | [10 empty] | 1040 |  | 3 | [7 empty] | exempt | [19 empty] | GX24q-5 | Tungsram | 82 | 4000 | 4000 | 4300 | 57 | 175 | Phased-out
93105990 | @F57W QBX/T4/830/A/4P TU | image | datasheet | deeplink | [5 empty] | Yes |  |  |  |  | -15 |  |  |  | 56 |  |  | 61.6 |  | Standard | [5 empty] | 5994100011347 | 15994100011344 |  | -15 |  |  |  | 10 | 20000 | 4300 |  |  |  | 830 |  |  | 180.7 | 164 | [10 empty] | Oct plug-in |  |  | 58.3 |  |  | 205 | 200 EUR. 260 UK | [12 empty] | 20000 |  | 200 | 260 | [5 empty] | 800 | 17000 | 311 x 131 x 204 (mm) |  | U - Universal | [10 empty] | 1040 |  | 3 | [7 empty] | exempt | [19 empty] | GX24q-5 | Tungsram | 82 | 3000 | 3000 | 4300 | 57 | 175 | Phased-out
93106015 | @F55W BX/T5/865/4P TU | image | datasheet | deeplink | [5 empty] | Yes |  |  |  |  | -15 |  |  |  | 55 |  |  | 60.5 |  | Standard | [5 empty] | 5994100011590 | 15994100011597 |  | -15 |  |  |  | 25 | 20000 | 4550 |  |  |  | 865 |  |  | 538.8 | 202 | [10 empty] | Biax Plug-in |  |  | 43.8 |  |  | 260 | 250 EUR. 350 UK | [12 empty] | 22500 |  | 250 | 350 | [5 empty] | 1000 | 20000 | 141 x 572 x 238 (mm) |  | U - Universal | [10 empty] | 1400 |  | 3 | [7 empty] | exempt | [19 empty] | 2G11 | Tungsram | 82 | 6500 | 6500 | 4550 | 55 | 101 | Marked for phase-out
93105977 | @F55W BX/T5/840/4P TU | image | datasheet | deeplink | [5 empty] | Yes | G |  |  |  | -15 |  |  |  | 55 |  |  | 60.5 |  | Standard | [5 empty] | 5994100011217 | 15994100011214 |  | -15 |  |  |  | 25 | 20000 | 4800 |  |  |  | 840 |  |  | 538.8 | 191 | [10 empty] | Biax Plug-in |  |  | 43.8 |  |  | 230 | 250 EUR. 350 UK | [12 empty] | 22500 |  | 250 | 350 | [5 empty] | 1000 | 20000 | 572 x 141 x 238 (mm) |  | U - Universal | [10 empty] | 1400 |  | 3 | [7 empty] | exempt | [19 empty] | 2G11 | Tungsram | 82 | 4000 | 4000 | 4800 | 55 | 101 | Marked for phase-out
93105976 | @F55W BX/T5/835/4P TU | image | datasheet | deeplink | [5 empty] | Yes |  |  |  |  | -15 |  |  |  | 55 |  |  | 60.5 |  | Standard | [5 empty] | 5994100011200 | 15994100011207 |  | -15 |  |  |  | 25 | 20000 | 4800 |  |  |  | 835 |  |  | 538.8 | 191 | [10 empty] | Biax Plug-in |  |  | 43.8 |  |  | 230 | 250 EUR. 350 UK | [12 empty] | 22500 |  | 250 | 350 | [5 empty] | 1000 | 20000 | 572 x 141 x 238 (mm) |  | U - Universal | [10 empty] | 1400 |  | 3 | [7 empty] | exempt | [19 empty] | 2G11 | Tungsram | 82 | 3500 | 3500 | 4800 | 55 | 101 | Phased-out
93105975 | @F55W BX/T5/830/4P TU | image | datasheet | deeplink | [5 empty] | Yes |  |  |  |  | -15 |  |  |  | 55 |  |  | 60.5 |  | Standard | [5 empty] | 5994100011194 | 15994100011191 |  | -15 |  |  |  | 25 | 20000 | 4800 |  |  |  | 830 |  |  | 538.8 | 191 | [10 empty] | Biax Plug-in |  |  | 43.8 |  |  | 230 | 250 EUR. 350 UK | [12 empty] | 22500 |  | 250 | 350 | [5 empty] | 1000 | 20000 | 572 x 141 x 238 (mm) |  | U - Universal | [10 empty] | 1400 |  | 3 | [7 empty] | exempt | [19 empty] | 2G11 | Tungsram | 82 | 3000 | 3000 | 4800 | 55 | 101 | Phased-out
93106000 | @F42W TBX/T4/840/A/4P TU | image | datasheet | deeplink | [5 empty] | Yes |  |  |  |  | -15 |  |  |  | 43 |  |  | 47.3 |  | Standard | [5 empty] | 5994100011446 | 15994100011443 |  | -15 |  |  |  | 10 | 99999999 | 3200 |  |  |  | 840 |  |  | 163.2 | 115 |  | 0.1 | [8 empty] | Hex plug-in |  |  | 49.3 |  |  | 138 | 330 EUR. 410 UK | [12 empty] | 20000 |  | 330 | 410 | [5 empty] | 1980 | 17000 | 261 x 108 x 178 (mm) |  | U - Universal | [10 empty] | 2050 | [9 empty] | exempt | [19 empty] | GX24q-4 | Tungsram | 82 | 4000 | 4000 | 3200 | 42 | 135 | Marked for phase-out
93105999 | @F42W TBX/T4/835/A/4P TU | image | datasheet | deeplink | [5 empty] | Yes |  |  |  |  | -15 |  |  |  | 43 |  |  | 47.3 |  | Standard | [5 empty] | 5994100011439 | 15994100011436 |  | -15 |  |  |  | 10 | 99999999 | 3200 |  |  |  | 835 |  |  | 163.2 | 133 |  | 0.1 | [8 empty] | Hex plug-in |  |  | 49.3 |  |  | 150 | 330 EUR. 410 UK | [12 empty] | 20000 |  | 330 | 410 | [5 empty] | 1980 | 17000 | 261 x 108 x 178 (mm) |  | U - Universal | [10 empty] | 2050 | [9 empty] | exempt | [19 empty] | GX24q-4 | Tungsram | 82 | 3500 | 3500 | 3200 | 42 | 135 | Phased-out
93105998 | @F42W TBX/T4/830/A/4P TU | image | datasheet | deeplink | [5 empty] | Yes |  |  |  |  | -15 |  |  |  | 43 |  |  | 47.3 |  | Standard | [5 empty] | 5994100011422 | 15994100011429 |  | -15 |  |  |  | 10 | 99999999 | 3200 |  |  |  | 830 |  |  | 163.2 | 113 |  | 0.1 | [8 empty] | Hex plug-in |  |  | 49.3 |  |  | 138 | 330 EUR. 410 UK | [12 empty] | 20000 |  | 330 | 410 | [5 empty] | 1980 | 17000 | 261 x 108 x 178 (mm) |  | U - Universal | [10 empty] | 2050 | [9 empty] | exempt | [19 empty] | GX24q-4 | Tungsram | 82 | 3000 | 3000 | 3200 | 42 | 135 | Marked for phase-out
93105997 | @F42W TBX/T4/827/A/4P TU | image | datasheet | deeplink | [5 empty] | Yes |  |  |  |  | -15 |  |  |  | 43 |  |  | 47.3 |  | Standard | [5 empty] | 5994100011415 | 15994100011412 |  | -15 |  |  |  | 10 | 99999999 | 3200 |  |  |  | 827 |  |  | 163.2 | 133 |  | 0.1 | [8 empty] | Hex plug-in |  |  | 49.3 |  |  | 150 | 330 EUR. 410 UK | [12 empty] | 20000 |  | 330 | 410 | [5 empty] | 1980 | 17000 | 261 x 108 x 178 (mm) |  | U - Universal | [10 empty] | 2050 | [9 empty] | exempt | [19 empty] | GX24q-4 | Tungsram | 82 | 2700 | 2700 | 3200 | 42 | 135 | Marked for phase-out
93105974 | @F40W BX/T5/840/4P TU | image | datasheet | deeplink | [5 empty] | Yes | G |  |  |  | -15 |  |  |  | 40 |  |  | 44 |  | Standard | [5 empty] | 5994100011187 | 15994100011184 |  | -15 |  |  |  | 25 | 20000 | 3500 |  |  |  | 840 |  |  | 538.8 | 212 | [10 empty] | Biax Plug-in |  |  | 43.8 |  |  | 260 | 250 EUR. 350 UK | [12 empty] | 22500 |  | 250 | 350 | [5 empty] | 1000 | 20000 | 572 x 141 x 238 (mm) |  | U - Universal | [10 empty] | 1400 |  | 3 | [7 empty] | exempt | [19 empty] | 2G11 | Tungsram | 82 | 4000 | 4000 | 3500 | 40 | 126 | Marked for phase-out
93105973 | @F40W BX/T5/835/4P TU | image | datasheet | deeplink | [5 empty] | Yes |  |  |  |  | -15 |  |  |  | 40 |  |  | 44 |  | Standard | [5 empty] | 5994100011170 | 15994100011177 |  | -15 |  |  |  | 25 | 20000 | 3500 |  |  |  | 835 |  |  | 538.8 | 212 | [10 empty] | Biax Plug-in |  |  | 43.8 |  |  | 260 | 250 EUR. 350 UK | [12 empty] | 22500 |  | 250 | 350 | [5 empty] | 1000 | 20000 | 572 x 141 x 238 (mm) |  | U - Universal | [10 empty] | 1400 |  | 3 | [7 empty] | exempt | [19 empty] | 2G11 | Tungsram | 82 | 3500 | 3500 | 3500 | 40 | 126 | Phased-out
93105972 | @F40W BX/T5/830/4P TU | image | datasheet | deeplink | [5 empty] | Yes |  |  |  |  | -15 |  |  |  | 40 |  |  | 44 |  | Standard | [5 empty] | 5994100011163 | 15994100011160 |  | -15 |  |  |  | 25 | 20000 | 3500 |  |  |  | 830 |  |  | 538.8 | 212 | [10 empty] | Biax Plug-in |  |  | 43.8 |  |  | 260 | 250 EUR. 350 UK | [12 empty] | 22500 |  | 250 | 350 | [5 empty] | 1000 | 20000 | 572 x 141 x 238 (mm) |  | U - Universal | [10 empty] | 1400 |  | 3 | [7 empty] | exempt | [19 empty] | 2G11 | Tungsram | 82 | 3000 | 3000 | 3500 | 40 | 126 | Marked for phase-out
93105891 | @F38W 2D/T5/835/4P TU OEM56 | image | datasheet | deeplink | [5 empty] | Yes |  |  |  |  | -15 |  |  |  | 34.5 |  |  | 37.95 |  | Standard | [5 empty] | 5994100010357 | 15994100010354 |  | -15 |  |  |  | 56 | 15000 | 3020 |  |  |  | 835 |  |  | 204 | 103 | [10 empty] | 2D |  |  | 202 | INDUSTRIAL PACK |  | 156 | 224 EUR. 336 UK | [11 empty] | OUTER BOX | 21000 |  | 224 | 336 | [5 empty] | 448 | 18000 | 480 x 391 x 470 (mm) |  | U - Universal | [10 empty] | 672 |  | 3 | [7 empty] | exempt | [19 empty] | GR10q | Tungsram | 82 | 3500 | 3500 | 3020 | 38 | 110 | Marked for phase-out
93105890 | @F38W 2D/T5/827/4P TU OEM56 | image | datasheet | deeplink | [5 empty] | Yes |  |  |  |  | -15 |  |  |  | 34.5 |  |  | 37.95 |  | Standard | [5 empty] | 5994100010340 | 15994100010347 |  | -15 |  |  |  | 56 | 15000 | 3020 |  |  |  | 827 |  |  | 204 | 103 | [10 empty] | 2D |  |  | 202 | INDUSTRIAL PACK |  | 156 | 224 EUR. 336 UK | [11 empty] | OUTER BOX | 21000 |  | 224 | 336 | [5 empty] | 448 | 18000 | 480 x 391 x 470 (mm) |  | U - Universal | [10 empty] | 672 |  | 3 | [7 empty] | exempt | [19 empty] | GR10q | Tungsram | 82 | 2700 | 2700 | 3020 | 38 | 110 | Marked for phase-out
93106014 | @F36W BX/T5/865/4P TU | image | datasheet | deeplink | [5 empty] | Yes |  |  |  |  | -15 |  |  |  | 33.2 |  |  | 36.52 |  | Standard | [5 empty] | 5994100011583 | 15994100011580 |  | -15 |  |  |  | 25 | 10000 | 2750 |  |  |  | 865 |  |  | 421.8 | 160 | [10 empty] | Biax Plug-in |  |  | 43.8 |  |  | 206 | 325 EUR. 450 UK | [14 empty] | 325 | 450 | [5 empty] | 1300 |  | 141 x 453 x 242 (mm) |  | U - Universal | [10 empty] | 1800 |  | 3 | [7 empty] | exempt | [19 empty] | 2G11 | Tungsram | 82 | 6500 | 6500 | 2750 | 36 | 106 | Marked for phase-out
93105971 | @F36W BX/T5/840/4P TU | image | datasheet | deeplink | [5 empty] | Yes | G |  |  |  | -15 |  |  |  | 33.2 |  |  | 36.52 |  | Standard | [5 empty] | 5994100011156 | 15994100011153 |  | -15 |  |  |  | 25 | 10000 | 2900 |  |  |  | 840 |  |  | 421.8 | 151 | [10 empty] | Biax Plug-in |  |  | 43.8 |  |  | 184 | 325 EUR. 450 UK | [14 empty] | 325 | 450 | [5 empty] | 1300 |  | 453 x 141 x 242 (mm) |  | U - Universal | [10 empty] | 1800 |  | 3 | [7 empty] | exempt | [19 empty] | 2G11 | Tungsram | 82 | 4000 | 4000 | 2900 | 36 | 106 | Marked for phase-out
93112568 | 250R/IR/SA/E27 235-245V TU 1/10 | image | datasheet | deeplink | [5 empty] | Yes | G | [12 empty] | Standard | [5 empty] | 5994100031154 | 15994100031151 | [5 empty] | 10 | 5000 | [8 empty] | 131 | [10 empty] | Reflector | Aluminized; Diffuse | 125 |  |  |  | 239 | 50 EUR | 173 | [13 empty] | 50 | [6 empty] | 250 |  | 635 x 255 x 190 (mm) | [42 empty] | E27 | Tungsram |  |  |  |  | 250 | 240 | Available
93112569 | 250R/IR/RU/E27 235-245V TU 1/10 | image | datasheet | deeplink | [5 empty] | Yes | [13 empty] | Standard | [5 empty] | 5994100031161 | 15994100031168 | [5 empty] | 10 | 5000 | [8 empty] | 131 | [10 empty] | Reflector | Aluminized; Colored (Coated) | 125 |  |  |  | 239 | 50 EUR | 173 | [13 empty] | 50 | [6 empty] | 250 |  | 635 x 255 x 190 (mm) | [42 empty] | E27 | Tungsram |  |  |  |  | 250 | 240 | Available
93112564 | 250R/IR/CL/E27 235-245V TU 1/10 | image | datasheet | deeplink | [5 empty] | Yes | G | [12 empty] | Standard | [5 empty] | 5994100031116 | 15994100031113 | [5 empty] | 10 | 5000 | [8 empty] | 131 | [10 empty] | Reflector | Aluminized; Clear | 125 |  |  |  | 239 | 50 EUR | 173 | [13 empty] | 50 | [6 empty] | 250 |  | 635 x 255 x 190 (mm) | [42 empty] | E27 | Tungsram |  |  |  |  | 250 | 240 | Available
93112562 | 150R/IR/SA/E27 235-245V TU 1/10 | image | datasheet | deeplink | [5 empty] | Yes | G | [12 empty] | Standard | [5 empty] | 5994100031093 | 15994100031090 | [5 empty] | 10 | 5000 | [8 empty] | 131 | [10 empty] | Reflector | Aluminized; Diffuse | 125 |  |  |  | 239 | 50 EUR | 173 | [13 empty] | 50 | [6 empty] | 250 |  | 635 x 255 x 190 (mm) | [42 empty] | E27 | Tungsram |  |  |  |  | 150 | 240 | Available
93112563 | 150R/IR/RU/E27 235-245V TU 1/10 | image | datasheet | deeplink | [5 empty] | Yes | [13 empty] | Standard | [5 empty] | 5994100031109 | 15994100031106 | [5 empty] | 10 | 5000 | [8 empty] | 131 | [10 empty] | Reflector | Aluminized; Colored (Coated) | 125 |  |  |  | 239 | 50 EUR | 173 | [13 empty] | 50 | [6 empty] | 250 |  | 635 x 255 x 190 (mm) | [42 empty] | E27 | Tungsram |  |  |  |  | 150 | 240 | Available
93112561 | 150R/IR/CL/E27 235-245V TU 1/10 | image | datasheet | deeplink | [5 empty] | Yes | G | [12 empty] | Standard | [5 empty] | 5994100031086 | 15994100031083 | [5 empty] | 10 | 5000 | [8 empty] | 131 | [10 empty] | Reflector | Aluminized; Clear | 125 |  |  |  | 239 | 50 EUR | 173 | [13 empty] | 50 | [6 empty] | 250 |  | 635 x 255 x 190 (mm) | [42 empty] | E27 | Tungsram |  |  |  |  | 150 | 240 | Available
93112567 | 25P1/FRID/S28/E14 230V TU BX 1/100 | image | datasheet | deeplink | [5 empty] | Yes |  |  | 24.77 | [5 empty] | 25 |  |  | 25 |  | Standard | [5 empty] | 5994100031147 | 15994100031144 | [5 empty] | 100 | 1000 | 190 | 7.6 | [6 empty] | 18 | [10 empty] | Pygmy | Clear | 28 |  | BOX |  | 22 | 2000 EUR | 60 | [13 empty] | 2000 | [6 empty] | 12000 |  | 294 x 151 x 154 (mm) | [42 empty] | E14 | Tungsram |  | 2390 | 2390 | 190 | 25 | 230 | Available
93112571 | 15P1/FRID/S28/E14 240V TU BX1/10/100 | image | datasheet | deeplink | [5 empty] | Yes | [8 empty] | 15 |  |  | 15 |  | Standard | [5 empty] | 5994100031185 | 15994100031182 | [5 empty] | 100 | 1000 | 85 | 5.6667 | [6 empty] | 18 | [10 empty] | Pygmy | Clear | 28 |  | BOX |  | 22 | 2000 EUR. 2400 UK | 60 | [13 empty] | 2000 | 2400 | [5 empty] | 12000 |  | 294 x 151 x 154 (mm) | [12 empty] | 14400 | [29 empty] | E14 | Tungsram |  | 2310 | 2310 | 90 | 15 | 240 | Available
93112565 | 15P1/FRID/T25/E14 230V TU BX 1/100 | image | datasheet | deeplink | [5 empty] | Yes | [8 empty] | 15 |  |  | 15 |  | Standard | [5 empty] | 5994100031123 | 15994100031120 | [5 empty] | 100 | 1000 | 85 | 5.6667 | [6 empty] | 10 | [10 empty] | Tubular | Clear | 25 |  | BOX |  | 16 | 2000 EUR | 55 | [13 empty] | 2000 | [6 empty] | 12000 |  | 278 x 143 x 154 (mm) | [42 empty] | E14 | Tungsram |  | 2290 | 2290 | 85 | 15 | 240 | Available
93112570 | 15P1/SEWM/T25/B22 240V TU BX 1/10/100 | image | datasheet | deeplink | [5 empty] | Yes | [8 empty] | 15 |  |  | 15 |  | Standard | [5 empty] | 5994100031178 | 15994100031175 | [5 empty] | 100 | 1000 | 85 | 5.6667 | [6 empty] | 17 | [10 empty] | Tubular | Clear | 25 |  | BOX |  | 22 | 2000 EUR | 52 | [10 empty] | OUTER BOX |  |  | 2000 | [6 empty] | 12000 |  | 294 x 151 x 154 (mm) | [42 empty] | B22d | Tungsram |  | 2290 | 2290 | 85 | 15 | 240 | Available
93112566 | 15P1/SEWM/S26/B15 230V TU BX 1/100 | image | datasheet | deeplink | [5 empty] | Yes | [8 empty] | 15 |  |  | 15 |  | Standard | [5 empty] | 5994100031130 | 15994100031137 | [5 empty] | 100 | 1000 | 85 | 5.6667 | [6 empty] | 16 | [10 empty] | Pygmy | Clear | 26 |  | BOX |  | 20 | 2000 EUR | 55 | [13 empty] | 2000 | [6 empty] | 12000 |  | 278 x 143 x 154 (mm) | [42 empty] | B15d | Tungsram |  | 2290 | 2290 | 85 | 15 | 230 | Available
93112529 | 25A1/CL/E27 240V TU A50 BX1/10/120MIH | image | datasheet | deeplink | [5 empty] | Yes | [13 empty] | Standard | [5 empty] | 5994100030768 | 15994100030765 | [5 empty] | 120 | 1000 |  | 9 | [6 empty] | 22 | [10 empty] | GLS | Clear | 50 |  | BOX |  | 29 | 960 EUR. 1200 UK | 88.5 | [9 empty] | Product only available outside the EU. |  |  |  | 960 | 1200 | [5 empty] | 3840 |  | 396 x 253 x 287 (mm) | [12 empty] | 4800 | [29 empty] | E27 | Tungsram |  |  |  | 225 | 25 | 240 | Available
93112543 | 60D1/CL/E27 230V TU BX1/10/50 | image | datasheet | deeplink | [17 empty] | 60 |  | Standard | [5 empty] | 5994100030904 | 15994100030901 | [5 empty] | 50 | 1000 |  | 11 | [5 empty] | 72 | 16 | [10 empty] | Spherical | Clear | 45 |  | BX |  | 50 | [11 empty] | EUP related | OB |  |  | 500 | 500 | [5 empty] | 5500 |  | 453x228x96mm | [9 empty] | Yes |  |  | 5500 | [29 empty] | E27 | Tungsram |  |  |  | 660 | 60 | 230 | Available
93112546 | 40D1/CL/E27 240V TU BX 1/10/50 | image | datasheet | deeplink | [17 empty] | 40 |  | Standard | [5 empty] | 5994100030935 | 15994100030932 | [5 empty] | 50 | 1000 |  | 10 | [5 empty] | 72 | 16 | [10 empty] | Spherical | Clear | 45 |  | BX |  | 50 | [11 empty] | EUP related | OB |  |  | 500 | 500 | [5 empty] | 5500 |  | 453x228x96mm | [9 empty] | Yes |  |  | 5500 | [29 empty] | E27 | Tungsram |  |  |  | 400 | 40 | 240 | Available
93112545 | 60D1/FR/E14 240V TU BX 1/10/100 | image | datasheet | deeplink | [17 empty] | 60 |  | Standard | [5 empty] | 5994100030928 | 15994100030925 | [5 empty] | 100 | 1000 |  | 11 | [5 empty] | 76.5 | 15 | [10 empty] | Spherical | Frosted | 45 |  | BX |  | 23 | [11 empty] | EUP related | OB |  |  | 1000 | [6 empty] | 6000 |  | 445x220x160mm | [9 empty] | Yes | [32 empty] | E14 | Tungsram |  |  |  | 660 | 60 | 240 | Available
93112542 | 60D1/CL/E14 240V TU BX 1/10/100 | image | datasheet | deeplink | [17 empty] | 60 |  | Standard | [5 empty] | 5994100030898 | 15994100030895 | [5 empty] | 100 | 1000 |  | 11 | [5 empty] | 76.5 | 15 | [10 empty] | Spherical | Clear | 45 |  | BX |  | 23 | [11 empty] | EUP related | OB |  |  | 700 | 1000 | [5 empty] | 42000 |  | 453x228x176mm | [9 empty] | Yes |  |  | 6000 | [29 empty] | E14 | Tungsram |  |  |  | 660 | 60 | 240 | Available
93112541 | 40D1/CL/E14 240V TU BX 1/10/100 | image | datasheet | deeplink | [17 empty] | 40 |  | Standard | [5 empty] | 5994100036708 | 15994100030888 | [5 empty] | 100 | 1000 |  | 10 | [5 empty] | 76.5 | 15 | [10 empty] | Spherical | Clear | 45 |  | BX |  | 23 | [11 empty] | EUP related | OB |  |  | 700 | [6 empty] | 4200 |  | 453x228x176mm | [9 empty] | Yes | [32 empty] | E14 | Tungsram |  |  |  | 400 | 40 | 240 | Available
93112533 | 275R/IR/CL/E27 235-245V TU 1/9 | image | datasheet | deeplink | [5 empty] | Yes | G | [12 empty] | Standard | [5 empty] | 5994100030805 | 15994100030802 | [5 empty] | 9 | 5000 | [8 empty] | 102 | [10 empty] | Reflector | Aluminized; Clear | 125 |  |  |  | 226 | 54 EUR. 54 UK | 173 | [13 empty] | 54 | 54 | [5 empty] | 270 |  | 393 x 393 x 208 (mm) | [12 empty] | 270 | [29 empty] | E27 | Tungsram |  |  |  |  | 275 | 240 | Available
93112530 | 250R/IR/CL/B22 235-245V TU 1/9 | image | datasheet | deeplink | [5 empty] | Yes | G | [12 empty] | Standard | [5 empty] | 5994100030775 | 15994100030772 | [5 empty] | 9 | 5000 | [8 empty] | 218 | [10 empty] | Reflector | Aluminized; Clear | 125 |  |  |  | 223 | 54 EUR. 54 UK | 171 | [13 empty] | 54 | 54 | [5 empty] | 270 |  | 393 x 393 x 208 (mm) | [12 empty] | 270 | [29 empty] | B22d | Tungsram |  |  |  |  | 250 | 240 | Available
93112528 | 40D1/OVEN/E27 230V TU BX 1/10/100 EAC | image | datasheet | deeplink | [5 empty] | Yes | G | [7 empty] | 40 |  |  | 40 |  | Standard | [5 empty] | 5994100030751 | 15994100030758 | [5 empty] | 100 | 300 | 320 | 8 | [6 empty] | 15 | [10 empty] | Spherical | Clear | 45 |  |  |  | 30 | 1000 EUR. 1000 UK | 71 | [9 empty] | EUP related |  |  |  | 1000 | 1000 | [5 empty] | 6000 |  | 453 x 228 x 176 (mm) | [12 empty] | 6000 | [29 empty] | E27 | Tungsram |  |  |  | 320 | 40 | 230 | Available
93111755 | 40D1/OVEN/E14 230V TU BX 1/10/50 EAC | image | datasheet | deeplink | [5 empty] | Yes | G | [7 empty] | 40 |  |  | 40 |  | Standard | [5 empty] | 5994100030720 | 15994100030727 | [5 empty] | 50 | 300 | 320 | 8 | [6 empty] | 17 | [10 empty] | Spherical | Clear | 45 |  |  |  | 25 | 500 EUR. 500 UK | 74 | [9 empty] | EUP related |  |  |  | 500 | 500 | [5 empty] | 5500 |  | 453 x 228 x 96 (mm) | [12 empty] | 5500 | [29 empty] | E14 | Tungsram |  |  |  | 320 | 40 | 230 | Available
93112538 | 25P1/FRID/S26/E14 230-240V TU OEM 500 | image | datasheet | deeplink | [14 empty] | 25 |  |  | 25 |  | Standard | [5 empty] | 5994100030850 | 15994100030857 | [5 empty] | 500 | 1000 | 190 | 7.6 | [5 empty] | 57 | 11 | [10 empty] | Pygmy | Clear | 26 |  | IND |  | 13 | [12 empty] | IND |  |  | 4000 | 5500 | [5 empty] | 12000 |  | 358x278x299mm | [9 empty] | Yes |  |  | 16500 | [29 empty] | E14 | Tungsram |  |  |  | 190 | 25 | 240 | Available
93112537 | 15P1/FRID/S26/E14 230-240V TU OEM 500 | image | datasheet | deeplink | [14 empty] | 15 |  |  | 15 |  | Standard | [5 empty] | 5994100030843 | 15994100030840 | [5 empty] | 500 | 1000 | 85 | 5.7 | [5 empty] | 57 | 11 | [10 empty] | Pygmy | Clear | 26 |  | IND |  | 13 | [12 empty] | IND |  |  | 4000 | 5500 | [5 empty] | 12000 |  | 358x278x299mm | [9 empty] | Yes |  |  | 16500 | [29 empty] | E14 | Tungsram |  |  |  | 85 | 15 | 240 | Available
93112551 | 15P1/FRID/S26/E14 230V TU BL 2/20 | image | datasheet | deeplink | [5 empty] | Yes | [8 empty] | 15 |  |  | 15 |  | Standard | [5 empty] | 5994100030980 | 15994100030987 | [5 empty] | 20 | 1000 | 85 | 5.6667 | [6 empty] | 23 | [10 empty] | Pygmy | Clear | 26 |  | BLISTER |  | 27 | 340 EUR | 55 | [13 empty] | 340 | [6 empty] | 2380 |  | 303 x 153 x 141 (mm) | [42 empty] | E14 | Tungsram |  | 2290 | 2290 | 85 | 15 | 230 | Available
93112527 | 15P1/FRID/S28/E14 230V TU BX 1/10/50 | image | datasheet | deeplink | [14 empty] | 15 |  |  | 15 |  | Standard | [5 empty] | 5994100030744 | 15994100030741 | [5 empty] | 250 | 1000 | 160 | 6.4 | [5 empty] | 57 | 12 | [10 empty] | Pygmy | Clear | 25 |  | IND |  | 13 | [12 empty] | Ob |  |  | 3000 | 3750 | [5 empty] | 6000 |  | 403x201x326mm | [9 empty] | Yes |  |  | 7500 | [29 empty] | E14 | Tungsram |  |  |  | 160 | 15 | 230 | Available
93112549 | 25P1/OVEN/T25/E14 230-240V TU OEM 250 | image | datasheet | deeplink | [6 empty] | G | [7 empty] | 25 |  |  | 25 |  | Standard | [5 empty] | 5994100030966 | 15994100030963 | [5 empty] | 250 | 1000 | 160 | 6.4 | [5 empty] | 57 | 12 | [10 empty] | Pygmy | Clear | 25 |  | IND |  | 13 | [12 empty] | Ob |  |  | 3000 | 3750 | [5 empty] | 6000 |  | 403x201x326mm | [9 empty] | Yes |  |  | 7500 | [29 empty] | E14 | Tungsram |  |  |  | 160 | 25 | 230 | Available
93112535 | 25P1/OVEN/T25/E14 230V TU BX 1/50 EAC | image | datasheet | deeplink | [5 empty] | Yes | G | [7 empty] | 25 |  |  | 25 |  | Standard | [5 empty] | 5994100030829 | 15994100030826 | [5 empty] | 50 | 1000 | 160 | 6.4 | [6 empty] | 11 | [10 empty] | Tubular | Clear | 25 |  | BOX |  | 18 | 1000 EUR | 55 | [13 empty] | 1000 | [6 empty] | 11000 |  | 278 x 143 x 91 (mm) | [42 empty] | E14 | Tungsram |  |  |  | 160 | 25 | 230 | Available
93112548 | 25P1/OVEN/S28/E14 240V TU BL 1/5 | image | datasheet | deeplink | [5 empty] | Yes | G | [7 empty] | 25 |  |  | 25 |  | Standard | [5 empty] | 5994100030959 | 15994100030956 | [5 empty] | 5 | 1000 | 190 | 7.6 | [6 empty] | 13 | [10 empty] | Pygmy | Clear | 28 |  | BLISTER |  | 50 | 210 UK | 60 | [14 empty] | 210 | [7 empty] | 155 x 177 x 141 (mm) | [12 empty] | 1470 | [29 empty] | E14 | Tungsram |  |  |  | 190 | 25 | 240 | Available
93112526 | 25P1/OVEN/S28/E14 230V TU BX 1/50 | image | datasheet | deeplink | [5 empty] | Yes | G | [7 empty] | 25 |  |  | 25 |  | Standard | [5 empty] | 5994100030737 | 15994100030734 | [5 empty] | 50 | 1000 | 160 | 6.4 | [6 empty] | 13 | [10 empty] | Pygmy | Clear | 28 |  |  |  | 18 | 1000 EUR | 60 | [13 empty] | 1000 | [6 empty] | 12000 |  | 294 x 151 x 87 (mm) | [42 empty] | E14 | Tungsram |  |  |  | 160 | 25 | 230 | Available
93112544 | 15P1/OVEN/S22/E14 230V TU BX 1/50 | image | datasheet | deeplink | [6 empty] | G | [7 empty] | 15 |  |  | 15 |  | Standard | [5 empty] | 5994100030911 | 15994100030918 | [5 empty] | 50 | 1000 | 85 | 5.7 | [5 empty] | 49 | 11 | [10 empty] | Pygmy | Clear | 22.5 |  | BX |  | 12 | [12 empty] | OB |  |  | 1350 | 1800 | [5 empty] | 18900 |  | 250x130x70mm | [9 empty] | Yes |  |  | 25200 | [29 empty] | E14 | Tungsram |  |  |  | 85 | 15 | 240 | Available
93114833 | @OT 330W 240V R7S 117MM TU TBL1/10 MIC | image | datasheet | deeplink |  |  |  |  | CC-8 | Yes | [8 empty] | 330 |  | 0.0 s | 330 |  | Standard | [5 empty] | 5994100035862 | 15994100035869 | [5 empty] | 10 | 2000 | 7000 | 21.2121 | [5 empty] | 119 | 7 |  |  | 8000 | [7 empty] | Tubular |  | 10 |  | BLISTER |  | 15 | 540 EUR. 680 UK |  |  | 80% |  | instant | [6 empty] | TRAY OUTER |  |  | 540 | 680 | [5 empty] | 4320 |  | 145 x 115 x 126 (mm) | [12 empty] | 5440 | [29 empty] | R7s | Tungsram | 100 | 2900 | 2900 | 7000 | 330 | 240 | Phased-out
93113498 | SHORTG9 42W 220-240V TU BX 1/10 MIC | image | datasheet | deeplink |  |  |  |  | 2CC-8 | Yes | G | [7 empty] | 42 |  | 0.0 s | 42 |  | Standard | [5 empty] | 5994100031376 | 15994100031373 | [5 empty] | 10 | 2000 | 630 | 15 | [5 empty] | 43 | 4 |  |  | 8000 | [7 empty] | Tubular |  | 12.8 |  |  |  | 13 | 4800 EUR. 6000 UK |  |  | 80% |  | instant | [9 empty] | 4800 | 6000 | [5 empty] | 28800 |  | 90 x 40 x 67 (mm) | [12 empty] | 36000 | [29 empty] | G9 | Tungsram | 100 | 2800 | 2800 | 630 | 42 | 230 | Available
93113499 | SHORTG9 20W 220-240V TU BX 1/10 MIC | image | datasheet | deeplink | [5 empty] | Yes | G | [7 empty] | 20 |  | 0.0 s | 20 |  | Standard | [5 empty] | 5994100031383 | 15994100031380 | [5 empty] | 10 | 2000 | 235 | [6 empty] | 41.2 | 3 |  |  | 8000 | [7 empty] | Tubular |  | 12.5 |  | BOX |  | 6 | 4800 EUR. 6000 UK |  |  | 80% |  | instant | [6 empty] | OUTER BOX |  |  | 4800 | 6000 | [5 empty] | 28800 |  | 351 x 188 x 172 (mm) | [12 empty] | 36000 | [29 empty] | G9 | Tungsram | 100 | 2800 | 2800 | 235 | 20 | 230 | Available
93112552 | SHORTG9 42W 220-240V TU IND 100/600 MIC | image | datasheet | deeplink | [5 empty] | Yes | G | [7 empty] | 42 |  | 0.0 s | 42 |  | Standard | [5 empty] | 5994100030997 | 15994100030994 | [5 empty] | 600 | 2000 | 630 | [6 empty] | 43 | 4 |  |  | 8000 | [7 empty] | Tubular |  | 12.8 |  | INDUSTRIAL PACK |  | 5 | 10200 EUR. 12600 UK |  |  | 80% |  | instant | [6 empty] | OUTER BOX |  |  | 10200 | 12600 | [5 empty] | 51000 |  | 310 x 160 x 190 (mm) | [12 empty] | 63000 | [29 empty] | G9 | Tungsram | 100 | 2800 | 2800 | 630 | 42 | 240 | Available
93112580 | SHORTG9 30W 220-240V TU BX 1/10 MIC | image | datasheet | deeplink | [5 empty] | Yes | G | [7 empty] | 30 |  | 0.0 s | 30 |  | Standard | [5 empty] | 5994100031277 | 15994100031274 | [5 empty] | 10 | 2000 | 405 | [6 empty] | 43 | 2.94 |  |  | 8000 | [7 empty] | Tubular |  | 13 |  | BOX |  | 6 | 4800 EUR. 6000 UK |  |  | 80% |  | instant | [6 empty] | OUTER BOX |  |  | 4800 | 6000 | [5 empty] | 28800 |  | 90x40x67mm | [12 empty] | 36000 | [29 empty] | G9 | Tungsram | 100 | 2800 | 2800 | 405 | 30 | 230 | Available
93112553 | M32 12V 50W GY6.35 TU BULK 1/60/720 MIH | image | datasheet | deeplink |  |  |  |  | C-8 | Yes | [8 empty] | 50 |  | 0.0 s | 53 |  | Standard | [5 empty] | 5994100031000 | 15994100031007 | [5 empty] | 720 | 2000 | 1200 | 18.6 | [5 empty] | 44 | 2 |  |  | 8000 | [7 empty] | Tubular |  | 10.5 |  |  |  | 5 | 14400 EUR. 20160 UK |  |  | 80% |  | instant | [9 empty] | 14400 | 20160 | [5 empty] | 72000 |  | (296 x 134 x 186) mm | [12 empty] | 80640 | [29 empty] | GY6.35-15 | Tungsram | 100 | 3000 | 3000 | 1200 | 50 | 12 | Available
93112539 | M11/H/E 10W 12V G4 GE HFBL 2/20 TR MIH | image | datasheet | deeplink | [5 empty] | Yes | [8 empty] | 10 |  | 0.0 s | 10.6 |  | Standard | [5 empty] | 5994100030867 | 15994100030864 | [5 empty] | 20 | 2000 | 145 | [6 empty] | 33 | 3 |  |  | 8000 | [7 empty] | Tubular |  | 9 |  | HALF BLISTER |  | 12 | 1240 EUR. 1560 UK |  |  | 80% |  | instant | [6 empty] | TRAY OUTER |  |  | 1240 | 1560 | [5 empty] | 9920 |  | 185 x 81 x 128 (mm) | [12 empty] | 12480 | [29 empty] | G4 | Tungsram | 100 | 2800 | 2800 | 145 | 10 | 12 | Available
93112534 | M9/H H5/12V/TR/CL G4 TU BX 1/20 MIH | image | datasheet | deeplink |  |  |  |  | C-6 | Yes | G | [7 empty] | 5 |  | 0.0 s | 5.3 |  | Standard | [5 empty] | 5994100030812 | 15994100030819 | [5 empty] | 20 | 2000 | 60 | 12 | [5 empty] | 33 | 1 |  |  | 8000 | [7 empty] | Tubular |  | 9 |  |  |  | 4 | 6400 EUR. 8400 UK |  |  | 80% |  | instant | [9 empty] | 6400 | 8400 | [5 empty] | 32000 |  | 131 x 90 x 40 (mm) | [12 empty] | 42000 | [29 empty] | G4 | Tungsram | 100 | 2800 | 2800 | 60 | 5 | 12 | Available
93112532 | 1500W 240V R7S 254MM BX TU 1/10MIH | image | datasheet | deeplink |  |  |  |  | C-8 | Yes | [8 empty] | 100 |  | 0.0 s | 106 |  | Standard | [5 empty] | 5994100030799 | 15994100030796 | [5 empty] | 10 | 2000 | 1740 | 21.3333 | [5 empty] | 255.5 | 20 |  |  | 8000 | [7 empty] | Tubular |  | 10 |  |  |  | 40 | 180 EUR. 240 UK |  |  | 80% |  | instant | [9 empty] | 180 | 240 | [5 empty] | 2520 |  | 381 x 124 x 60 (mm) | [12 empty] | 4080 | [29 empty] | R7s | Tungsram | 100 | 3000 | 3000 | 32000 | 1500 | 240 | Available
93112531 | 1000W 230V R7S 189MM BX TU 1/10MIH | image | datasheet | deeplink |  |  |  |  | C-8 | Yes | [8 empty] | 1000 |  | 0.0 s | 1000 |  | Standard | [5 empty] | 5994100030782 | 15994100030789 | [5 empty] | 10 | 2000 | 21000 | 21 | [5 empty] | 190.5 | 15 |  |  | 8000 | [7 empty] | Tubular |  | 10 |  |  |  | 29 | 270 EUR. 280 UK |  |  | 80% |  | instant | [9 empty] | 270 | 280 | [5 empty] | 4320 |  | 246 x 131 x 67 (mm) | [12 empty] | 4480 | [29 empty] | R7s | Tungsram | 100 | 3000 | 3000 | 21000 | 1000 | 230 | Available
93112559 | 1000W 240V R7S 189MM TU BX1/10 | image | datasheet | deeplink |  |  |  |  | C-8 | Yes | [8 empty] | 1000 |  | 0.0 s | 1000 |  | Standard | [5 empty] | 5994100031062 | 15994100031069 | [5 empty] | 10 | 2000 | 21000 | 21 | [5 empty] | 190.5 | 15 |  |  | 8000 | [7 empty] | Tubular |  | 10 |  |  |  | 54 | 270 EUR. 280 UK |  |  | 80% |  | instant | [9 empty] | 270 | 280 | [5 empty] | 4320 |  | 246 x 131 x 67 (mm) | [12 empty] | 4480 | [29 empty] | R7s | Tungsram | 100 | 3000 | 3000 | 21000 | 1000 | 240 | Available
93112582 | SHORTG9 30W 220-240V TU HFBL2/20 MIC | image | datasheet | deeplink | [5 empty] | Yes | G | [7 empty] | 30 |  | 0.0 s | 30 |  | Standard | [5 empty] | 5994100031291 | 15994100031298 | [5 empty] | 10 | 2000 | 405 | [6 empty] | 43 | 2.94 |  |  | 8000 | [7 empty] | Tubular |  | 13 |  | BLISTER |  | 6 | 1520 EUR. 2000 UK |  |  | 80% |  | instant | [6 empty] | OUTER BOX |  |  | 1520 | 2000 | [5 empty] | 10640 |  | 141x81x137 mm | [12 empty] | 14000 | [29 empty] | G9 | Tungsram | 100 | 2800 | 2800 | 405 | 30 | 230 | Available
93112558 | 50W 12V GY6.35 TR TU BX1/20 MIH | image | datasheet | deeplink |  |  |  |  | C-8 | Yes | G | [7 empty] | 50 |  | 0.0 s | 53 |  | Standard | [5 empty] | 5994100031055 | 15994100031052 | [5 empty] | 20 | 2000 | 1200 | 18 | [5 empty] | 44 | 12 |  |  | 8000 | [7 empty] | Tubular |  | 10.5 |  | BX |  | 14 | 6400 EUR. 8400 UK |  |  | 80% |  | instant | [6 empty] | OB |  |  | 6400 | 8400 | [5 empty] | 32000 |  | 131 x 90 x 40 (mm) | [12 empty] | 42000 | [29 empty] | GY6.35-15 | Tungsram | 100 | 3000 | 3000 | 1200 | 50 | 12 | Available
93112560 | 10W 12V G4 2000HR TU BX 1/20MIH | image | datasheet | deeplink |  |  |  |  | C-6 | Yes | G | [7 empty] | 10 |  | 0.0 s | 10.6 |  | Standard | [5 empty] | 5994100031079 | 15994100031076 | [5 empty] | 20 | 2000 | 145 | 14 | [5 empty] | 33 | 12 |  |  | 8000 | [7 empty] | Tubular |  | 9 |  | BX |  | 14 | 6400 EUR. 8400 UK |  |  | 80% |  | instant | [6 empty] | OB |  |  | 6400 | 8400 | [5 empty] | 32000 |  | 131 x 90 x 40 (mm) | [12 empty] | 42000 | [29 empty] | G4 | Tungsram | 100 | 2800 | 2800 | 145 | 10 | 12 | Available
524919 | @OT K11 C130W 240V R7S117MM TU TBL2/20MIC | image | datasheet | deeplink |  |  |  |  | CC-8 | Yes | [8 empty] | 130 |  | 0.0 s | 130 |  | Standard | [5 empty] | 5994100249191 | 15994100249198 | [5 empty] | 20 | 2000 | 2440 | 18.7692 | [5 empty] | 119 | 7 |  |  | 8000 | [7 empty] | Tubular |  | 8 |  | TWBL |  | 15 | 600 EUR. 740 UK |  |  | 80% |  | instant | [6 empty] | TRAY OUTER |  |  | 600 | 740 | [5 empty] | 4200 |  | 190 x 160 x 140 (mm) | [12 empty] | 5180 | [29 empty] | R7s | Tungsram |  | 2850 | 2850 | 2440 | 130 | 240 | Phased-out
93111754 | 15P1/OVEN/S22/E14 230V TU BL 1/10/180 | image | datasheet | deeplink | [5 empty] | Yes | G | [7 empty] | 15 |  |  | 15 |  | Standard | [5 empty] | 5994100030713 | 15994100030710 | [5 empty] | 180 | 1000 | 85 | 5.6667 | [6 empty] | 10 | [10 empty] | Pygmy | Clear | 22.5 |  | BL |  | 17 | 1080 EUR | 48 | [13 empty] | 1080 | [6 empty] | 3240 |  | 503 x 263 x 311 (mm) | [42 empty] | E14 | Tungsram |  |  |  | 85 | 15 | 240 | Available
93112572 | @OT 330W 230V R7S 117MM TU BX1/10 MIC | image | datasheet | deeplink |  |  |  |  | CC-8 | Yes | [8 empty] | 330 |  | 0.0 s | 330 |  | Standard | [5 empty] | 5994100031192 | 15994100031199 | [5 empty] | 10 | 2000 | 7000 | 21.2121 | [5 empty] | 119 | 7 |  |  | 8000 | [7 empty] | Tubular |  | 10 |  | BOX |  | 15 | 1200 EUR. 1600 UK |  |  | 80% |  | instant | [6 empty] | OUTER BOX |  |  | 1200 | 1600 | [5 empty] | 4800 |  | 127 x 93 x 40 (mm) | [12 empty] | 6400 | [29 empty] | R7s | Tungsram |  | 2900 | 2900 | 7000 | 330 | 230 | Marked for phase-out
93107765 | @OT M47 20W 12V G4 TU HFBL 2/20T MIC | image | datasheet | deeplink |  |  |  |  | C-8 | Yes | [8 empty] | 20 |  | 0.0 s | 21.2 |  | Standard | [5 empty] | 5994100022763 | 15994100022760 | [5 empty] | 20 | 2000 | 380 | 19 | [5 empty] | 33 | 1 |  |  | 8000 | [7 empty] | Tubular |  | 8 |  | BLISTER |  | 12 | 1500 EUR. 1820 UK |  |  | 80% |  | instant | [6 empty] | OUTER BOX |  |  | 1500 | 1820 | [5 empty] | 12000 |  | 158 x 76 x 126 (mm) | [12 empty] | 14560 | [29 empty] | G4 | Tungsram | 100 | 2900 | 2900 | 380 | 20 | 12 | Marked for phase-out
93108316 | OT M47 20W 12V G4 TU HFBL 2/20 MIC | image | datasheet | deeplink |  |  |  |  | C-6 | Yes | [8 empty] | 20 |  | 0.0 s | 21.2 |  | Standard | [5 empty] | 5994100022770 | 15994100022777 | [5 empty] | 20 | 2000 | 380 | 19 | [5 empty] | 33 | 3 |  |  | 8000 | [7 empty] | Tubular |  | 8 |  | HALF BLISTER |  | 7 | 1520 EUR. 2000 UK |  |  | 80% |  | instant | [6 empty] | OUTER BOX |  |  | 1520 | 2000 | [5 empty] | 10640 |  | 141 x 81 x 137 (mm) | [12 empty] | 14000 | [29 empty] | G4 | Tungsram | 100 | 2900 | 2900 | 380 | 20 | 12 | Phased-out
93108318 | OT M258/EXN/CG 50W 12V TU TWBL 2/20 MIC | image | datasheet | deeplink |  | 36 | 2100 |  | C-6 | Yes | [6 empty] | 36 | 2100 | 50 |  | 0.0 s | 53 |  | Direct shipment | [5 empty] | 5994100022794 | 15994100022791 | [5 empty] | 20 | 5000 | 680 |  | 1 |  |  |  |  | 46 | 33 |  |  | 20000 | [7 empty] | Mirrored reflector |  | 50 |  | Twin Blister |  | 47 |  |  |  | 80% |  | instant | 5000 | 680 |  |  |  |  | OB |  |  | 260 | 320 | [5 empty] | 2080 |  | 414x155x138 (mm) | [12 empty] | 2560 | [29 empty] | GU5.3 | Tungsram | 100 | 2900 | 2900 |  | 50 | 12 | Phased-out
93107764 | @OT M258/EXN/CG 50W 12V TU BX1/10 MIC | image | datasheet | deeplink |  | 36 | 2100 |  | C-6 | Yes | [6 empty] | 36 | 2100 | 50 |  | 0.0 s | 53 |  | Standard | [5 empty] | 5994100022756 | 15994100022753 | [5 empty] | 10 | 5000 | 680 |  | 1 |  |  |  |  | 46 | 33 |  |  | 20000 | [7 empty] | Mirrored reflector |  | 50 |  | BX |  | 47 | 320 EUR. 320 UK |  |  | 80% |  | instant | 5000 | 680 |  |  |  |  | OB |  |  | 320 | 320 | [5 empty] | 4800 |  | 100 x 250 x 60 (mm) | [12 empty] | 4800 | [29 empty] | GU5.3 | Tungsram | 100 | 2900 | 2900 |  | 50 | 12 | Phased-out
93108320 | OT M281/FMW/CG 35W 12V TU TWBL 2/20 MIC | image | datasheet | deeplink |  | 36 | 450 |  | C-6 | Yes | [6 empty] | 36 | 450 | 35 |  | 0.0 s | 37.1 |  | Direct shipment | [5 empty] | 5994100022817 | 15994100022814 | [5 empty] | 20 | 5000 | 430 |  | 1 |  |  |  |  | 46 | 14 |  |  | 20000 | [7 empty] | Mirrored reflector |  | 50 |  | Twin Blister |  | 26 |  |  |  | 80% |  | instant | 5000 | 430 |  |  |  |  | OB |  |  | 260 | 260 | [5 empty] | 2080 |  | 414x155x138 (mm) | [12 empty] | 2560 | [29 empty] | GU5.3 | Tungsram | 100 | 2800 | 2800 | 500 | 35 | 12 | Phased-out
93108317 | @OT M281/FMW/CG 35W 12V TU BX1/10 MIC | image | datasheet | deeplink |  | 36 | 450 |  | C-6 | Yes | [6 empty] | 36 | 450 | 35 |  | 0.0 s | 37.1 |  | Direct shipment | [5 empty] | 5994100022787 | 15994100022784 | [5 empty] | 10 | 5000 | 430 |  | 1 |  |  |  |  | 46 | 14 |  |  | 20000 | [7 empty] | Mirrored reflector |  | 50 |  | Box |  | 26 |  |  |  | 80% |  | instant | 5000 | 430 |  |  |  |  | OB |  |  | 320 | 320 | [5 empty] | 4800 |  | 100x250x60 (mm) | [12 empty] | 4800 | [29 empty] | GU5.3 | Tungsram | 100 | 2800 | 2800 | 500 | 35 | 12 | Phased-out
93108319 | OT M269/BAB/CG 20W 12V TU TWBL 2/20 MIC | image | datasheet | deeplink |  | 36 | 450 |  | C-6 | Yes | [6 empty] | 36 | 450 | 20 |  | 0.0 s | 21.2 |  | Direct shipment | [5 empty] | 5994100022800 | 15994100022807 | [5 empty] | 20 | 5000 | 205 |  | 1 |  |  |  |  | 46 | 14 |  |  | 20000 | [7 empty] | Mirrored reflector |  | 50 |  | Twin Blister |  | 26 |  |  |  | 80% |  | instant | 5000 | 205 |  |  |  |  | OB |  |  | 260 | 320 | [5 empty] | 2080 |  | 414x155x138 (mm) | [12 empty] | 2560 | [29 empty] | GU5.3 | Tungsram | 100 | 2800 | 2800 | 223 | 20 | 12 | Phased-out
93107761 | OT M269/BAB/CG 20W 12V TU BX1/10 MIC | image | datasheet | deeplink |  | 36 | 450 |  | C-6 | Yes | [6 empty] | 36 | 450 | 20 |  | 0.0 s | 21.2 |  | Standard | [5 empty] | 5994100022725 | 15994100022722 | [5 empty] | 10 | 5000 | 205 |  | 1 |  |  |  |  | 46 | 14 |  |  | 20000 | [7 empty] | Mirrored reflector |  | 50 |  | BX |  | 26 | 320 EUR. 320 UK |  |  | 80% |  | instant | 5000 | 205 |  |  |  |  | OB |  |  | 320 | 320 | [5 empty] | 4800 |  | 100 x 250 x 60 (mm) | [12 empty] | 4800 | [29 empty] | GU5.3 | Tungsram | 100 | 2800 | 2800 | 223 | 20 | 12 | Phased-out
93107759 | @OT 330W 240V R7S 117MM TU BX1/10 MIC | image | datasheet | deeplink |  |  |  |  | CC-8 | Yes | [8 empty] | 330 |  | 0.0 s | 330 |  | Standard | [5 empty] | 5994100022701 | 15994100022708 | [5 empty] | 10 | 2000 | 7000 | 21.2121 | [5 empty] | 119 | 7 |  |  | 8000 | [7 empty] | Tubular |  | 10 |  | BOX |  | 15 | 1200 EUR. 1600 UK |  |  | 80% |  | instant | [6 empty] | OUTER BOX |  |  | 1200 | 1600 | [5 empty] | 4800 |  | 127 x 93 x 40 (mm) | [12 empty] | 6400 | [29 empty] | R7s | Tungsram | 100 | 2900 | 2900 | 7000 | 330 | 240 | Phased-out
93107760 | @OT 200W 240V R7S 117MM TU BX1/10 MIC | image | datasheet | deeplink |  |  |  |  | CC-8 | Yes | [8 empty] | 200 |  | 0.0 s | 200 |  | Standard | [5 empty] | 5994100022718 | 15994100022715 | [5 empty] | 10 | 2000 | 4000 | 20 | [5 empty] | 119 | 7 |  |  | 8000 | [7 empty] | Tubular |  | 8 |  | BOX |  | 15 | 1200 EUR. 1600 UK |  |  | 80% |  | instant | [6 empty] | OUTER BOX |  |  | 1200 | 1600 | [5 empty] | 4800 |  | 127 x 93 x 40 (mm) | [12 empty] | 6400 | [29 empty] | R7s | Tungsram |  |  |  | 3100 | 200 | 240 | Marked for phase-out
93107758 | @OT 200W 230V R7S 117MM TU BX1/10 MIC | image | datasheet | deeplink |  |  |  |  | CC-8 | Yes | [8 empty] | 200 |  | 0.0 s | 200 |  | Standard | [5 empty] | 5994100022695 | 15994100022692 | [5 empty] | 10 | 2000 | 4000 | 20 | [5 empty] | 119 | 7 |  |  | 8000 | [7 empty] | Tubular |  | 8 |  | BOX |  | 15 | 1200 EUR. 1600 UK |  |  | 80% |  | instant | [6 empty] | OUTER BOX |  |  | 1200 | 1600 | [5 empty] | 4800 |  | 127 x 93 x 40 (mm) | [12 empty] | 6400 | [29 empty] | R7s | Tungsram |  |  |  | 4000 | 200 | 230 | Marked for phase-out
93110776 | LED 7.5/G2/G24q-2/4P/H/865 TU BX1/6 | image | datasheet | deeplink |  | 110 x 120 |  |  |  | No | E |  |  |  |  | <6 step |  |  | 7.5 |  |  | 8.25 |  | Standard | [5 empty] | 5994100027607 | 15994100027604 | -20C … +40C | -20 | 40 |  |  | 6 |  | 900 | 120 | Ballast driven |  |  |  |  | l62 | 125 |  | <0.5 | 30000 | [10 empty] | 34.5 | Bx | 50000 | 147 | EL 600 / UL 672 | [11 empty] | outer bx |  |  | 600 | 672 | [5 empty] | 3600 |  | 118 x 80 x 178 mm | Yes | Horizontal | [10 empty] | 4032 |  | 0mg | [27 empty] | G24q-2 | Tungsram | 80 | 6500 | 6500 | 900 | 7.5 |  | Available
93110775 | LED 7.5/G2/G24q-2/4P/H/840 TU BX1/6 | image | datasheet | deeplink |  | 110 x 120 |  |  |  | No | F |  |  |  |  | <6 step |  |  | 7.5 |  |  | 8.25 |  | Standard | [5 empty] | 5994100028215 | 15994100028212 | -20C … +40C | -20 | 40 |  |  | 6 |  | 880 | 117.33 | Ballast driven |  |  |  |  | l62 | 125 |  | <0.5 | 30000 | [10 empty] | 34.5 | Bx | 50000 | 147 | EL 600 / UL 672 | [11 empty] | outer bx |  |  | 600 | 672 | [5 empty] | 3600 |  | 118 x 80 x 178 mm | Yes | Horizontal | [10 empty] | 4032 |  | 0mg | [27 empty] | G24q-2 | Tungsram | 80 | 4000 | 4000 | 880 | 7.5 |  | Available
93110774 | LED 7.5/G2/G24q-2/4P/H/830 TU BX1/6 | image | datasheet | deeplink |  | 110 x 120 |  |  |  | No | F |  |  |  |  | <6 step |  |  | 7.5 |  |  | 8.25 |  | Standard | [5 empty] | 5994100028222 | 15994100028229 | -20C … +40C | -20 | 40 |  |  | 6 |  | 850 | 113.33 | Ballast driven |  |  |  |  | l62 | 125 |  | <0.5 | 30000 | [10 empty] | 34.5 | Bx | 50000 | 147 | EL 600 / UL 672 | [11 empty] | outer bx |  |  | 600 | 672 | [5 empty] | 3600 |  | 118 x 80 x 178 mm | Yes | Horizontal | [10 empty] | 4032 |  | 0mg | [27 empty] | G24q-2 | Tungsram | 80 | 3000 | 3000 | 850 | 7.5 |  | Available
93110772 | LED 10/G2/G24q-3/4P/H/840 TU BX1/6 | image | datasheet | deeplink |  | 110 x 120 |  |  |  | No | F |  |  |  |  | <6 step |  |  | 10 |  |  | 11 |  | Standard | [5 empty] | 5994100028246 | 15994100028243 | -20C … +40C | -20 | 40 |  |  | 6 |  | 1170 | 117 | Ballast driven |  |  |  |  | l62 | 125 |  | <0.5 | 30000 | [10 empty] | 34.5 | Bx | 50000 | 147 | EL 600 / UL 672 | [11 empty] | outer bx |  |  | 600 | 672 | [5 empty] | 3600 |  | 118 x 80 x 178 mm | Yes | Horizontal | [10 empty] | 4032 |  | 0mg | [27 empty] | G24q-3 | Tungsram | 80 | 4000 | 4000 | 1150 | 10 |  | Available
93110770 | @LED 10.5/G24d/2P/H/865 TU BX1/6 | image | datasheet | deeplink |  | 120 x 110 |  |  |  | No |  | 220-240V | 50mA |  |  | <6 step |  |  | 10.5 |  |  | 11.55 | 220-240 | Standard | [5 empty] | 5994100028260 | 15994100028267 | -20 … +40 | -20 | 40 |  |  | 6 |  | 1050 | 100 | [5 empty] | 165 | 125 |  | <0.5 | 50000 |  |  | Horizontal | [7 empty] | 43 | Bx | 50000 | 143 | EU 600 / UK 672 | [11 empty] | outer bx |  |  | 600 | 672 | [5 empty] | 3600 |  | 118x79x180mm | Yes | Horizontal | [10 empty] | 4032 |  | 0g | [9 empty] | No | [17 empty] | G24d | Tungsram | 80 | 6500 | 6500 | 1050 | 10.5 |  | Phased-out
93110769 | @LED 10.5/G24d/2P/H/840 TU BX1/6 | image | datasheet | deeplink |  | 120 x 110 |  |  |  | No |  | 220-240V | 50mA |  |  | <6 step |  |  | 10.5 |  |  | 11.55 | 220-240 | Standard | [5 empty] | 5994100028277 | 15994100028274 | -20 … +40 | -20 | 40 |  |  | 6 |  | 1050 | 100 | [5 empty] | 165 | 125 |  | <0.5 | 50000 |  |  | Horizontal | [7 empty] | 43 | Bx | 50000 | 143 | EU 600 / UK 672 | [11 empty] | outer bx |  |  | 600 | 672 | [5 empty] | 3600 |  | 118x79x180mm | Yes | Horizontal | [10 empty] | 4032 |  | 0g | [9 empty] | No | [17 empty] | G24d | Tungsram | 80 | 4000 | 4000 | 1050 | 10.5 |  | Marked for phase-out
93110768 | @LED 10.5/G24d/2P/H/830 TU BX1/6 | image | datasheet | deeplink |  | 120 x 110 |  |  |  | No |  | 220-240V | 50mA |  |  | <6 step |  |  | 10.5 |  |  | 11.55 | 220-240 | Standard | [5 empty] | 5994100028284 | 15994100028281 | -20 … +40 | -20 | 40 |  |  | 6 |  | 1050 | 100 | [5 empty] | 165 | 125 |  | <0.5 | 50000 |  |  | Horizontal | [7 empty] | 43 | Bx | 50000 | 143 | EU 600 / UK 672 | [11 empty] | outer bx |  |  | 600 | 672 | [5 empty] | 3600 |  | 118x79x180mm | Yes | Horizontal | [10 empty] | 4032 |  | 0g | [9 empty] | No | [17 empty] | G24d | Tungsram | 80 | 3000 | 3000 | 1050 | 10.5 |  | Phased-out
93110767 | LED 2D4P 12.5W/ECG/827/GR10q TU BX1/10 | image | datasheet | deeplink | electronic | 120x130 |  |  |  | No | F |  | ballast driven |  |  | <6 step |  |  | 12.5 |  |  | 13.75 |  | Standard | [5 empty] | 5994100028291 | 15994100028298 | -20°C~40°C | -20°C | 40°C |  |  | 10 |  | 1400 | 112 | ballast driven | [5 empty] | 140 |  | <0.5 | 50000 | [7 empty] | 2D |  |  |  | Bx | 40000 | 232 | 100 EUR. 130 UK | [11 empty] | outer bx |  |  | 100 | 130 | [5 empty] | 400 |  | 384x220x223mm | Yes | universal | [10 empty] | 520 |  | 0g | [23 empty] | 201×188×32.5 |  |  |  | GR10q | Tungsram | 80 | 2700 | 2700 | 1400 | 12.5 |  | Available
93110766 | LED 2D4P 12.5W/ECG/835/GR10q TU BX1/10 | image | datasheet | deeplink | electronic | 120x130 |  |  |  | No | E |  | ballast driven |  |  | <6 step |  |  | 12.5 |  |  | 13.75 |  | Standard | [5 empty] | 5994100028307 | 15994100028304 | -20°C~40°C | -20°C | 40°C |  |  | 10 |  | 1500 | 120 | ballast driven | [5 empty] | 140 |  | <0.5 | 50000 | [7 empty] | 2D |  |  |  | Bx | 40000 | 232 | 100 EUR. 130 UK | [11 empty] | outer bx |  |  | 100 | 130 | [5 empty] | 400 |  | 384x220x223mm | Yes | universal | [10 empty] | 520 |  | 0g | [23 empty] | 201×188×32.5 |  |  |  | GR10q | Tungsram | 80 | 3500 | 3500 | 1500 | 12.5 |  | Available
93110765 | LED 2D4P 12.5W/ECG/840/GR10q TU BX1/10 | image | datasheet | deeplink | electronic | 120x130 |  |  |  | No | E |  | ballast driven |  |  | <6 step |  |  | 12.5 |  |  | 13.75 |  | Standard | [5 empty] | 5994100028314 | 15994100028311 | -20°C~40°C | -20°C | 40°C |  |  | 10 |  | 1550 | 124 | ballast driven | [5 empty] | 140 |  | <0.5 | 50000 | [7 empty] | 2D |  |  |  | Bx | 40000 | 232 | 100 EUR. 130 UK | [11 empty] | outer bx |  |  | 100 | 130 | [5 empty] | 400 |  | 384x220x223mm | Yes | universal | [10 empty] | 520 |  | 0g | [23 empty] | 201×188×32.5 |  |  |  | GR10q | Tungsram | 80 | 4000 | 4000 | 1550 | 12.5 |  | Available
93110764 | @LED 2D2P 6.5W/CCG/840/GR8 TU BX1/10 | image | datasheet | deeplink | magnetic | 120x130 |  |  |  | No | E |  | 30mA |  |  | <6 step |  |  | 6.5 |  |  | 7.15 |  | Standard | [5 empty] | 5994100028321 | 15994100028328 | -20°C~40°C | -20°C | 40°C |  |  | 10 |  | 830 | 128 | ballast driven | [5 empty] | 95 |  | <0.5 | 50000 | [7 empty] | 2D |  |  |  | Bx | 40000 | 148 | 170 EUR. 210 UK | [11 empty] | outer bx |  |  | 170 | 210 | [5 empty] | 1020 |  | 334x155x167mm | Yes | universal | [10 empty] | 1260 |  | 0g | [23 empty] | 136×132.5×27.4 |  |  |  | GR8 | Tungsram | 80 | 4000 | 4000 | 830 | 6.5 |  | Marked for phase-out
93110763 | @LED 2D4P 12.5W/CCG/840/GR10q TU BX1/10 | image | datasheet | deeplink | magnetic | 120x130 |  |  |  | No | E |  | 60mA |  |  | <6 step |  |  | 12.5 |  |  | 13.75 |  | Standard | [5 empty] | 5994100028338 | 15994100028335 | -20°C~40°C | -20°C | 40°C |  |  | 10 |  | 1550 | 124 | ballast driven | [5 empty] | 155 |  | <0.5 | 50000 | [7 empty] | 2D |  |  |  | Bx | 40000 | 253 | 100 EUR. 130 UK | [11 empty] | outer bx |  |  | 100 | 130 | [5 empty] | 400 |  | 384x220x223mm | Yes | universal | [10 empty] | 520 |  | 0g | [23 empty] | 201×188×32.5 |  |  |  | GR10q | Tungsram | 80 | 4000 | 4000 | 1550 | 12.5 |  | Marked for phase-out
93110762 | @LED 2D4P 12.5W/CCG/827/GR10q TU BX1/10 | image | datasheet | deeplink | magnetic | 120x130 |  |  |  | No | F |  | 60mA |  |  | <6 step |  |  | 12.5 |  |  | 13.75 |  | Standard | [5 empty] | 5994100028345 | 15994100028342 | -20°C~40°C | -20°C | 40°C |  |  | 10 |  | 1400 | 112 | ballast driven | [5 empty] | 155 |  | <0.5 | 50000 | [7 empty] | 2D |  |  |  | Bx | 40000 | 253 | 100 EUR. 130 UK | [11 empty] | outer bx |  |  | 100 | 130 | [5 empty] | 400 |  | 384x220x223mm | Yes | universal | [10 empty] | 520 |  | 0g | [23 empty] | 201×188×32.5 |  |  |  | GR10q | Tungsram | 80 | 2700 | 2700 | 1400 | 12.5 |  | Marked for phase-out
93110761 | @LED 2D4P 12.5W/CCG/835/GR10q TU BX1/10 | image | datasheet | deeplink | magnetic | 120x130 |  |  |  | No | E |  | 60mA |  |  | <6 step |  |  | 12.5 |  |  | 13.75 |  | Standard | [5 empty] | 5994100028352 | 15994100028359 | -20°C~40°C | -20°C | 40°C |  |  | 10 |  | 1500 | 120 | ballast driven | [5 empty] | 155 |  | <0.5 | 50000 | [7 empty] | 2D |  |  |  | Bx | 40000 | 253 | 100 EUR. 130 UK | [11 empty] | outer bx |  |  | 100 | 130 | [5 empty] | 400 |  | 384x220x223mm | Yes | universal | [10 empty] | 520 |  | 0g | [23 empty] | 201×188×32.5 |  |  |  | GR10q | Tungsram | 80 | 3500 | 3500 | 1500 | 12.5 |  | Marked for phase-out
93110760 | @LED 2D2P 6.5W/CCG/835/GR8 TU BX1/10 | image | datasheet | deeplink | magnetic | 120x130 |  |  |  | No | E |  | 30mA |  |  | <6 step |  |  | 6.5 |  |  | 7.15 |  | Standard | [5 empty] | 5994100028369 | 15994100028366 | -20°C~40°C | -20°C | 40°C |  |  | 10 |  | 800 | 123 | ballast driven | [5 empty] | 95 |  | <0.5 | 50000 | [7 empty] | 2D |  |  |  | Bx | 40000 | 148 | 170 EUR. 210 UK | [11 empty] | outer bx |  |  | 170 | 210 | [5 empty] | 1020 |  | 334x155x167mm | Yes | universal | [10 empty] | 1260 |  | 0g | [23 empty] | 136×132.5×27.4 |  |  |  | GR8 | Tungsram | 80 | 3500 | 3500 | 800 | 6.5 |  | Marked for phase-out
93110759 | @LED 2D2P 6.5W/CCG/830/GR8 TU BX1/10 | image | datasheet | deeplink | magnetic | 120x130 |  |  |  | No | F |  | 30mA |  |  | <6 step |  |  | 6.5 |  |  | 7.15 |  | Standard | [5 empty] | 5994100028376 | 15994100028373 | -20°C~40°C | -20°C | 40°C |  |  | 10 |  | 770 | 118 | ballast driven | [5 empty] | 95 |  | <0.5 | 50000 | [7 empty] | 2D |  |  |  | Bx | 40000 | 148 | 170 EUR. 210 UK | [11 empty] | outer bx |  |  | 170 | 210 | [5 empty] | 1020 |  | 334x155x167mm | Yes | universal | [10 empty] | 1260 |  | 0g | [23 empty] | 136×132.5×27.4 |  |  |  | GR8 | Tungsram | 80 | 3000 | 3000 | 770 | 6.5 |  | Marked for phase-out
93110758 | @LED 2D2P 6.5W/CCG/827/GR8 TU BX1/10 | image | datasheet | deeplink | magnetic | 120x130 |  |  |  | No | F |  | 30mA |  |  | <6 step |  |  | 6.5 |  |  | 7.15 |  | Standard | [5 empty] | 5994100028383 | 15994100028380 | -20°C~40°C | -20°C | 40°C |  |  | 10 |  | 750 | 115 | ballast driven | [5 empty] | 95 |  | <0.5 | 50000 | [7 empty] | 2D |  |  |  | Bx | 40000 | 148 | 170 EUR. 210 UK | [11 empty] | outer bx |  |  | 170 | 210 | [5 empty] | 1020 |  | 334x155x167mm | Yes | universal | [10 empty] | 1260 |  | 0g | [23 empty] | 136×132.5×27.4 |  |  |  | GR8 | Tungsram | 80 | 2700 | 2700 | 750 | 6.5 |  | Marked for phase-out
93104791 | LED ECO A60 9W 865 E27 TU DS | image | datasheet | deeplink |  | 160 | [14 empty] | <0.5 s | 9 | 220-240V | Direct Shipment | [5 empty] | 5994100014454 | 15994100014468 |  | -20°C | +40°C |  |  | 12 |  | 850 | 94.44 | [6 empty] | 29 |  |  | 50000 | [7 empty] | A60 | white |  | 60 |  | 10000 |  |  | 109 |  |  |  | Instant on | [14 empty] | >0.5 |  |  |  |  | Yes | [8 empty] | No | [32 empty] | E27 | Tungsram | 80 | 6500 | 6500 | 850 | 9 |  | Available
93104735 | @LED ECO A60 9W 865 B22 TU DS | image | datasheet | deeplink |  | 160 | [14 empty] | <0.5 s | 9 | 220-240V | Direct Shipment | [5 empty] | 5994100014294 | 15994100014307 |  | -20°C | +40°C |  |  | 12 |  | 850 | 94.44 | [6 empty] | 34 |  |  | 50000 | [7 empty] | A60 | white |  | 60 |  | 10000 |  |  | 107 |  |  |  | Instant on | [14 empty] | >0.5 |  |  |  |  | Yes | [8 empty] | No | [32 empty] | B22 | Tungsram | 80 | 6500 | 6500 | 850 | 9 |  | Marked for phase-out
93104787 | @LED ECO A60 6W 865 E27 TU DS | image | datasheet | deeplink |  | 160 | [14 empty] | <0.5 s | 6 | 220-240V | Direct Shipment | [5 empty] | 5994100014416 | 15994100014420 |  | -20°C | +40°C |  |  | 12 |  | 500 | 83.33 | [6 empty] | 28 |  |  | 50000 | [7 empty] | A60 | white |  | 60 |  | 10000 |  |  | 109 |  |  |  | Instant on | [14 empty] | >0.5 |  |  |  |  | Yes | [8 empty] | No | [32 empty] | E27 | Tungsram | 80 | 6500 | 6500 | 500 | 6 |  | Marked for phase-out
93104731 | @LED ECO A60 6W 865 B22 TU DS | image | datasheet | deeplink |  | 160 | [14 empty] | <0.5 s | 6 | 220-240V | Direct Shipment | [5 empty] | 5994100014256 | 15994100014260 |  | -20°C | +40°C |  |  | 12 |  | 500 | 83.33 | [6 empty] | 33 |  |  | 50000 | [7 empty] | A60 | white |  | 60 |  | 10000 |  |  | 107 |  |  |  | Instant on | [14 empty] | >0.5 |  |  |  |  | Yes | [8 empty] | No | [32 empty] | B22 | Tungsram | 80 | 6500 | 6500 | 500 | 6 |  | Marked for phase-out
93104799 | LED ECO A60 13.5W 865 E27 TU DS | image | datasheet | deeplink |  | 160 | [14 empty] | <0.5 s | 13.5 | 220-240V | Direct Shipment | [5 empty] | 5994100014539 | 15994100014543 |  | -20°C | +40°C |  |  | 12 |  | 1600 | 118.52 | [6 empty] | 55 |  |  | 50000 | [7 empty] | A60 | white |  | 60 |  | 10000 |  |  | 109 |  |  |  | Instant on | [14 empty] | >0.5 |  |  |  |  | Yes | [8 empty] | No | [32 empty] | E27 | Tungsram | 80 | 6500 | 6500 | 1600 | 13.5 |  | Available
93104783 | LED ECO A60 13.5W 865 B22 TU DS | image | datasheet | deeplink |  | 160 | [14 empty] | <0.5 s | 13.5 | 220-240V | Direct Shipment | [5 empty] | 5994100014379 | 15994100014383 |  | -20°C | +40°C |  |  | 12 |  | 1600 | 118.52 | [6 empty] | 60 |  |  | 50000 | [7 empty] | A60 | white |  | 60 |  | 10000 |  |  | 107 |  |  |  | Instant on | [14 empty] | >0.5 |  |  |  |  | Yes | [8 empty] | No | [32 empty] | B22 | Tungsram | 80 | 6500 | 6500 | 1600 | 13.5 |  | Phased-out
93104795 | LED ECO A60 11.5W 865 E27 TU DS | image | datasheet | deeplink |  | 160 | [14 empty] | <0.5 s | 11.5 | 220-240V | Direct Shipment | [5 empty] | 5994100014492 | 15994100014505 |  | -20°C | +40°C |  |  | 12 |  | 1150 | 100 | [6 empty] | 45 |  |  | 50000 | [7 empty] | A60 | white |  | 60 |  | 10000 |  |  | 109 |  |  |  | Instant on | [14 empty] | >0.5 |  |  |  |  | Yes | [8 empty] | No | [32 empty] | E27 | Tungsram | 80 | 6500 | 6500 | 1150 | 11.5 |  | Phased-out
93104779 | LED ECO A60 11.5W 865 B22 TU DS | image | datasheet | deeplink |  | 160 | [14 empty] | <0.5 s | 11.5 | 220-240V | Direct Shipment | [5 empty] | 5994100014331 | 15994100014345 |  | -20°C | +40°C |  |  | 12 |  | 1150 | 100 | [6 empty] | 50 |  |  | 50000 | [7 empty] | A60 | white |  | 60 |  | 10000 |  |  | 107 |  |  |  | Instant on | [14 empty] | >0.5 |  |  |  |  | Yes | [8 empty] | No | [32 empty] | B22 | Tungsram | 80 | 6500 | 6500 | 1150 | 11.5 |  | Phased-out
93107048 | @LED ECO A60 9W 840 E27 TU DS | image | datasheet | deeplink |  | 160 | [14 empty] | <0.5 s | 9 | 220-240V | Direct Shipment | [5 empty] | 5994100015673 | 15994100015687 |  | -20°C | +40°C |  |  | 12 |  | 850 | 94.44 | [6 empty] | 29 |  |  | 50000 | [7 empty] | A60 | white |  | 60 |  | 10000 |  |  | 109 |  |  |  | Instant on | [14 empty] | >0.5 |  |  |  |  | Yes | [8 empty] | No | [32 empty] | E27 | Tungsram | 80 | 4000 | 4000 | 850 | 9 |  | Phased-out
93107045 | LED ECO A60 9W 840 B22 TU DS | image | datasheet | deeplink |  | 160 | [14 empty] | <0.5 s | 9 | 220-240V | Direct Shipment | [5 empty] | 5994100015642 | 15994100015656 |  | -20°C | +40°C |  |  | 12 |  | 850 | 94.44 | [6 empty] | 34 |  |  | 50000 | [7 empty] | A60 | white |  | 60 |  | 10000 |  |  | 107 |  |  |  | Instant on | [14 empty] | >0.5 |  |  |  |  | Yes | [8 empty] | No | [32 empty] | B22 | Tungsram | 80 | 4000 | 4000 | 850 | 9 |  | Phased-out
93107036 | @LED ECO A60 6W 840 E27 TU DS | image | datasheet | deeplink |  | 160 | [14 empty] | <0.5 s | 6 | 220-240V | Direct Shipment | [5 empty] | 5994100015550 | 15994100015564 |  | -20°C | +40°C |  |  | 12 |  | 500 | 83.33 | [6 empty] | 28 |  |  | 50000 | [7 empty] | A60 | white |  | 60 |  | 10000 |  |  | 109 |  |  |  | Instant on | [14 empty] | >0.5 |  |  |  |  | Yes | [8 empty] | No | [32 empty] | E27 | Tungsram | 80 | 4000 | 4000 | 500 | 6 |  | Phased-out
93107033 | LED ECO A60 6W 840 B22 TU DS | image | datasheet | deeplink |  | 160 | [14 empty] | <0.5 s | 6 | 220-240V | Direct Shipment | [5 empty] | 5994100015529 | 15994100015533 |  | -20°C | +40°C |  |  | 12 |  | 500 | 83.33 | [6 empty] | 33 |  |  | 50000 | [7 empty] | A60 | white |  | 60 |  | 10000 |  |  | 107 |  |  |  | Instant on | [14 empty] | >0.5 |  |  |  |  | Yes | [8 empty] | No | [32 empty] | B22 | Tungsram | 80 | 4000 | 4000 | 500 | 6 |  | Phased-out
93107025 | @LED ECO A60 13.5W 840 E27 TU DS | image | datasheet | deeplink |  | 160 | [14 empty] | <0.5 s | 13.5 | 220-240V | Direct Shipment | [5 empty] | 5994100015444 | 15994100015458 |  | -20°C | +40°C |  |  | 12 |  | 1600 | 118.52 | [6 empty] | 55 |  |  | 50000 | [7 empty] | A60 | white |  | 60 |  | 10000 |  |  | 109 |  |  |  | Instant on | [14 empty] | >0.5 |  |  |  |  | Yes | [8 empty] | No | [32 empty] | E27 | Tungsram | 80 | 4000 | 4000 | 1600 | 13.5 |  | Marked for phase-out
93107022 | LED ECO A60 13.5W 840 B22 TU DS | image | datasheet | deeplink |  | 160 | [14 empty] | <0.5 s | 13.5 | 220-240V | Direct Shipment | [5 empty] | 5994100015413 | 15994100015427 |  | -20°C | +40°C |  |  | 12 |  | 1600 | 118.52 | [6 empty] | 60 |  |  | 50000 | [7 empty] | A60 | white |  | 60 |  | 10000 |  |  | 107 |  |  |  | Instant on | [14 empty] | >0.5 |  |  |  |  | Yes | [8 empty] | No | [32 empty] | B22 | Tungsram | 80 | 4000 | 4000 | 1600 | 13.5 |  | Phased-out
93106284 | @LED ECO A60 11.5W 840 E27 TU DS | image | datasheet | deeplink |  | 160 | [14 empty] | <0.5 s | 11.5 | 220-240V | Direct Shipment | [5 empty] | 5994100015338 | 15994100015342 |  | -20°C | +40°C |  |  | 12 |  | 1150 | 100 | [6 empty] | 45 |  |  | 50000 | [7 empty] | A60 | white |  | 60 |  | 10000 |  |  | 109 |  |  |  | Instant on | [14 empty] | >0.5 |  |  |  |  | Yes | [8 empty] | No | [32 empty] | E27 | Tungsram | 80 | 4000 | 4000 | 1150 | 11.5 |  | Marked for phase-out
93106281 | LED ECO A60 11.5W 840 B22 TU DS | image | datasheet | deeplink |  | 160 | [14 empty] | <0.5 s | 11.5 | 220-240V | Direct Shipment | [5 empty] | 5994100015307 | 15994100015311 |  | -20°C | +40°C |  |  | 12 |  | 1150 | 100 | [6 empty] | 50 |  |  | 50000 | [7 empty] | A60 | white |  | 60 |  | 10000 |  |  | 107 |  |  |  | Instant on | [14 empty] | >0.5 |  |  |  |  | Yes | [8 empty] | No | [32 empty] | B22 | Tungsram | 80 | 4000 | 4000 | 1150 | 11.5 |  | Phased-out
93104789 | LED ECO A60 9W 827 E27 TU DS | image | datasheet | deeplink |  | 160 | [14 empty] | <0.5 s | 9 | 220-240V | Direct Shipment | [5 empty] | 5994100014430 | 15994100014444 |  | -20°C | +40°C |  |  | 12 |  | 810 | 90 | [6 empty] | 29 |  |  | 50000 | [7 empty] | A60 | white |  | 60 |  | 10000 |  |  | 109 |  |  |  | Instant on | [14 empty] | >0.5 |  |  |  |  | Yes | [8 empty] | No | [32 empty] | E27 | Tungsram | 80 | 2700 | 2700 | 810 | 9 |  | Available
93104733 | LED ECO A60 9W 827 B22 TU DS | image | datasheet | deeplink |  | 160 | [14 empty] | <0.5 s | 9 | 220-240V | Direct Shipment | [5 empty] | 5994100014270 | 15994100014284 |  | -20°C | +40°C |  |  | 12 |  | 810 | 90 | [6 empty] | 34 |  |  | 50000 | [7 empty] | A60 | white |  | 60 |  | 10000 |  |  | 107 |  |  |  | Instant on | [14 empty] | >0.5 |  |  |  |  | Yes | [8 empty] | No | [32 empty] | B22 | Tungsram | 80 | 2700 | 2700 | 810 | 9 |  | Phased-out
93104785 | @LED ECO A60 6W 827 E27 TU DS | image | datasheet | deeplink |  | 160 | [14 empty] | <0.5 s | 6 | 220-240V | Direct Shipment | [5 empty] | 5994100014393 | 15994100014406 |  | -20°C | +40°C |  |  | 12 |  | 470 | 78.33 | [6 empty] | 28 |  |  | 50000 | [7 empty] | A60 | white |  | 60 |  | 10000 |  |  | 109 |  |  |  | Instant on | [14 empty] | >0.5 |  |  |  |  | Yes | [8 empty] | No | [32 empty] | E27 | Tungsram | 80 | 2700 | 2700 | 470 | 6 |  | Marked for phase-out
93104729 | LED ECO A60 6W 827 B22 TU DS | image | datasheet | deeplink |  | 160 | [14 empty] | <0.5 s | 6 | 220-240V | Direct Shipment | [5 empty] | 5994100014232 | 15994100014246 |  | -20°C | +40°C |  |  | 12 |  | 470 | 78.33 | [6 empty] | 33 |  |  | 50000 | [7 empty] | A60 | white |  | 60 |  | 10000 |  |  | 107 |  |  |  | Instant on | [14 empty] | >0.5 |  |  |  |  | Yes | [8 empty] | No | [32 empty] | B22 | Tungsram | 80 | 2700 | 2700 | 470 | 6 |  | Phased-out
93104797 | LED ECO A60 13.5W 827 E27 TU DS | image | datasheet | deeplink |  | 160 | [14 empty] | <0.5 s | 13.5 | 220-240V | Direct Shipment | [5 empty] | 5994100014515 | 15994100014529 |  | -20°C | +40°C |  |  | 12 |  | 1521 | 112.66 | [6 empty] | 55 |  |  | 50000 | [7 empty] | A60 | white |  | 60 |  | 10000 |  |  | 109 |  |  |  | Instant on | [14 empty] | >0.5 |  |  |  |  | Yes | [8 empty] | No | [32 empty] | E27 | Tungsram | 80 | 2700 | 2700 | 1521 | 13.5 |  | Available
93104781 | LED ECO A60 13.5W 827 B22 TU DS | image | datasheet | deeplink |  | 160 | [14 empty] | <0.5 s | 13.5 | 220-240V | Direct Shipment | [5 empty] | 5994100014355 | 15994100014369 |  | -20°C | +40°C |  |  | 12 |  | 1521 | 112.66 | [6 empty] | 60 |  |  | 50000 | [7 empty] | A60 | white |  | 60 |  | 10000 |  |  | 107 |  |  |  | Instant on | [14 empty] | >0.5 |  |  |  |  | Yes | [8 empty] | No | [32 empty] | B22 | Tungsram | 80 | 2700 | 2700 | 1521 | 13.5 |  | Phased-out
93104793 | LED ECO A60 11.5W 827 E27 TU DS | image | datasheet | deeplink |  | 160 | [14 empty] | <0.5 s | 11.5 | 220-240V | Direct Shipment | [5 empty] | 5994100014478 | 15994100014482 |  | -20°C | +40°C |  |  | 12 |  | 1055 | 91.74 | [6 empty] | 45 |  |  | 50000 | [7 empty] | A60 | white |  | 60 |  | 10000 |  |  | 109 |  |  |  | Instant on | [14 empty] | >0.5 |  |  |  |  | Yes | [8 empty] | No | [32 empty] | E27 | Tungsram | 80 | 2700 | 2700 | 1055 | 11.5 |  | Phased-out
93104777 | LED ECO A60 11.5W 827 B22 TU DS | image | datasheet | deeplink |  | 160 | [14 empty] | <0.5 s | 11.5 | 220-240V | Direct Shipment | [5 empty] | 5994100014317 | 15994100014321 |  | -20°C | +40°C |  |  | 12 |  | 1055 | 91.74 | [6 empty] | 50 |  |  | 50000 | [7 empty] | A60 | white |  | 60 |  | 10000 |  |  | 107 |  |  |  | Instant on | [14 empty] | >0.5 |  |  |  |  | Yes | [8 empty] | No | [32 empty] | B22 | Tungsram | 80 | 2700 | 2700 | 1055 | 11.5 |  | Phased-out
93104790 | @LED ECO A60 9W 865 E27 TU | image | datasheet | deeplink |  | 160 | [14 empty] | <0.5 s | 9 | 220-240V | Standard | [5 empty] | 5994100014454 | 15994100014451 |  | -20°C | +40°C |  |  | 12 |  | 850 | 94.44 | [6 empty] | 29 |  |  | 50000 | [6 empty] | 93104791 - LED ECO A60 9W 865 E27 TU DS | A60 | white |  | 60 |  | 10000 |  |  | 109 |  |  |  | Instant on | [14 empty] | >0.5 |  |  |  |  | Yes | [8 empty] | No | [32 empty] | E27 | Tungsram | 80 | 6500 | 6500 | 850 | 9 |  | Marked for phase-out
93104734 | @LED ECO A60 9W 865 B22 TU | image | datasheet | deeplink |  | 160 | [14 empty] | <0.5 s | 9 | 220-240V | Standard | [5 empty] | 5994100014294 | 15994100014291 |  | -20°C | +40°C |  |  | 12 |  | 850 | 94.44 | [6 empty] | 34 |  |  | 50000 | [6 empty] | 93104735 - LED ECO A60 9W 865 B22 TU DS | A60 | white |  | 60 |  | 10000 |  |  | 107 |  |  |  | Instant on | [14 empty] | >0.5 |  |  |  |  | Yes | [8 empty] | No | [32 empty] | B22 | Tungsram | 80 | 6500 | 6500 | 850 | 9 |  | Marked for phase-out
93104786 | @LED ECO A60 6W 865 E27 TU | image | datasheet | deeplink |  | 160 | [14 empty] | <0.5 s | 6 | 220-240V | Standard | [5 empty] | 5994100014416 | 15994100014413 |  | -20°C | +40°C |  |  | 12 |  | 500 | 83.33 | [6 empty] | 28 |  |  | 50000 | [6 empty] | 93104787 - LED ECO A60 6W 865 E27 TU DS | A60 | white |  | 60 |  | 10000 |  |  | 109 |  |  |  | Instant on | [14 empty] | >0.5 |  |  |  |  | Yes | [8 empty] | No | [32 empty] | E27 | Tungsram | 80 | 6500 | 6500 | 500 | 6 |  | Marked for phase-out
93104730 | @LED ECO A60 6W 865 B22 TU | image | datasheet | deeplink |  | 160 | [14 empty] | <0.5 s | 6 | 220-240V | Standard | [5 empty] | 5994100014256 | 15994100014253 |  | -20°C | +40°C |  |  | 12 |  | 500 | 83.33 | [6 empty] | 33 |  |  | 50000 | [6 empty] | 93104731 - LED ECO A60 6W 865 B22 TU DS | A60 | white |  | 60 |  | 10000 |  |  | 107 |  |  |  | Instant on | [14 empty] | >0.5 |  |  |  |  | Yes | [8 empty] | No | [32 empty] | B22 | Tungsram | 80 | 6500 | 6500 | 500 | 6 |  | Phased-out
93104798 | @LED ECO A60 13.5W 865 E27 TU | image | datasheet | deeplink |  | 160 | [14 empty] | <0.5 s | 13.5 | 220-240V | Standard | [5 empty] | 5994100014539 | 15994100014536 |  | -20°C | +40°C |  |  | 12 |  | 1600 | 118.52 | [6 empty] | 55 |  |  | 50000 | [6 empty] | 93104799 - LED ECO A60 13.5W 865 E27 TU DS | A60 | white |  | 60 |  | 10000 |  |  | 109 |  |  |  | Instant on | [14 empty] | >0.5 |  |  |  |  | Yes | [8 empty] | No | [32 empty] | E27 | Tungsram | 80 | 6500 | 6500 | 1600 | 13.5 |  | Marked for phase-out
93104782 | @LED ECO A60 13.5W 865 B22 TU | image | datasheet | deeplink |  | 160 | [14 empty] | <0.5 s | 13.5 | 220-240V | Standard | [5 empty] | 5994100014379 | 15994100014376 |  | -20°C | +40°C |  |  | 12 |  | 1600 | 118.52 | [6 empty] | 60 |  |  | 50000 | [6 empty] | 93104783 - LED ECO A60 13.5W 865 B22 TU DS | A60 | white |  | 60 |  | 10000 |  |  | 107 |  |  |  | Instant on | [14 empty] | >0.5 |  |  |  |  | Yes | [8 empty] | No | [32 empty] | B22 | Tungsram | 80 | 6500 | 6500 | 1600 | 13.5 |  | Marked for phase-out
93104794 | @LED ECO A60 11.5W 865 E27 TU | image | datasheet | deeplink |  | 160 | [14 empty] | <0.5 s | 11.5 | 220-240V | Standard | [5 empty] | 5994100014492 | 15994100014499 |  | -20°C | +40°C |  |  | 12 |  | 1150 | 100 | [6 empty] | 45 |  |  | 50000 | [6 empty] | 93104795 - LED ECO A60 11.5W 865 E27 TU DS | A60 | white |  | 60 |  | 10000 |  |  | 109 |  |  |  | Instant on | [14 empty] | >0.5 |  |  |  |  | Yes | [8 empty] | No | [32 empty] | E27 | Tungsram | 80 | 6500 | 6500 | 1150 | 11.5 |  | Marked for phase-out
93104778 | LED ECO A60 11.5W 865 B22 TU | image | datasheet | deeplink |  | 160 | [14 empty] | <0.5 s | 11.5 | 220-240V | Standard | [5 empty] | 5994100014331 | 15994100014338 |  | -20°C | +40°C |  |  | 12 |  | 1150 | 100 | [6 empty] | 50 |  |  | 50000 | [6 empty] | 93104779 - LED ECO A60 11.5W 865 B22 TU DS | A60 | white |  | 60 |  | 10000 |  |  | 107 |  |  |  | Instant on | [14 empty] | >0.5 |  |  |  |  | Yes | [8 empty] | No | [32 empty] | B22 | Tungsram | 80 | 6500 | 6500 | 1150 | 11.5 |  | Phased-out
93107047 | @LED ECO A60 9W 840 E27 TU | image | datasheet | deeplink |  | 160 | [14 empty] | <0.5 s | 9 | 220-240V | Standard | [5 empty] | 5994100015673 | 15994100015670 |  | -20°C | +40°C |  |  | 12 |  | 850 | 94.44 | [6 empty] | 29 |  |  | 50000 | [6 empty] | 93107048 - LED ECO A60 9W 840 E27 TU DS | A60 | white |  | 60 |  | 10000 |  |  | 109 |  |  |  | Instant on | [14 empty] | >0.5 |  |  |  |  | Yes | [8 empty] | No | [32 empty] | E27 | Tungsram | 80 | 4000 | 4000 | 850 | 9 |  | Marked for phase-out
93107044 | @LED ECO A60 9W 840 B22 TU | image | datasheet | deeplink |  | 160 | [14 empty] | <0.5 s | 9 | 220-240V | Standard | [5 empty] | 5994100015642 | 15994100015649 |  | -20°C | +40°C |  |  | 12 |  | 850 | 94.44 | [6 empty] | 34 |  |  | 50000 | [6 empty] | 93107045 - LED ECO A60 9W 840 B22 TU DS | A60 | white |  | 60 |  | 10000 |  |  | 107 |  |  |  | Instant on | [14 empty] | >0.5 |  |  |  |  | Yes | [8 empty] | No | [32 empty] | B22 | Tungsram | 80 | 4000 | 4000 | 850 | 9 |  | Marked for phase-out
93107035 | @LED ECO A60 6W 840 E27 TU | image | datasheet | deeplink |  | 160 | [14 empty] | <0.5 s | 6 | 220-240V | Standard | [5 empty] | 5994100015550 | 15994100015557 |  | -20°C | +40°C |  |  | 12 |  | 500 | 83.33 | [6 empty] | 28 |  |  | 50000 | [6 empty] | 93107036 - LED ECO A60 6W 840 E27 TU DS | A60 | white |  | 60 |  | 10000 |  |  | 109 |  |  |  | Instant on | [14 empty] | >0.5 |  |  |  |  | Yes | [8 empty] | No | [32 empty] | E27 | Tungsram | 80 | 4000 | 4000 | 500 | 6 |  | Marked for phase-out
93107032 | @LED ECO A60 6W 840 B22 TU | image | datasheet | deeplink |  | 160 | [14 empty] | <0.5 s | 6 | 220-240V | Standard | [5 empty] | 5994100015529 | 15994100015526 |  | -20°C | +40°C |  |  | 12 |  | 500 | 83.33 | [6 empty] | 33 |  |  | 50000 | [6 empty] | 93107033 - LED ECO A60 6W 840 B22 TU DS | A60 | white |  | 60 |  | 10000 |  |  | 107 |  |  |  | Instant on | [14 empty] | >0.5 |  |  |  |  | Yes | [8 empty] | No | [32 empty] | B22 | Tungsram | 80 | 4000 | 4000 | 500 | 6 |  | Marked for phase-out
93107024 | @LED ECO A60 13.5W 840 E27 TU | image | datasheet | deeplink |  | 160 | [14 empty] | <0.5 s | 13.5 | 220-240V | Standard | [5 empty] | 5994100015444 | 15994100015441 |  | -20°C | +40°C |  |  | 12 |  | 1600 | 118.52 | [6 empty] | 55 |  |  | 50000 | [6 empty] | 93107025 - LED ECO A60 13.5W 840 E27 TU DS | A60 | white |  | 60 |  | 10000 |  |  | 109 |  |  |  | Instant on | [14 empty] | >0.5 |  |  |  |  | Yes | [8 empty] | No | [32 empty] | E27 | Tungsram | 80 | 4000 | 4000 | 1600 | 13.5 |  | Marked for phase-out
93107021 | @LED ECO A60 13.5W 840 B22 TU | image | datasheet | deeplink |  | 160 | [14 empty] | <0.5 s | 13.5 | 220-240V | Standard | [5 empty] | 5994100015413 | 15994100015410 |  | -20°C | +40°C |  |  | 12 |  | 1600 | 118.52 | [6 empty] | 60 |  |  | 50000 | [6 empty] | 93107022 - LED ECO A60 13.5W 840 B22 TU DS | A60 | white |  | 60 |  | 10000 |  |  | 107 |  |  |  | Instant on | [14 empty] | >0.5 |  |  |  |  | Yes | [8 empty] | No | [32 empty] | B22 | Tungsram | 80 | 4000 | 4000 | 1600 | 13.5 |  | Marked for phase-out
93106283 | @LED ECO A60 11.5W 840 E27 TU | image | datasheet | deeplink |  | 160 | [14 empty] | <0.5 s | 11.5 | 220-240V | Standard | [5 empty] | 5994100015338 | 15994100015335 |  | -20°C | +40°C |  |  | 12 |  | 1150 | 100 | [6 empty] | 45 |  |  | 50000 | [6 empty] | 93106284 - LED ECO A60 11.5W 840 E27 TU DS | A60 | white |  | 60 |  | 10000 |  |  | 109 |  |  |  | Instant on | [14 empty] | >0.5 |  |  |  |  | Yes | [8 empty] | No | [32 empty] | E27 | Tungsram | 80 | 4000 | 4000 | 1150 | 11.5 |  | Marked for phase-out
93106280 | @LED ECO A60 11.5W 840 B22 TU | image | datasheet | deeplink |  | 160 | [14 empty] | <0.5 s | 11.5 | 220-240V | Standard | [5 empty] | 5994100015307 | 15994100015304 |  | -20°C | +40°C |  |  | 12 |  | 1150 | 100 | [6 empty] | 50 |  |  | 50000 | [6 empty] | 93106281 - LED ECO A60 11.5W 840 B22 TU DS | A60 | white |  | 60 |  | 10000 |  |  | 107 |  |  |  | Instant on | [14 empty] | >0.5 |  |  |  |  | Yes | [8 empty] | No | [32 empty] | B22 | Tungsram | 80 | 4000 | 4000 | 1150 | 11.5 |  | Marked for phase-out
93109839 | @LED ECO A60 9W 827 E27 TU 2BX | image | datasheet | deeplink |  | 160 | [14 empty] | <0.5 s | 9 | 220-240V | Standard | [5 empty] | 5994100032304 | 15994100032301 |  | -20°C | +40°C |  |  | 8 |  | 810 | 90 | [6 empty] | 29 |  |  | 50000 | [7 empty] | A60 | white |  | 60 |  | 10000 |  |  | 109 |  |  |  | Instant on | [14 empty] | >0.5 |  |  |  |  | Yes | [8 empty] | No | [32 empty] | E27 | Tungsram | 80 | 2700 | 2700 | 810 | 9 |  | Marked for phase-out
93109838 | @LED ECO A60 9W 827 B22 TU 2BX | image | datasheet | deeplink |  | 160 | [14 empty] | <0.5 s | 9 | 220-240V | Standard | [5 empty] | 5994100032298 | 15994100032295 |  | -20°C | +40°C |  |  | 8 |  | 810 | 90 | [6 empty] | 34 |  |  | 50000 | [7 empty] | A60 | white |  | 60 |  | 10000 |  |  | 107 |  |  |  | Instant on | [14 empty] | >0.5 |  |  |  |  | Yes | [8 empty] | No | [32 empty] | B22 | Tungsram | 80 | 2700 | 2700 | 810 | 9 |  | Phased-out
93104788 | @LED ECO A60 9W 827 E27 TU | image | datasheet | deeplink |  | 160 | [14 empty] | <0.5 s | 9 | 220-240V | Standard | [5 empty] | 5994100014430 | 15994100014437 |  | -20°C | +40°C |  |  | 12 |  | 810 | 90 | [6 empty] | 29 |  |  | 50000 | [6 empty] | 93104789 - LED ECO A60 9W 827 E27 TU DS | A60 | white |  | 60 |  | 10000 |  |  | 109 |  |  |  | Instant on | [14 empty] | >0.5 |  |  |  |  | Yes | [8 empty] | No | [32 empty] | E27 | Tungsram | 80 | 2700 | 2700 | 810 | 9 |  | Marked for phase-out
93104732 | LED ECO A60 9W 827 B22 TU | image | datasheet | deeplink |  | 160 | [14 empty] | <0.5 s | 9 | 220-240V | Standard | [5 empty] | 5994100014270 | 15994100014277 |  | -20°C | +40°C |  |  | 12 |  | 810 | 90 | [6 empty] | 34 |  |  | 50000 | [6 empty] | 93104733 - LED ECO A60 9W 827 B22 TU DS | A60 | white |  | 60 |  | 10000 |  |  | 107 |  |  |  | Instant on | [14 empty] | >0.5 |  |  |  |  | Yes | [8 empty] | No | [32 empty] | B22 | Tungsram | 80 | 2700 | 2700 | 810 | 9 |  | Available
93104784 | @LED ECO A60 6W 827 E27 TU | image | datasheet | deeplink |  | 160 | [14 empty] | <0.5 s | 6 | 220-240V | Standard | [5 empty] | 5994100014393 | 15994100014390 |  | -20°C | +40°C |  |  | 12 |  | 470 | 78.33 | [6 empty] | 28 |  |  | 50000 | [6 empty] | 93104785 - LED ECO A60 6W 827 E27 TU DS | A60 | white |  | 60 |  | 10000 |  |  | 109 |  |  |  | Instant on | [14 empty] | >0.5 |  |  |  |  | Yes | [8 empty] | No | [32 empty] | E27 | Tungsram | 80 | 2700 | 2700 | 470 | 6 |  | Marked for phase-out
93104728 | @LED ECO A60 6W 827 B22 TU | image | datasheet | deeplink |  | 160 | [14 empty] | <0.5 s | 6 | 220-240V | Standard | [5 empty] | 5994100014232 | 15994100014239 |  | -20°C | +40°C |  |  | 12 |  | 470 | 78.33 | [6 empty] | 33 |  |  | 50000 | [6 empty] | 93104729 - LED ECO A60 6W 827 B22 TU DS | A60 | white |  | 60 |  | 10000 |  |  | 107 |  |  |  | Instant on | [14 empty] | >0.5 |  |  |  |  | Yes | [8 empty] | No | [32 empty] | B22 | Tungsram | 80 | 2700 | 2700 | 470 | 6 |  | Marked for phase-out
93104796 | @LED ECO A60 13.5W 827 E27 TU | image | datasheet | deeplink |  | 160 | [14 empty] | <0.5 s | 13.5 | 220-240V | Standard | [5 empty] | 5994100014515 | 15994100014512 |  | -20°C | +40°C |  |  | 12 |  | 1521 | 112.66 | [6 empty] | 55 |  |  | 50000 | [6 empty] | 93104797 - LED ECO A60 13.5W 827 E27 TU DS | A60 | white |  | 60 |  | 10000 |  |  | 109 |  |  |  | Instant on | [14 empty] | >0.5 |  |  |  |  | Yes | [8 empty] | No | [32 empty] | E27 | Tungsram | 80 | 2700 | 2700 | 1521 | 13.5 |  | Marked for phase-out
93104780 | @LED ECO A60 13.5W 827 B22 TU | image | datasheet | deeplink |  | 160 | [14 empty] | <0.5 s | 13.5 | 220-240V | Standard | [5 empty] | 5994100014355 | 15994100014352 |  | -20°C | +40°C |  |  | 12 |  | 1521 | 112.66 | [6 empty] | 60 |  |  | 50000 | [6 empty] | 93104781 - LED ECO A60 13.5W 827 B22 TU DS | A60 | white |  | 60 |  | 10000 |  |  | 107 |  |  |  | Instant on | [14 empty] | >0.5 |  |  |  |  | Yes | [8 empty] | No | [32 empty] | B22 | Tungsram | 80 | 2700 | 2700 | 1521 | 13.5 |  | Marked for phase-out
93104792 | @LED ECO A60 11.5W 827 E27 TU | image | datasheet | deeplink |  | 160 | [14 empty] | <0.5 s | 11.5 | 220-240V | Standard | [5 empty] | 5994100014478 | 15994100014475 |  | -20°C | +40°C |  |  | 12 |  | 1055 | 91.74 | [6 empty] | 45 |  |  | 50000 | [6 empty] | 93104793 - LED ECO A60 11.5W 827 E27 TU DS | A60 | white |  | 60 |  | 10000 |  |  | 109 |  |  |  | Instant on | [14 empty] | >0.5 |  |  |  |  | Yes | [8 empty] | No | [32 empty] | E27 | Tungsram | 80 | 2700 | 2700 | 1055 | 11.5 |  | Marked for phase-out
93104776 | @LED ECO A60 11.5W 827 B22 TU | image | datasheet | deeplink |  | 160 | [14 empty] | <0.5 s | 11.5 | 220-240V | Standard | [5 empty] | 5994100014317 | 15994100014314 |  | -20°C | +40°C |  |  | 12 |  | 1055 | 91.74 | [6 empty] | 50 |  |  | 50000 | [6 empty] | 93104777 - LED ECO A60 11.5W 827 B22 TU DS | A60 | white |  | 60 |  | 10000 |  |  | 107 |  |  |  | Instant on | [14 empty] | >0.5 |  |  |  |  | Yes | [8 empty] | No | [32 empty] | B22 | Tungsram | 80 | 2700 | 2700 | 1055 | 11.5 |  | Marked for phase-out
93110805 | LED5.5/B35/827/E27/220-240V/FR TU | image | datasheet | deeplink | [5 empty] | No | A+ | [9 empty] | <0.5 s | 6 | 220-240V | Standard | [5 empty] | 5994100028697 | 15994100028694 |  | -20°C | +40°C |  |  | 10 |  | 470 | 85.45 | >0.5 | [5 empty] | 33 |  |  | 50000 | [7 empty] | B35 | white |  | 35 |  | 10 000 |  |  | 107 |  |  |  | Instant on | [19 empty] | Yes | [41 empty] | E27 | Tungsram | 80 | 2700 | 2700 | 470 | 5.5 |  | Phased-out
93110801 | LED3.5/B35/827/E27/220-240V/FR TU | image | datasheet | deeplink | [5 empty] | No | A+ | [9 empty] | <0.5 s | 4 | 220-240V | Standard | [5 empty] | 5994100028659 | 15994100028656 |  | -20°C | +40°C |  |  | 10 |  | 250 | 71.42 | >0.5 | [5 empty] | 26 |  |  | 50000 | [7 empty] | B35 | white |  | 35 |  | 10 000 |  |  | 107 |  |  |  | Instant on | [19 empty] | Yes | [41 empty] | E27 | Tungsram | 80 | 2700 | 2700 | 250 | 3.5 |  | Phased-out
93110804 | LED5.5/B35/865/E14/220-240V/FR TU | image | datasheet | deeplink | [5 empty] | No | [10 empty] | <0.5 s | 6 | 220-240V | Standard | [5 empty] | 5994100028680 | 15994100028687 |  | -20°C | +40°C |  |  | 10 |  | 500 | 90.9 | >0.5 | [5 empty] | 29 |  |  | 50000 | [7 empty] | B35 | white |  | 35 |  | 10 000 |  |  | 108 |  |  |  | Instant on | [19 empty] | Yes | [41 empty] | E14 | Tungsram | 80 | 6500 | 6500 | 500 | 5.5 |  | Phased-out
93110803 | LED5.5/B35/827/E14/220-240V/FR TU | image | datasheet | deeplink | [5 empty] | No | A+ | [9 empty] | <0.5 s | 6 | 220-240V | Standard | [5 empty] | 5994100028673 | 15994100028670 |  | -20°C | +40°C |  |  | 10 |  | 470 | 85.45 | >0.5 | [5 empty] | 29 |  |  | 50000 | [7 empty] | B35 | white |  | 35 |  | 10 000 |  |  | 108 |  |  |  | Instant on | [19 empty] | Yes | [41 empty] | E14 | Tungsram | 80 | 2700 | 2700 | 470 | 5.5 |  | Phased-out
93110800 | LED3.5/B35/827/E14/220-240V/FR TU | image | datasheet | deeplink | [5 empty] | No | A+ | [9 empty] | <0.5 s | 4 | 220-240V | Standard | [5 empty] | 5994100025368 | 15994100028649 |  | -20°C | +40°C |  |  | 10 |  | 250 | 71.42 | >0.5 | [5 empty] | 22 |  |  | 50000 | [7 empty] | B35 | white |  | 35 |  | 10 000 |  |  | 108 |  |  |  | Instant on | [19 empty] | Yes | [41 empty] | E14 | Tungsram | 80 | 2700 | 2700 | 250 | 3.5 |  | Phased-out
93109837 | @LED Start Candle 3.5W(25) 827 E14 TU 2BX | image | datasheet | deeplink | [5 empty] | No | [10 empty] | <0.5 s | 4 | 220-240V | Standard | [5 empty] | 5994100026006 | 15994100026003 |  | -20°C | +40°C |  |  | 10 |  | 250 | 71.42 | >0.5 | [5 empty] | 22 |  |  | 50000 | [7 empty] | B35 | white |  | 35 |  | 10 000 |  |  | 108 |  |  |  | Instant on | [19 empty] | Yes | [41 empty] | E14 | Tungsram | 80 | 2700 | 2700 | 250 | 3.5 |  | Marked for phase-out
93063981 | LED3.5/B35/865/E14/220-240V/FR TU | image | datasheet | deeplink | [5 empty] | No | A+ | [9 empty] | <0.5 s | 4 | 220-240V | Standard | [5 empty] | 0064894572067 | 10064894572064 |  | -20°C | +40°C |  |  | 10 |  | 270 | 77.14 | >0.5 | [5 empty] | 22 |  |  | 50000 | [7 empty] | B35 | white |  | 35 |  | 10 000 |  |  | 108 |  |  |  | Instant on | [19 empty] | Yes | [41 empty] | E14 | Tungsram | 80 | 6500 | 6500 | 270 | 3.5 |  | Phased-out
93109836 | @LED Start Candle 3.5W(25) 827 B22 TU 2BX | image | datasheet | deeplink | [5 empty] | No | [10 empty] | <0.5 s | 4 | 220-240V | Standard | [5 empty] | 5994100025993 | 15994100025990 |  | -20°C | +40°C |  |  | 10 |  | 250 | 71.42 | >0.5 | [5 empty] | 31 |  |  | 50000 | [7 empty] | B35 | white |  | 35 |  | 10 000 |  |  | 105 |  |  |  | Instant on | [19 empty] | Yes | [41 empty] | B22 | Tungsram | 80 | 2700 | 2700 | 250 | 3.5 |  | Marked for phase-out
93096467 | @LED5.5/B35/827/B22/220-240V/FR TU | image | datasheet | deeplink | [5 empty] | No | [10 empty] | <0.5 s | 6 | 220-240V | Standard | [5 empty] | 5994100013259 | 15994100013256 |  | -20°C | +40°C |  |  | 10 |  | 470 | 85.45 | >0.5 | [5 empty] | 38 |  |  | 50000 | [7 empty] | B35 | white |  | 35 |  | 10 000 |  |  | 105 |  |  |  | Instant on | [19 empty] | Yes | [41 empty] | B22 | Tungsram | 80 | 2700 | 2700 | 470 | 5.5 |  | Marked for phase-out
93096466 | LED3.5/B35/827/B22/220-240V/FR TU | image | datasheet | deeplink | [5 empty] | No | A+ | [9 empty] | <0.5 s | 4 | 220-240V | Standard | [5 empty] | 5994100013242 | 15994100013249 |  | -20°C | +40°C |  |  | 10 |  | 250 | 71.42 | >0.5 | [5 empty] | 31 |  |  | 50000 | [7 empty] | B35 | white |  | 35 |  | 10 000 |  |  | 105 |  |  |  | Instant on | [19 empty] | Yes | [41 empty] | B22 | Tungsram | 80 | 2700 | 2700 | 250 | 3.5 |  | Phased-out
93110811 | LED5.5/P45/827/E27/220-240V/FR TU | image | datasheet | deeplink | [5 empty] | No | A+ | [9 empty] | <0.5 s | 6 | 220-240V | Standard | [5 empty] | 5994100028758 | 15994100028755 |  | -20°C | +40°C |  |  | 6 |  | 470 | 85.45 | >0.5 | [5 empty] | 28 |  |  | 50000 | [7 empty] | P45 | white |  | 45 |  | 10 000 |  |  | 84 |  |  |  | Instant on | [19 empty] | Yes | [41 empty] | E27 | Tungsram | 80 | 2700 | 2700 | 470 | 5.5 |  | Phased-out
93110812 | LED3.5/P45/827/E27/220-240V/FR TU | image | datasheet | deeplink | [5 empty] | No | A+ | [9 empty] | <0.5 s | 4 | 220-240V | Standard | [5 empty] | 5994100028765 | 15994100028762 |  | -20°C | +40°C |  |  | 6 |  | 250 | 71.42 | >0.5 | [5 empty] | 22 |  |  | 50000 | [7 empty] | P45 | white |  | 45 |  | 10 000 |  |  | 84 |  |  |  | Instant on | [19 empty] | Yes | [41 empty] | E27 | Tungsram | 80 | 2700 | 2700 | 250 | 3.5 |  | Phased-out
93096469 | LED5.5/P45/827/B22/220-240V/FR TU | image | datasheet | deeplink | [5 empty] | No | A+ | [9 empty] | <0.5 s | 6 | 220-240V | Standard | [5 empty] | 5994100013273 | 15994100013270 |  | -20°C | +40°C |  |  | 6 |  | 470 | 85.45 | >0.5 | [5 empty] | 33 |  |  | 50000 | [7 empty] | P45 | white |  | 45 |  | 10 000 |  |  | 82 |  |  |  | Instant on | [19 empty] | Yes | [41 empty] | B22 | Tungsram | 80 | 2700 | 2700 | 470 | 5.5 |  | Phased-out
93063989 | @LED5.5/P45/865/E14/220-240V/FR TU | image | datasheet | deeplink | [5 empty] | No | [10 empty] | <0.5 s | 6 | 220-240V | Standard | [5 empty] | 0064894572142 | 10064894572149 |  | -20°C | +40°C |  |  | 6 |  | 500 | 90.9 | >0.5 | [5 empty] | 26 |  |  | 50000 | [7 empty] | P45 | white |  | 45 |  | 10 000 |  |  | 87 |  |  |  | Instant on | [19 empty] | Yes | [41 empty] | E14 | Tungsram | 80 | 6500 | 6500 | 500 | 5.5 |  | Marked for phase-out
93096468 | LED3.5/P45/827/B22/220-240V/FR TU | image | datasheet | deeplink | [5 empty] | No | A+ | [9 empty] | <0.5 s | 4 | 220-240V | Standard | [5 empty] | 5994100013266 | 15994100013263 |  | -20°C | +40°C |  |  | 6 |  | 250 | 71.42 | >0.5 | [5 empty] | 27 |  |  | 50000 | [7 empty] | P45 | white |  | 45 |  | 10 000 |  |  | 82 |  |  |  | Instant on | [19 empty] | Yes | [41 empty] | B22 | Tungsram | 80 | 2700 | 2700 | 250 | 3.5 |  | Phased-out
93110806 | LED5.5/P45/827/E14/220-240V/FR TU | image | datasheet | deeplink | [5 empty] | No | A+ | [9 empty] | <0.5 s | 6 | 220-240V | Standard | [5 empty] | 5994100025429 | 15994100028700 |  | -20°C | +40°C |  |  | 6 |  | 470 | 85.45 | >0.5 | [5 empty] | 26 |  |  | 50000 | [7 empty] | P45 | white |  | 45 |  | 10 000 |  |  | 87 |  |  |  | Instant on | [19 empty] | Yes | [41 empty] | E14 | Tungsram | 80 | 2700 | 2700 | 470 | 5.5 |  | Phased-out
93110802 | LED3.5/P45/827/E14/220-240V/FR TU | image | datasheet | deeplink | [5 empty] | No | A+ | [9 empty] | <0.5 s | 4 | 220-240V | Standard | [5 empty] | 5994100025382 | 15994100028663 |  | -20°C | +40°C |  |  | 6 |  | 250 | 71.42 | >0.5 | [5 empty] | 20 |  |  | 50000 | [7 empty] | P45 | white |  | 45 |  | 10 000 |  |  | 87 |  |  |  | Instant on | [19 empty] | Yes | [41 empty] | E14 | Tungsram | 80 | 2700 | 2700 | 250 | 3.5 |  | Phased-out
93057191 | LED 7/STIK/865/100-240/E14/F 1/15 TU DS | image | datasheet | deeplink |  | 240 | [14 empty] | <0.5 s | 7 | 100-240V | Direct Shipment | [5 empty] | 5994100090335 | 15994100090332 |  | -20°C | +40°C |  |  | 15 |  | 600 | 85.71 | [6 empty] | 32 |  |  | 100000 | [7 empty] | T32 | White |  | 32 |  | 10000 |  |  | 103 |  |  |  | Instant on | [14 empty] | >0.5 |  |  |  |  | Yes | [8 empty] | No | [32 empty] | E14 | Tungsram | 80 | 6500 | 6500 | 600 | 7 |  | Phased-out
93057190 | LED 7/STIK/830/100-240/E14/F 1/15 TU DS | image | datasheet | deeplink |  | 240 | [14 empty] | <0.5 s | 7 | 100-240V | Direct Shipment | [5 empty] | 5994100089926 | 15994100089923 |  | -20°C | +40°C |  |  | 15 |  | 550 | 78.57 | [6 empty] | 32 |  |  | 100000 | [7 empty] | T32 | White |  | 32 |  | 10000 |  |  | 103 |  |  |  | Instant on | [14 empty] | >0.5 |  |  |  |  | Yes | [8 empty] | No | [32 empty] | E14 | Tungsram | 80 | 3000 | 3000 | 550 | 7 |  | Phased-out
93110796 | @LED 7/STIK/865/100-240/E14/F 1/15 TU | image | datasheet | deeplink |  | 240 | [14 empty] | <0.5 s | 7 | 100-240V | Standard | [5 empty] | 5994100026105 | 15994100026102 |  | -20°C | +40°C |  |  | 15 |  | 600 | 85.71 | [6 empty] | 32 |  |  | 100000 | [6 empty] | 93057191 - LED 7/STIK/865/100-240/E14/F 1/15 TU DS | T32 | White |  | 32 |  | 10000 |  |  | 103 |  |  |  | Instant on | [14 empty] | >0.5 |  |  |  |  | Yes | [8 empty] | No | [32 empty] | E14 | Tungsram | 80 | 6500 | 6500 | 600 | 7 |  | Marked for phase-out
93110797 | @LED 7/STIK/830/100-240/E14/F 1/15 TU | image | datasheet | deeplink |  | 240 | [14 empty] | <0.5 s | 7 | 100-240V | Standard | [5 empty] | 5994100028611 | 15994100028618 |  | -20°C | +40°C |  |  | 15 |  | 550 | 78.57 | [6 empty] | 32 |  |  | 100000 | [6 empty] | 93057190 - LED 7/STIK/830/100-240/E14/F 1/15 TU DS | T32 | White |  | 32 |  | 10000 |  |  | 103 |  |  |  | Instant on | [14 empty] | >0.5 |  |  |  |  | Yes | [8 empty] | No | [32 empty] | E14 | Tungsram | 80 | 3000 | 3000 | 550 | 7 |  | Marked for phase-out
93109515 | @LED 7/STIK/865/100-240/E14/F 3/15 TU | image | datasheet | deeplink |  | 240 | [14 empty] | <0.5 s | 7 | 100-240V | Standard | [5 empty] | 5994100025986 | 15994100025983 |  | -20°C | +40°C |  |  | 15 |  | 600 | 85.71 | [6 empty] | 32 |  |  | 100000 | [7 empty] | T32 | White |  | 32 |  | 10000 |  |  | 103 |  |  |  | Instant on | [14 empty] | >0.5 |  |  |  |  | Yes | [8 empty] | No | [32 empty] | E14 | Tungsram | 80 | 6500 | 6500 | 600 | 7 |  | Marked for phase-out
93109513 | @LED 7/STIK/840/100-240/E14/F 3/15 TU | image | datasheet | deeplink |  | 240 | [14 empty] | <0.5 s | 7 | 100-240V | Standard | [5 empty] | 5994100025962 | 15994100025969 |  | -20°C | +40°C |  |  | 15 |  | 600 | 85.71 | [6 empty] | 32 |  |  | 100000 | [7 empty] | T32 | White |  | 32 |  | 10000 |  |  | 103 |  |  |  | Instant on | [14 empty] | >0.5 |  |  |  |  | Yes | [8 empty] | No | [32 empty] | E14 | Tungsram | 80 | 4000 | 4000 | 600 | 7 |  | Marked for phase-out
93109514 | @LED 7/STIK/840/100-240/E14/F 1/15 TU | image | datasheet | deeplink |  | 240 | [14 empty] | <0.5 s | 7 | 100-240V | Standard | [5 empty] | 5994100027782 | 15994100027789 |  | -20°C | +40°C |  |  | 15 |  | 600 | 85.71 | [6 empty] | 32 |  |  | 100000 | [6 empty] | 93118452 - LED 7/STIK/840/100-240/E14/F 1/15 DS | T32 | White |  | 32 |  | 10000 |  |  | 103 |  |  |  | Instant on | [14 empty] | >0.5 |  |  |  |  | Yes | [8 empty] | No | [32 empty] | E14 | Tungsram | 80 | 4000 | 4000 | 600 | 7 |  | Marked for phase-out
93109512 | @LED 7/STIK/830/100-240/E14/F 3/15 TU | image | datasheet | deeplink |  | 240 | [14 empty] | <0.5 s | 7 | 100-240V | Standard | [5 empty] | 5994100025955 | 15994100025952 |  | -20°C | +40°C |  |  | 15 |  | 550 | 78.57 | [6 empty] | 32 |  |  | 100000 | [7 empty] | T32 | White |  | 32 |  | 10000 |  |  | 103 |  |  |  | Instant on | [14 empty] | >0.5 |  |  |  |  | Yes | [8 empty] | No | [32 empty] | E14 | Tungsram | 80 | 3000 | 3000 | 550 | 7 |  | Marked for phase-out
93089074 | @LED15/STIK/865/220-240V/E27/BX TU DS | image | datasheet | deeplink |  | 240 | [14 empty] | <0.5 s | 15 | 220-240V | Direct Shipment | [5 empty] | 5994100090762 | 15994100090769 |  | -20°C | +40°C |  |  | 15 |  | 1600 | 106.6 | [6 empty] | 70 |  |  | 50k | [7 empty] | T45 | White |  | 45 |  | 15000 |  |  | 137.5 |  |  |  | Instant on | [14 empty] | >0.5 |  |  |  |  | Yes | [8 empty] | No | [32 empty] | E27 | Tungsram | 80 | 6500 | 6500 | 1600 | 15 |  | Marked for phase-out
93103952 | LED15/STIK/865/220-240V/B22/BX TU DS | image | datasheet | deeplink |  | 240 | [14 empty] | <0.5 s | 15 | 220-240V | Direct Shipment | [5 empty] | 5994100090632 | 15994100090639 |  | -20°C | +40°C |  |  | 15 |  | 1600 | 106.6 | [6 empty] | 75 |  |  | 50k | [7 empty] | T45 | White |  | 45 |  | 15000 |  |  | 135.5 |  |  |  | Instant on | [14 empty] | >0.5 |  |  |  |  | Yes | [8 empty] | No | [32 empty] | B22 | Tungsram | 80 | 6500 | 6500 | 1600 | 15 |  | Phased-out
93110203 | @LED15/STIK/840/220-240V/E27/BX TU DS | image | datasheet | deeplink |  | 240 | [14 empty] | <0.5 s | 15 | 220-240V | Direct Shipment | [5 empty] | 5994100027348 | 25994100027342 |  | -20°C | +40°C |  |  | 15 |  | 1600 | 106.6 | [6 empty] | 70 |  |  | 50k | [7 empty] | T45 | White |  | 45 |  | 15000 |  |  | 137.5 |  |  |  | Instant on | [14 empty] | >0.5 |  |  |  |  | Yes | [8 empty] | No | [32 empty] | E27 | Tungsram | 80 | 4000 | 4000 | 1600 | 15 |  | Marked for phase-out
93110212 | LED15/STIK/840/220-240V/B22/BX TU DS | image | datasheet | deeplink |  | 240 | [14 empty] | <0.5 s | 15 | 220-240V | Direct Shipment | [5 empty] | 5994100027720 | 25994100027724 |  | -20°C | +40°C |  |  | 15 |  | 1600 | 106.6 | [6 empty] | 75 |  |  | 50k | [7 empty] | T45 | White |  | 45 |  | 15000 |  |  | 135.5 |  |  |  | Instant on | [14 empty] | >0.5 |  |  |  |  | Yes | [8 empty] | No | [32 empty] | B22 | Tungsram | 80 | 4000 | 4000 | 1600 | 15 |  | Phased-out
93085439 | @LED15/STIK/830/220-240V/E27/BX TU DS | image | datasheet | deeplink |  | 240 | [14 empty] | <0.5 s | 15 | 220-240V | Direct Shipment | [5 empty] | 5994100090755 | 15994100090752 |  | -20°C | +40°C |  |  | 15 |  | 1521 | 101.4 | [6 empty] | 70 |  |  | 50k | [7 empty] | T45 | White |  | 45 |  | 15000 |  |  | 137.5 |  |  |  | Instant on | [14 empty] | >0.5 |  |  |  |  | Yes | [8 empty] | No | [32 empty] | E27 | Tungsram | 80 | 3000 | 3000 | 1521 | 15 |  | Marked for phase-out
93085438 | LED12/STIK/865/220-240V/E27/BX TU DS | image | datasheet | deeplink |  | 240 | [14 empty] | <0.5 s | 12 | 220-240V | Direct Shipment | [5 empty] | 5994100090717 | 15994100090714 |  | -20°C | +40°C |  |  | 15 |  | 1150 | 95.8 | [6 empty] | 69 |  |  | 50k | [7 empty] | T45 | White |  | 45 |  | 15000 |  |  | 137.5 |  |  |  | Instant on | [14 empty] | >0.5 |  |  |  |  | Yes | [8 empty] | No | [32 empty] | E27 | Tungsram | 80 | 6500 | 6500 | 1150 | 12 |  | Phased-out
93103951 | LED15/STIK/830/220-240V/B22/BX TU DS | image | datasheet | deeplink |  | 240 | [14 empty] | <0.5 s | 15 | 220-240V | Direct Shipment | [5 empty] | 5994100090625 | 15994100090622 |  | -20°C | +40°C |  |  | 15 |  | 1521 | 101.4 | [6 empty] | 75 |  |  | 50k | [7 empty] | T45 | White |  | 45 |  | 15000 |  |  | 135.5 |  |  |  | Instant on | [14 empty] | >0.5 |  |  |  |  | Yes | [8 empty] | No | [32 empty] | B22 | Tungsram | 80 | 3000 | 3000 | 1521 | 15 |  | Phased-out
93103950 | LED12/STIK/865/220-240V/B22/BX TU DS | image | datasheet | deeplink |  | 240 | [14 empty] | <0.5 s | 12 | 220-240V | Direct Shipment | [5 empty] | 5994100090618 | 15994100090615 |  | -20°C | +40°C |  |  | 15 |  | 1150 | 95.8 | [6 empty] | 74 |  |  | 50k | [7 empty] | T45 | White |  | 45 |  | 15000 |  |  | 135.5 |  |  |  | Instant on | [14 empty] | >0.5 |  |  |  |  | Yes | [8 empty] | No | [32 empty] | B22 | Tungsram | 80 | 6500 | 6500 | 1150 | 12 |  | Phased-out
93110202 | LED12/STIK/840/220-240V/E27/BX TU DS | image | datasheet | deeplink |  | 240 | [14 empty] | <0.5 s | 12 | 220-240V | Direct Shipment | [5 empty] | 5994100027331 | 25994100027335 |  | -20°C | +40°C |  |  | 15 |  | 1150 | 95.8 | [6 empty] | 69 |  |  | 50k | [7 empty] | T45 | White |  | 45 |  | 15000 |  |  | 137.5 |  |  |  | Instant on | [14 empty] | >0.5 |  |  |  |  | Yes | [8 empty] | No | [32 empty] | E27 | Tungsram | 80 | 4000 | 4000 | 1150 | 12 |  | Phased-out
93110211 | LED12/STIK/840/220-240V/B22/BX TU DS | image | datasheet | deeplink |  | 240 | [14 empty] | <0.5 s | 12 | 220-240V | Direct Shipment | [5 empty] | 5994100027713 | 25994100027717 |  | -20°C | +40°C |  |  | 15 |  | 1150 | 95.8 | [6 empty] | 74 |  |  | 50k | [7 empty] | T45 | White |  | 45 |  | 15000 |  |  | 135.5 |  |  |  | Instant on | [14 empty] | >0.5 |  |  |  |  | Yes | [8 empty] | No | [32 empty] | B22 | Tungsram | 80 | 4000 | 4000 | 1150 | 12 |  | Phased-out
93085437 | @LED12/STIK/830/220-240V/E27/BX TU DS | image | datasheet | deeplink |  | 240 | [14 empty] | <0.5 s | 12 | 220-240V | Direct Shipment | [5 empty] | 5994100090700 | 15994100090707 |  | -20°C | +40°C |  |  | 15 |  | 1055 | 87.9 | [6 empty] | 69 |  |  | 50k | [7 empty] | T45 | White |  | 45 |  | 15000 |  |  | 137.5 |  |  |  | Instant on | [14 empty] | >0.5 |  |  |  |  | Yes | [8 empty] | No | [32 empty] | E27 | Tungsram | 80 | 3000 | 3000 | 1055 | 12 |  | Marked for phase-out
93103949 | LED12/STIK/830/220-240V/B22/BX TU DS | image | datasheet | deeplink |  | 240 | [14 empty] | <0.5 s | 12 | 220-240V | Direct Shipment | [5 empty] | 5994100090601 | 15994100090608 |  | -20°C | +40°C |  |  | 15 |  | 1055 | 87.9 | [6 empty] | 74 |  |  | 50k | [7 empty] | T45 | White |  | 45 |  | 15000 |  |  | 135.5 |  |  |  | Instant on | [14 empty] | >0.5 |  |  |  |  | Yes | [8 empty] | No | [32 empty] | B22 | Tungsram | 80 | 3000 | 3000 | 1055 | 12 |  | Phased-out
93064059 | @LED 9/STIK/865/220-240V/E27/BX TU DS | image | datasheet | deeplink |  | 240 | [14 empty] | <0.5 s | 9 | 220-240V | Direct Shipment | [5 empty] | 5994100090434 | 15994100090431 |  | -20°C | +40°C |  |  | 15 |  | 850 | 94.4 | [6 empty] | 42 |  |  | 50k | [7 empty] | T38 | White |  | 38 |  | 15000 |  |  | 115.5 |  |  |  | Instant on | [14 empty] | >0.5 |  |  |  |  | Yes | [8 empty] | No | [32 empty] | E27 | Tungsram | 80 | 6500 | 6500 | 850 | 9 |  | Marked for phase-out
93103948 | @LED 9/STIK/865/220-240V/B22/BX TU DS | image | datasheet | deeplink |  | 240 | [14 empty] | <0.5 s | 9 | 220-240V | Direct Shipment | [5 empty] | 5994100090595 | 15994100090592 |  | -20°C | +40°C |  |  | 15 |  | 850 | 94.4 | [6 empty] | 48 |  |  | 50k | [7 empty] | T38 | White |  | 38 |  | 15000 |  |  | 113.5 |  |  |  | Instant on | [14 empty] | >0.5 |  |  |  |  | Yes | [8 empty] | No | [32 empty] | B22 | Tungsram | 80 | 6500 | 6500 | 850 | 9 |  | Marked for phase-out
93110188 | @LED 9/STIK/840/220-240V/E27/BX TU DS | image | datasheet | deeplink |  | 240 | [14 empty] | <0.5 s | 9 | 220-240V | Direct Shipment | [5 empty] | 5994100027324 | 25994100027328 |  | -20°C | +40°C |  |  | 15 |  | 850 | 94.4 | [6 empty] | 42 |  |  | 50k | [7 empty] | T38 | White |  | 38 |  | 15000 |  |  | 115.5 |  |  |  | Instant on | [14 empty] | >0.5 |  |  |  |  | Yes | [8 empty] | No | [32 empty] | E27 | Tungsram | 80 | 4000 | 4000 | 850 | 9 |  | Marked for phase-out
93110210 | LED 9/STIK/840/220-240V/B22/BX TU DS | image | datasheet | deeplink |  | 240 | [14 empty] | <0.5 s | 9 | 220-240V | Direct Shipment | [5 empty] | 5994100025092 | 25994100025096 |  | -20°C | +40°C |  |  | 15 |  | 850 | 94.4 | [6 empty] | 48 |  |  | 50k | [7 empty] | T38 | White |  | 38 |  | 15000 |  |  | 113.5 |  |  |  | Instant on | [14 empty] | >0.5 |  |  |  |  | Yes | [8 empty] | No | [32 empty] | B22 | Tungsram | 80 | 4000 | 4000 | 850 | 9 |  | Phased-out
93064058 | @LED 9/STIK/830/220-240V/E27/BX TU DS | image | datasheet | deeplink |  | 240 | [14 empty] | <0.5 s | 9 | 220-240V | Direct Shipment | [5 empty] | 5994100090427 | 15994100090424 |  | -20°C | +40°C |  |  | 15 |  | 810 | 90 | [6 empty] | 42 |  |  | 50k | [7 empty] | T38 | White |  | 38 |  | 15000 |  |  | 115.5 |  |  |  | Instant on | [14 empty] | >0.5 |  |  |  |  | Yes | [8 empty] | No | [32 empty] | E27 | Tungsram | 80 | 3000 | 3000 | 810 | 9 |  | Marked for phase-out
93103947 | LED 9/STIK/830/220-240V/B22/BX TU DS | image | datasheet | deeplink |  | 240 | [14 empty] | <0.5 s | 9 | 220-240V | Direct Shipment | [5 empty] | 5994100090588 | 15994100090585 |  | -20°C | +40°C |  |  | 15 |  | 810 | 90 | [6 empty] | 48 |  |  | 50k | [7 empty] | T38 | White |  | 38 |  | 15000 |  |  | 113.5 |  |  |  | Instant on | [14 empty] | >0.5 |  |  |  |  | Yes | [8 empty] | No | [32 empty] | B22 | Tungsram | 80 | 3000 | 3000 | 810 | 9 |  | Phased-out
93103394 | LED 6/STIK/865/220-240V/E27/BX TU DS | image | datasheet | deeplink |  | 240 | [14 empty] | <0.5 s | 6 | 220-240V | Direct Shipment | [5 empty] | 5994100090557 | 15994100090554 |  | -20°C | +40°C |  |  | 15 |  | 500 | 83.3 | [6 empty] | 41 |  |  | 50k | [7 empty] | T38 | White |  | 38 |  | 15000 |  |  | 115.5 |  |  |  | Instant on | [14 empty] | >0.5 |  |  |  |  | Yes | [8 empty] | No | [32 empty] | E27 | Tungsram | 80 | 6500 | 6500 | 500 | 6 |  | Phased-out
93103946 | LED 6/STIK/865/220-240V/B22/BX TU DS | image | datasheet | deeplink |  | 240 | [14 empty] | <0.5 s | 6 | 220-240V | Direct Shipment | [5 empty] | 5994100090571 | 15994100090578 |  | -20°C | +40°C |  |  | 15 |  | 500 | 83.3 | [6 empty] | 47 |  |  | 50k | [7 empty] | T38 | White |  | 38 |  | 15000 |  |  | 113.5 |  |  |  | Instant on | [14 empty] | >0.5 |  |  |  |  | Yes | [8 empty] | No | [32 empty] | B22 | Tungsram | 80 | 6500 | 6500 | 500 | 6 |  | Phased-out
93110208 | LED 6/STIK/840/220-240V/E27/BX TU DS | image | datasheet | deeplink |  | 240 | [14 empty] | <0.5 s | 6 | 220-240V | Direct Shipment | [5 empty] | 5994100027317 | 25994100027311 |  | -20°C | +40°C |  |  | 15 |  | 500 | 83.3 | [6 empty] | 41 |  |  | 50k | [7 empty] | T38 | White |  | 38 |  | 15000 |  |  | 115.5 |  |  |  | Instant on | [14 empty] | >0.5 |  |  |  |  | Yes | [8 empty] | No | [32 empty] | E27 | Tungsram | 80 | 4000 | 4000 | 500 | 6 |  | Phased-out
93110209 | LED 6/STIK/840/220-240V/B22/BX TU DS | image | datasheet | deeplink |  | 240 | [14 empty] | <0.5 s | 6 | 220-240V | Direct Shipment | [5 empty] | 5994100025078 | 25994100025072 |  | -20°C | +40°C |  |  | 15 |  | 500 | 83.3 | [6 empty] | 47 |  |  | 50k | [7 empty] | T38 | White |  | 38 |  | 15000 |  |  | 113.5 |  |  |  | Instant on | [14 empty] | >0.5 |  |  |  |  | Yes | [8 empty] | No | [32 empty] | B22 | Tungsram | 80 | 4000 | 4000 | 500 | 6 |  | Phased-out
93103393 | @LED 6/STIK/830/220-240V/E27/BX TU DS | image | datasheet | deeplink |  | 240 | [14 empty] | <0.5 s | 6 | 220-240V | Direct Shipment | [5 empty] | 5994100090540 | 15994100090547 |  | -20°C | +40°C |  |  | 15 |  | 470 | 78.3 | [6 empty] | 41 |  |  | 50k | [7 empty] | T38 | White |  | 38 |  | 15000 |  |  | 115.5 |  |  |  | Instant on | [14 empty] | >0.5 |  |  |  |  | Yes | [8 empty] | No | [32 empty] | E27 | Tungsram | 80 | 3000 | 3000 | 470 | 6 |  | Marked for phase-out
93103395 | LED 6/STIK/830/220-240V/B22/BX TU DS | image | datasheet | deeplink |  | 240 | [14 empty] | <0.5 s | 6 | 220-240V | Direct Shipment | [5 empty] | 5994100090564 | 15994100090561 |  | -20°C | +40°C |  |  | 15 |  | 470 | 78.3 | [6 empty] | 47 |  |  | 50k | [7 empty] | T38 | White |  | 38 |  | 15000 |  |  | 113.5 |  |  |  | Instant on | [14 empty] | >0.5 |  |  |  |  | Yes | [8 empty] | No | [32 empty] | B22 | Tungsram | 80 | 3000 | 3000 | 470 | 6 |  | Phased-out
93110201 | @LED15/STIK/865/220-240V/E27/F 2/10 TU | image | datasheet | deeplink |  | 240 | [14 empty] | <0.5 s | 15 | 220-240V | Standard | [5 empty] | 5994100027485 | 15994100027482 |  | -20°C | +40°C |  |  | 10 |  | 1600 | 106.6 | [6 empty] | 70 |  |  | 50k | [7 empty] | T45 | White |  | 45 |  | 15000 |  |  | 137.5 |  |  |  | Instant on | [14 empty] | >0.5 |  |  |  |  | Yes | [8 empty] | No | [32 empty] | E27 | Tungsram | 80 | 6500 | 6500 | 1600 | 15 |  | Phased-out
93064057 | @LED15/STIK/865/220-240V/E27/BX TU | image | datasheet | deeplink |  | 240 | [14 empty] | <0.5 s | 15 | 220-240V | Standard | [5 empty] | 5994100090410 | 15994100090417 |  | -20°C | +40°C |  |  | 15 |  | 1600 | 106.6 | [6 empty] | 70 |  |  | 50k | [6 empty] | 93089074 - LED15/STIK/865/220-240V/E27/BX TU DS | T45 | White |  | 45 |  | 15000 |  |  | 137.5 |  |  |  | Instant on | [14 empty] | >0.5 |  |  |  |  | Yes | [8 empty] | No | [32 empty] | E27 | Tungsram | 80 | 6500 | 6500 | 1600 | 15 |  | Marked for phase-out
93096457 | @LED15/STIK/865/220-240V/B22/BX TU | image | datasheet | deeplink |  | 240 | [14 empty] | <0.5 s | 15 | 220-240V | Standard | [5 empty] | 5994100090533 | 15994100090530 |  | -20°C | +40°C |  |  | 15 |  | 1600 | 106.6 | [6 empty] | 75 |  |  | 50k | [6 empty] | 93103952 - LED15/STIK/865/220-240V/B22/BX TU DS | T45 | White |  | 45 |  | 15000 |  |  | 135.5 |  |  |  | Instant on | [14 empty] | >0.5 |  |  |  |  | Yes | [8 empty] | No | [32 empty] | B22 | Tungsram | 80 | 6500 | 6500 | 1600 | 15 |  | Marked for phase-out
93110200 | @LED15/STIK/840/220-240V/E27/F 2/10 TU | image | datasheet | deeplink |  | 240 | [14 empty] | <0.5 s | 15 | 220-240V | Standard | [5 empty] | 5994100027478 | 15994100027475 |  | -20°C | +40°C |  |  | 10 |  | 1600 | 106.6 | [6 empty] | 70 |  |  | 50k | [7 empty] | T45 | White |  | 45 |  | 15000 |  |  | 137.5 |  |  |  | Instant on | [14 empty] | >0.5 |  |  |  |  | Yes | [8 empty] | No | [32 empty] | E27 | Tungsram | 80 | 4000 | 4000 | 1600 | 15 |  | Marked for phase-out
93110187 | @LED15/STIK/840/220-240V/E27/BX TU | image | datasheet | deeplink |  | 240 | [14 empty] | <0.5 s | 15 | 220-240V | Standard | [5 empty] | 5994100027348 | 15994100027345 |  | -20°C | +40°C |  |  | 15 |  | 1600 | 106.6 | [6 empty] | 70 |  |  | 50k | [6 empty] | 93110203 - LED15/STIK/840/220-240V/E27/BX TU DS | T45 | White |  | 45 |  | 15000 |  |  | 137.5 |  |  |  | Instant on | [14 empty] | >0.5 |  |  |  |  | Yes | [8 empty] | No | [32 empty] | E27 | Tungsram | 80 | 4000 | 4000 | 1600 | 15 |  | Marked for phase-out
93110207 | @LED15/STIK/840/220-240V/B22/BX TU | image | datasheet | deeplink |  | 240 | [14 empty] | <0.5 s | 15 | 220-240V | Standard | [5 empty] | 5994100027720 | 15994100027727 |  | -20°C | +40°C |  |  | 15 |  | 1600 | 106.6 | [6 empty] | 75 |  |  | 50k | [6 empty] | 93110212 - LED15/STIK/840/220-240V/B22/BX TU DS | T45 | White |  | 45 |  | 15000 |  |  | 135.5 |  |  |  | Instant on | [14 empty] | >0.5 |  |  |  |  | Yes | [8 empty] | No | [32 empty] | B22 | Tungsram | 80 | 4000 | 4000 | 1600 | 15 |  | Marked for phase-out
93110199 | @LED15/STIK/830/220-240V/E27/F 2/10 TU | image | datasheet | deeplink |  | 240 | [14 empty] | <0.5 s | 15 | 220-240V | Standard | [5 empty] | 5994100027461 | 15994100027468 |  | -20°C | +40°C |  |  | 10 |  | 1521 | 101.4 | [6 empty] | 70 |  |  | 50k | [7 empty] | T45 | White |  | 45 |  | 15000 |  |  | 137.5 |  |  |  | Instant on | [14 empty] | >0.5 |  |  |  |  | Yes | [8 empty] | No | [32 empty] | E27 | Tungsram | 80 | 3000 | 3000 | 1521 | 15 |  | Marked for phase-out
93064056 | @LED15/STIK/830/220-240V/E27/BX TU | image | datasheet | deeplink |  | 240 | [14 empty] | <0.5 s | 15 | 220-240V | Standard | [5 empty] | 5994100090403 | 15994100090400 |  | -20°C | +40°C |  |  | 15 |  | 1521 | 101.4 | [6 empty] | 70 |  |  | 50k | [6 empty] | 93085439 - LED15/STIK/830/220-240V/E27/BX TU DS | T45 | White |  | 45 |  | 15000 |  |  | 137.5 |  |  |  | Instant on | [14 empty] | >0.5 |  |  |  |  | Yes | [8 empty] | No | [32 empty] | E27 | Tungsram | 80 | 3000 | 3000 | 1521 | 15 |  | Marked for phase-out
93096456 | @LED15/STIK/830/220-240V/B22/BX TU | image | datasheet | deeplink |  | 240 | [14 empty] | <0.5 s | 15 | 220-240V | Standard | [5 empty] | 5994100090526 | 15994100090523 |  | -20°C | +40°C |  |  | 15 |  | 1521 | 101.4 | [6 empty] | 75 |  |  | 50k | [6 empty] | 93103951 - LED15/STIK/830/220-240V/B22/BX TU DS | T45 | White |  | 45 |  | 15000 |  |  | 135.5 |  |  |  | Instant on | [14 empty] | >0.5 |  |  |  |  | Yes | [8 empty] | No | [32 empty] | B22 | Tungsram | 80 | 3000 | 3000 | 1521 | 15 |  | Marked for phase-out
93110198 | @LED12/STIK/865/220-240V/E27/F 2/10 TU | image | datasheet | deeplink |  | 240 | [14 empty] | <0.5 s | 12 | 220-240V | Standard | [5 empty] | 5994100027454 | 15994100027451 |  | -20°C | +40°C |  |  | 10 |  | 1150 | 95.8 | [6 empty] | 69 |  |  | 50k | [7 empty] | T45 | White |  | 45 |  | 15000 |  |  | 137.5 |  |  |  | Instant on | [14 empty] | >0.5 |  |  |  |  | Yes | [8 empty] | No | [32 empty] | E27 | Tungsram | 80 | 6500 | 6500 | 1150 | 12 |  | Marked for phase-out
93064055 | @LED12/STIK/865/220-240V/E27/BX TU | image | datasheet | deeplink |  | 240 | [14 empty] | <0.5 s | 12 | 220-240V | Standard | [5 empty] | 5994100090397 | 15994100090394 |  | -20°C | +40°C |  |  | 15 |  | 1150 | 95.8 | [6 empty] | 69 |  |  | 50k | [6 empty] | 93085438 - LED12/STIK/865/220-240V/E27/BX TU DS | T45 | White |  | 45 |  | 15000 |  |  | 137.5 |  |  |  | Instant on | [14 empty] | >0.5 |  |  |  |  | Yes | [8 empty] | No | [32 empty] | E27 | Tungsram | 80 | 6500 | 6500 | 1150 | 12 |  | Marked for phase-out
93095935 | @LED12/STIK/865/220-240V/B22/BX TU | image | datasheet | deeplink |  | 240 | [14 empty] | <0.5 s | 12 | 220-240V | Standard | [5 empty] | 5994100090519 | 15994100090516 |  | -20°C | +40°C |  |  | 15 |  | 1150 | 95.8 | [6 empty] | 74 |  |  | 50k | [6 empty] | 93103950 - LED12/STIK/865/220-240V/B22/BX TU DS | T45 | White |  | 45 |  | 15000 |  |  | 135.5 |  |  |  | Instant on | [14 empty] | >0.5 |  |  |  |  | Yes | [8 empty] | No | [32 empty] | B22 | Tungsram | 80 | 6500 | 6500 | 1150 | 12 |  | Marked for phase-out
93110197 | @LED12/STIK/840/220-240V/E27/F 2/10 TU | image | datasheet | deeplink |  | 240 | [14 empty] | <0.5 s | 12 | 220-240V | Standard | [5 empty] | 5994100027447 | 15994100027444 |  | -20°C | +40°C |  |  | 10 |  | 1150 | 95.8 | [6 empty] | 69 |  |  | 50k | [7 empty] | T45 | White |  | 45 |  | 15000 |  |  | 137.5 |  |  |  | Instant on | [14 empty] | >0.5 |  |  |  |  | Yes | [8 empty] | No | [32 empty] | E27 | Tungsram | 80 | 4000 | 4000 | 1150 | 12 |  | Marked for phase-out
93110186 | @LED12/STIK/840/220-240V/E27/BX TU | image | datasheet | deeplink |  | 240 | [14 empty] | <0.5 s | 12 | 220-240V | Standard | [5 empty] | 5994100027331 | 15994100027338 |  | -20°C | +40°C |  |  | 15 |  | 1150 | 95.8 | [6 empty] | 69 |  |  | 50k | [6 empty] | 93110202 - LED12/STIK/840/220-240V/E27/BX TU DS | T45 | White |  | 45 |  | 15000 |  |  | 137.5 |  |  |  | Instant on | [14 empty] | >0.5 |  |  |  |  | Yes | [8 empty] | No | [32 empty] | E27 | Tungsram | 80 | 4000 | 4000 | 1150 | 12 |  | Marked for phase-out
93110206 | @LED12/STIK/840/220-240V/B22/BX TU | image | datasheet | deeplink |  | 240 | [14 empty] | <0.5 s | 12 | 220-240V | Standard | [5 empty] | 5994100027713 | 15994100027710 |  | -20°C | +40°C |  |  | 15 |  | 1150 | 95.8 | [6 empty] | 74 |  |  | 50k | [6 empty] | 93110211 - LED12/STIK/840/220-240V/B22/BX TU DS | T45 | White |  | 45 |  | 15000 |  |  | 135.5 |  |  |  | Instant on | [14 empty] | >0.5 |  |  |  |  | Yes | [8 empty] | No | [32 empty] | B22 | Tungsram | 80 | 4000 | 4000 | 1150 | 12 |  | Marked for phase-out
93110196 | @LED12/STIK/830/220-240V/E27/F 2/10 TU | image | datasheet | deeplink |  | 240 | [14 empty] | <0.5 s | 12 | 220-240V | Standard | [5 empty] | 5994100027430 | 15994100027437 |  | -20°C | +40°C |  |  | 10 |  | 1055 | 87.9 | [6 empty] | 69 |  |  | 50k | [7 empty] | T45 | White |  | 45 |  | 15000 |  |  | 137.5 |  |  |  | Instant on | [14 empty] | >0.5 |  |  |  |  | Yes | [8 empty] | No | [32 empty] | E27 | Tungsram | 80 | 3000 | 3000 | 1055 | 12 |  | Marked for phase-out
93064054 | @LED12/STIK/830/220-240V/E27/BX TU | image | datasheet | deeplink |  | 240 | [14 empty] | <0.5 s | 12 | 220-240V | Standard | [5 empty] | 5994100090380 | 15994100090387 |  | -20°C | +40°C |  |  | 15 |  | 1055 | 87.9 | [6 empty] | 69 |  |  | 50k | [6 empty] | 93085437 - LED12/STIK/830/220-240V/E27/BX TU DS | T45 | White |  | 45 |  | 15000 |  |  | 137.5 |  |  |  | Instant on | [14 empty] | >0.5 |  |  |  |  | Yes | [8 empty] | No | [32 empty] | E27 | Tungsram | 80 | 3000 | 3000 | 1055 | 12 |  | Marked for phase-out
93095934 | @LED12/STIK/830/220-240V/B22/BX TU | image | datasheet | deeplink |  | 240 | [14 empty] | <0.5 s | 12 | 220-240V | Standard | [5 empty] | 5994100090229 | 15994100090226 |  | -20°C | +40°C |  |  | 15 |  | 1055 | 87.9 | [6 empty] | 74 |  |  | 50k | [6 empty] | 93103949 - LED12/STIK/830/220-240V/B22/BX TU DS | T45 | White |  | 45 |  | 15000 |  |  | 135.5 |  |  |  | Instant on | [14 empty] | >0.5 |  |  |  |  | Yes | [8 empty] | No | [32 empty] | B22 | Tungsram | 80 | 3000 | 3000 | 1055 | 12 |  | Marked for phase-out
93110195 | @LED 9/STIK/865/220-240V/E27/F 3/15 TU | image | datasheet | deeplink |  | 240 | [14 empty] | <0.5 s | 9 | 220-240V | Standard | [5 empty] | 5994100027423 | 15994100027420 |  | -20°C | +40°C |  |  | 15 |  | 850 | 94.4 | [6 empty] | 42 |  |  | 50k | [7 empty] | T38 | White |  | 38 |  | 15000 |  |  | 115.5 |  |  |  | Instant on | [14 empty] | >0.5 |  |  |  |  | Yes | [8 empty] | No | [32 empty] | E27 | Tungsram | 80 | 6500 | 6500 | 850 | 9 |  | Marked for phase-out
93064053 | @LED 9/STIK/865/220-240V/E27/BX TU | image | datasheet | deeplink |  | 240 | [14 empty] | <0.5 s | 9 | 220-240V | Standard | [5 empty] | 5994100090373 | 15994100090370 |  | -20°C | +40°C |  |  | 15 |  | 850 | 94.4 | [6 empty] | 42 |  |  | 50k | [6 empty] | 93064059 - LED9/STIK/865/220-240V/E27/BX TU DS | T38 | White |  | 38 |  | 15000 |  |  | 115.5 |  |  |  | Instant on | [14 empty] | >0.5 |  |  |  |  | Yes | [8 empty] | No | [32 empty] | E27 | Tungsram | 80 | 6500 | 6500 | 850 | 9 |  | Marked for phase-out
93095933 | LED 9/STIK/865/220-240V/B22/BX TU | image | datasheet | deeplink |  | 240 | [14 empty] | <0.5 s | 9 | 220-240V | Standard | [5 empty] | 5994100090212 | 15994100090219 |  | -20°C | +40°C |  |  | 15 |  | 850 | 94.4 | [6 empty] | 48 |  |  | 50k | [6 empty] | 93103948 - LED 9/STIK/865/220-240V/B22/BX TU DS | T38 | White |  | 38 |  | 15000 |  |  | 113.5 |  |  |  | Instant on | [14 empty] | >0.5 |  |  |  |  | Yes | [8 empty] | No | [32 empty] | B22 | Tungsram | 80 | 6500 | 6500 | 850 | 9 |  | Phased-out
93110185 | @LED 9/STIK/840/220-240V/E27/BX TU | image | datasheet | deeplink |  | 240 | [14 empty] | <0.5 s | 9 | 220-240V | Standard | [5 empty] | 5994100027324 | 15994100027321 |  | -20°C | +40°C |  |  | 15 |  | 850 | 94.4 | [6 empty] | 41 |  |  | 50k | [6 empty] | 93110188 - LED 9/STIK/840/220-240V/E27/BX TU DS | T38 | White |  | 38 |  | 15000 |  |  | 115.5 |  |  |  | Instant on | [14 empty] | >0.5 |  |  |  |  | Yes | [8 empty] | No | [32 empty] | E27 | Tungsram | 80 | 4000 | 4000 | 850 | 9 |  | Marked for phase-out
93110205 | @LED 9/STIK/840/220-240V/B22/BX TU | image | datasheet | deeplink |  | 240 | [14 empty] | <0.5 s | 9 | 220-240V | Standard | [5 empty] | 5994100025092 | 15994100025099 |  | -20°C | +40°C |  |  | 15 |  | 850 | 94.4 | [6 empty] | 48 |  |  | 50k | [6 empty] | 93110210 - LED 9/STIK/840/220-240V/B22/BX TU DS | T38 | White |  | 38 |  | 15000 |  |  | 113.5 |  |  |  | Instant on | [14 empty] | >0.5 |  |  |  |  | Yes | [8 empty] | No | [32 empty] | B22 | Tungsram | 80 | 4000 | 4000 | 850 | 9 |  | Marked for phase-out
93110190 | @LED 9/STIK/840/220-240/E27/F 3/15 TU | image | datasheet | deeplink |  | 240 | [14 empty] | <0.5 s | 9 | 220-240V | Standard | [5 empty] | 5994100027379 | 15994100027376 |  | -20°C | +40°C |  |  | 15 |  | 850 | 94.4 | [6 empty] | 42 |  |  | 50k | [7 empty] | T38 | White |  | 38 |  | 15000 |  |  | 115.5 |  |  |  | Instant on | [14 empty] | >0.5 |  |  |  |  | Yes | [8 empty] | No | [32 empty] | E27 | Tungsram | 80 | 4000 | 4000 | 850 | 9 |  | Marked for phase-out
93064052 | @LED 9/STIK/830/220-240V/E27/BX TU | image | datasheet | deeplink |  | 240 | [14 empty] | <0.5 s | 9 | 220-240V | Standard | [5 empty] | 5994100090366 | 15994100090363 |  | -20°C | +40°C |  |  | 15 |  | 810 | 90 | [6 empty] | 42 |  |  | 50k | [6 empty] | 93064058 - LED9/STIK/830/220-240V/E27/BX TU DS | T38 | White |  | 38 |  | 15000 |  |  | 115.5 |  |  |  | Instant on | [14 empty] | >0.5 |  |  |  |  | Yes | [8 empty] | No | [32 empty] | E27 | Tungsram | 80 | 3000 | 3000 | 810 | 9 |  | Marked for phase-out
93095932 | @LED 9/STIK/830/220-240V/B22/BX TU | image | datasheet | deeplink |  | 240 | [14 empty] | <0.5 s | 9 | 220-240V | Standard | [5 empty] | 5994100090106 | 15994100090103 |  | -20°C | +40°C |  |  | 15 |  | 810 | 90 | [6 empty] | 48 |  |  | 50k | [6 empty] | 93103947 - LED 9/STIK/830/220-240V/B22/BX TU DS | T38 | White |  | 38 |  | 15000 |  |  | 113.5 |  |  |  | Instant on | [14 empty] | >0.5 |  |  |  |  | Yes | [8 empty] | No | [32 empty] | B22 | Tungsram | 80 | 3000 | 3000 | 810 | 9 |  | Marked for phase-out
93110189 | LED 9/STIK/830/220-240/E27/F 3/15 TU | image | datasheet | deeplink |  | 240 | [14 empty] | <0.5 s | 9 | 220-240V | Standard | [5 empty] | 5994100027362 | 15994100027369 |  | -20°C | +40°C |  |  | 15 |  | 810 | 90 | [6 empty] | 42 |  |  | 50k | [7 empty] | T38 | White |  | 38 |  | 15000 |  |  | 115.5 |  |  |  | Instant on | [14 empty] | >0.5 |  |  |  |  | Yes | [8 empty] | No | [32 empty] | E27 | Tungsram | 80 | 3000 | 3000 | 810 | 9 |  | Phased-out
93110191 | @LED 9/STIK/830/220-240/B22/F 3/15 TU | image | datasheet | deeplink |  | 240 | [14 empty] | <0.5 s | 9 | 220-240V | Standard | [5 empty] | 5994100027386 | 15994100027383 |  | -20°C | +40°C |  |  | 15 |  | 810 | 90 | [6 empty] | 48 |  |  | 50k | [7 empty] | T38 | White |  | 38 |  | 15000 |  |  | 113.5 |  |  |  | Instant on | [14 empty] | >0.5 |  |  |  |  | Yes | [8 empty] | No | [32 empty] | B22 | Tungsram | 80 | 3000 | 3000 | 810 | 9 |  | Marked for phase-out
93110194 | @LED 6/STIK/865/220-240V/E27/F 3/15 TU | image | datasheet | deeplink |  | 240 | [14 empty] | <0.5 s | 6 | 220-240V | Standard | [5 empty] | 5994100027416 | 15994100027413 |  | -20°C | +40°C |  |  | 15 |  | 500 | 83.3 | [6 empty] | 41 |  |  | 50k | [7 empty] | T38 | White |  | 38 |  | 15000 |  |  | 115.5 |  |  |  | Instant on | [14 empty] | >0.5 |  |  |  |  | Yes | [8 empty] | No | [32 empty] | E27 | Tungsram | 80 | 6500 | 6500 | 500 | 6 |  | Marked for phase-out
93064051 | @LED 6/STIK/865/220-240V/E27/BX TU | image | datasheet | deeplink |  | 240 | [14 empty] | <0.5 s | 6 | 220-240V | Standard | [5 empty] | 5994100090359 | 15994100090356 |  | -20°C | +40°C |  |  | 15 |  | 500 | 83.3 | [6 empty] | 41 |  |  | 50k | [6 empty] | 93103394 - LED 6/STIK/865/220-240V/E27/BX TU DS | T38 | White |  | 38 |  | 15000 |  |  | 115.5 |  |  |  | Instant on | [14 empty] | >0.5 |  |  |  |  | Yes | [8 empty] | No | [32 empty] | E27 | Tungsram | 80 | 6500 | 6500 | 500 | 6 |  | Marked for phase-out
93095931 | @LED 6/STIK/865/220-240V/B22/BX TU | image | datasheet | deeplink |  | 240 | [14 empty] | <0.5 s | 6 | 220-240V | Standard | [5 empty] | 5994100090090 | 15994100090097 |  | -20°C | +40°C |  |  | 15 |  | 500 | 83.3 | [6 empty] | 47 |  |  | 50k | [6 empty] | 93103946 - LED 6/STIK/865/220-240V/B22/BX TU DS | T38 | White |  | 38 |  | 15000 |  |  | 113.5 |  |  |  | Instant on | [14 empty] | >0.5 |  |  |  |  | Yes | [8 empty] | No | [32 empty] | B22 | Tungsram | 80 | 6500 | 6500 | 500 | 6 |  | Marked for phase-out
93110193 | @LED 6/STIK/840/220-240V/E27/F 3/15 TU | image | datasheet | deeplink |  | 240 | [14 empty] | <0.5 s | 6 | 220-240V | Standard | [5 empty] | 5994100027409 | 15994100027406 |  | -20°C | +40°C |  |  | 15 |  | 500 | 83.3 | [6 empty] | 41 |  |  | 50k | [7 empty] | T38 | White |  | 38 |  | 15000 |  |  | 115.5 |  |  |  | Instant on | [14 empty] | >0.5 |  |  |  |  | Yes | [8 empty] | No | [32 empty] | E27 | Tungsram | 80 | 4000 | 4000 | 500 | 6 |  | Marked for phase-out
93110184 | @LED 6/STIK/840/220-240V/E27/BX TU | image | datasheet | deeplink |  | 240 | [14 empty] | <0.5 s | 6 | 220-240V | Standard | [5 empty] | 5994100027317 | 15994100027314 |  | -20°C | +40°C |  |  | 15 |  | 500 | 83.3 | [6 empty] | 41 |  |  | 50k | [6 empty] | 93110208 - LED 6/STIK/840/220-240V/E27/BX TU DS | T38 | White |  | 38 |  | 15000 |  |  | 115.5 |  |  |  | Instant on | [14 empty] | >0.5 |  |  |  |  | Yes | [8 empty] | No | [32 empty] | E27 | Tungsram | 80 | 4000 | 4000 | 500 | 6 |  | Marked for phase-out
93110204 | @LED 6/STIK/840/220-240V/B22/BX TU | image | datasheet | deeplink |  | 240 | [14 empty] | <0.5 s | 6 | 220-240V | Standard | [5 empty] | 5994100025078 | 15994100025075 |  | -20°C | +40°C |  |  | 15 |  | 500 | 83.3 | [6 empty] | 47 |  |  | 50k | [6 empty] | 93110209 - LED 6/STIK/840/220-240V/B22/BX TU DS | T38 | White |  | 38 |  | 15000 |  |  | 113.5 |  |  |  | Instant on | [14 empty] | >0.5 |  |  |  |  | Yes | [8 empty] | No | [32 empty] | B22 | Tungsram | 80 | 4000 | 4000 | 500 | 6 |  | Marked for phase-out
93110192 | @LED 6/STIK/830/220-240V/E27/F 3/15 TU | image | datasheet | deeplink |  | 240 | [14 empty] | <0.5 s | 6 | 220-240V | Standard | [5 empty] | 5994100027393 | 15994100027390 |  | -20°C | +40°C |  |  | 15 |  | 470 | 78.3 | [6 empty] | 41 |  |  | 50k | [7 empty] | T38 | White |  | 38 |  | 15000 |  |  | 115.5 |  |  |  | Instant on | [14 empty] | >0.5 |  |  |  |  | Yes | [8 empty] | No | [32 empty] | E27 | Tungsram | 80 | 3000 | 3000 | 470 | 6 |  | Marked for phase-out
93064050 | @LED 6/STIK/830/220-240V/E27/BX TU | image | datasheet | deeplink |  | 240 | [14 empty] | <0.5 s | 6 | 220-240V | Standard | [5 empty] | 5994100090342 | 15994100090349 |  | -20°C | +40°C |  |  | 15 |  | 470 | 78.3 | [6 empty] | 41 |  |  | 50k | [6 empty] | 93103393 - LED 6/STIK/830/220-240V/E27/BX TU DS | T38 | White |  | 38 |  | 15000 |  |  | 115.5 |  |  |  | Instant on | [14 empty] | >0.5 |  |  |  |  | Yes | [8 empty] | No | [32 empty] | E27 | Tungsram | 80 | 3000 | 3000 | 470 | 6 |  | Marked for phase-out
93095930 | @LED 6/STIK/830/220-240V/B22/BX TU | image | datasheet | deeplink |  | 240 | [14 empty] | <0.5 s | 6 | 220-240V | Standard | [5 empty] | 5994100090083 | 15994100090080 |  | -20°C | +40°C |  |  | 15 |  | 470 | 78.3 | [6 empty] | 47 |  |  | 50k | [6 empty] | 93103395 - LED 6/STIK/830/220-240V/B22/BX TU DS | T38 | White |  | 38 |  | 15000 |  |  | 113.5 |  |  |  | Instant on | [14 empty] | >0.5 |  |  |  |  | Yes | [8 empty] | No | [32 empty] | B22 | Tungsram | 80 | 3000 | 3000 | 470 | 6 |  | Marked for phase-out
93072631 | @LED 18/T8 PPR 4ft/865/100-240V BX1/10 | image | datasheet | deeplink |  | 150 |  |  |  | No | A++ |  |  |  |  | <6 steps |  |  | 18 |  | <0.5 sec | 18 | 100-240 | [11 empty] | -30…+40°C |  | 10 |  | 2500 | 139 | >0.9 |  | 865 |  |  | 1213.6 | 180 |  |  | 50000 | [6 empty] | 93038658 - LED 18/T8 PPR 4ft/865/100-240V BX1/10 DS | T8 | Diffuse | 28 |  | sleeve | 50000 |  |  | 1200 | [9 empty] | CE certified | Bx | [12 empty] | Yes | Universal | [7 empty] | No |  |  |  |  | No | [27 empty] | G13 Rot | GE Lighting | 80 | 6500 | 6500 | 2500 | 18 |  | Phased-out
93106981 | TU 54490U B1 H27/2 E1 12V 27W PGJ13TUMIG | image | datasheet | deeplink | [18 empty] | 12 |  |  | 27 |  | 477 | 100 | 5994100012238 | 25994100012232 | [14 empty] | 64 | [8 empty] | 14 | H27W/2 |  |  |  | 9 |  | Carton Single box | [13 empty] | E mark | [9 empty] | 54490U |  |  | 362x187x134 (mm) | [10 empty] | H27W/2 | [8 empty] | 11 | [22 empty] | PGJ13 | Tungsram | [5 empty] | 12 | Available
93106980 | TU 54480U B1 H27/1 E1 12V 27W PG13 TUMIG | image | datasheet | deeplink | [18 empty] | 12 |  |  | 27 |  | 477 | 100 | 5994100012221 | 25994100012225 | [14 empty] | 68 | [8 empty] | 14 | H27W/1 |  |  |  | 9 |  | CartonSingle box | [13 empty] | E mark | [9 empty] | 54480U |  |  | 362x187x134 (mm) | [10 empty] | H27W/1 | [8 empty] | 9.1 | [22 empty] | PG13 | Tungsram | [5 empty] | 12 | Available
93098619 | TU 58520SNU B2 H7 E1 12V 55W TU MIH | image | datasheet | deeplink | [18 empty] | 12 |  | 250 | 55 |  | 1500 | 9(SET) | 5994100007067 | 25994100007061 | [14 empty] | 60 | [8 empty] | 51.9 (SET) | H7 |  |  |  | 11 |  | Carton Twin box | [13 empty] | E mark | [9 empty] | 58520SNU |  |  | 299x165x112 (mm) | [10 empty] | H7 | [8 empty] | 12.4 | [22 empty] | PX26d | Tungsram | [5 empty] | 12 | Available
93103621 | TU 7552 B10 E1 C5W 24V 5W S8.5-8 TU MIH | image | datasheet | deeplink | [18 empty] | 24 |  |  | 5 |  | 45 | 200 | 5994100008705 | 25994100008709 | [14 empty] | 36 | [8 empty] | 3.3 | C5W |  |  |  | 11 |  | Carton10 way box | [13 empty] | E mark | [9 empty] | 7552 |  |  | 192x94x200 (mm) | [10 empty] | C5W | [8 empty] | 2.7 | [22 empty] | SV8.5 | Tungsram | [5 empty] | 24 | Available
93103615 | TU 2660 B10 12V 2W BA9S TU MIH | image | datasheet | deeplink | [18 empty] | 12 |  |  | 2 |  | 12.5 | 200 | 5994100008644 | 25994100008648 | [14 empty] | 23.9 | [8 empty] | 3 | DIN 72601H |  |  |  | 8.8 |  | Carton10 way box | [23 empty] | 2660 |  |  | 175x116x114 (mm) | [10 empty] | DIN | [8 empty] | 2 | [22 empty] | BA9s | Tungsram | [5 empty] | 12 | Available
93103613 | TU 2641T B10 E1 R10W 12V BA15S TU MIH | image | datasheet | deeplink | [18 empty] | 12 |  |  | 10 |  | 125 | 200 | 5994100008620 | 25994100008624 | [14 empty] | 37.5 | [8 empty] | 8 | R10W |  |  |  | 19 |  | Carton10 way box | [13 empty] | E mark | [9 empty] | 2641T |  |  | 246x226x92 (mm) | [10 empty] | R10W | [8 empty] | 7 | [22 empty] | BA15s | Tungsram | [5 empty] | 12 | Available
93103611 | TU 2643 B10 E1 R10W 24V BA15S TU MIH | image | datasheet | deeplink | [18 empty] | 24 |  |  | 10 |  | 125 | 200 | 5994100008606 | 25994100008600 | [14 empty] | 37.5 | [8 empty] | 8 | R10W |  |  |  | 19 |  | Carton10 way box | [13 empty] | E mark | [9 empty] | 2643 |  |  | 246x226x92 (mm) | [10 empty] | R10W | [8 empty] | 7 | [22 empty] | BA15s | Tungsram | [5 empty] | 24 | Available
93104306 | TU 2643HD B10 E1 R10W 24V BA15S TU MIH | image | datasheet | deeplink | [18 empty] | 24 |  |  | 10 |  | 125 | 200 | 5994100009467 | 25994100009461 | [14 empty] | 37.5 | [8 empty] | 8 | R10W |  |  |  | 19 |  | Carton10 way box | [13 empty] | E mark | [9 empty] | 2643HD |  |  | 246x226x92 (mm) | [10 empty] | R10W | [8 empty] | 7 | [22 empty] | BA15s | Tungsram | [5 empty] | 24 | Available
93104304 | TU 2626 B10 E1 R5W 24V BA15D TU MIH | image | datasheet | deeplink | [18 empty] | 24 |  |  | 5 |  | 50 | 200 | 5994100009443 | 25994100009447 | [14 empty] | 37.5 | [8 empty] | 8 | R5W |  |  |  | 19 |  | Carton10 way box | [13 empty] | E mark | [9 empty] | 2626 |  |  | 246x226x92 (mm) | [10 empty] | R5W | [8 empty] | 7 | [22 empty] | BA15d | Tungsram | [5 empty] | 24 | Available
93105098 | TU 1124 B10 18/5W 24V BA15D TU MIH | image | datasheet | deeplink | [18 empty] | 24 |  |  | 18/5 |  | 315/44 | 200 | 5994100009702 | 25994100009706 | [14 empty] | 52.5 | [8 empty] | 11 | 24V 18/5W BA15d |  |  |  | 26.5 |  | Carton10 way box | [23 empty] | 1124 |  |  | 291x146x206 (mm) | [10 empty] | NON ECE | [8 empty] | 9 | [22 empty] | BA15d | Tungsram | [5 empty] | 24 | Available
93104303 | TU 1098 B10 20/5W 12V BA15D TU MIH | image | datasheet | deeplink | [18 empty] | 12 |  |  | 20/5 |  | 280/35 | 200 | 5994100009436 | 25994100009430 | [14 empty] | 52.5 | [8 empty] | 11 | 12V 20/5W BA15d |  |  |  | 26.5 |  | Carton10 way box | [23 empty] | 1098 |  |  | 291x146x206 (mm) | [10 empty] | NON ECE | [8 empty] | 9 | [22 empty] | BA15d | Tungsram | [5 empty] | 12 | Available
93104300 | TU 1117 B10 DIN72601R 18W 24V BA15STUMIH | image | datasheet | deeplink | [18 empty] | 24 |  |  | 18 |  | 250 | 200 | 5994100009405 | 25994100009409 | [14 empty] | 46.5 | [8 empty] | 11 | DIN 72601R |  |  |  | 26.5 |  | Carton10 way box | [23 empty] | 1117 |  |  | 291x146x206 (mm) | [10 empty] | DIN | [8 empty] | 9 | [22 empty] | BA15s | Tungsram | [5 empty] | 24 | Available
93104298 | TU 1114 B10 15W 24V BA15D TU MIH | image | datasheet | deeplink | [18 empty] | 24 |  |  | 15 |  | 190 | 200 | 5994100009382 | 25994100009386 | [14 empty] | 46.5 | [8 empty] | 11 | 24V 15W BA15d |  |  |  | 26.5 |  | Carton10 way box | [23 empty] | 1114 |  |  | 291x146x206 (mm) | [10 empty] | NON ECE | [8 empty] | 9 | [22 empty] | BA15d | Tungsram | [5 empty] | 24 | Available
93104195 | TU 1059 B10 DIN72601R 18W 12V BA15STUMIH | image | datasheet | deeplink | [18 empty] | 12 |  |  | 18 |  | 250 | 200 | 5994100009351 | 25994100009355 | [14 empty] | 46.5 | [8 empty] | 11 | DIN 72601R |  |  |  | 26.5 |  | Carton10 way box | [23 empty] | 1059 |  |  | 291x146x206 (mm) | [10 empty] | DIN | [8 empty] | 9 | [22 empty] | BA15s | Tungsram | [5 empty] | 12 | Available
93108711 | CSR1700/TAL/60/PGJX28 | image | datasheet | deeplink | [14 empty] | 1700 | [10 empty] | 5994100023388 | 15994100023385 | [5 empty] | 10 | 750 | 150000 | [6 empty] | 123 | [15 empty] | BOX |  |  | 10 | [11 empty] | OUTER BOX | [9 empty] | 270 |  | 320 x 138 x 170mm | [42 empty] | PGJX28 | Tungsram | 90 | 6000 | 6000 | 150000 | 1700 | 85 | Available
93104801 | LED ECO A60 13.5W 865 E27 TU TR | image | datasheet | deeplink |  | 160 |  |  |  | No | E | [9 empty] | <0.5 | 14 | 220-240 | Standard | [5 empty] | 5994100014560 | 15994100014567 |  | -20 | 40 |  |  | 1/12 |  |  | 118.5 | >0.5 | [5 empty] | 55 |  |  | 50000 | [7 empty] | A60 | white |  | 60 |  | 10000 |  |  | 109 | [23 empty] | Yes | [41 empty] | E27 | Tungsram | 80 | 6500 | 6500 | 1600 | 13.5 |  | Phased-out
93104800 | LED ECO A60 13.5W 827 E27 TU TR | image | datasheet | deeplink |  | 160 |  |  |  | No | E | [9 empty] | <0.5 | 14 | 220-240 | Standard | [5 empty] | 5994100014553 | 15994100014550 |  | -20 | 40 |  |  | 1/12 |  |  | 112.6 | >0.5 | [5 empty] | 55 |  |  | 50000 | [7 empty] | A60 | white |  | 60 |  | 10000 |  |  | 109 | [23 empty] | Yes | [41 empty] | E27 | Tungsram | 80 | 2700 | 2700 | 1521 | 13.5 |  | Phased-out
93107018 | LED ECO A60 11.5W 865 E27 TU TR | image | datasheet | deeplink |  | 160 |  |  |  | No | A+ | [9 empty] | <0.5 | 12 | 220-240 | Standard | [5 empty] | 5994100015383 | 15994100015380 |  | -20 | 40 |  |  | 1/12 |  |  | 100 | >0.5 | [5 empty] | 45 |  |  | 50000 | [7 empty] | A60 | white |  | 60 |  | 10000 |  |  | 109 | [23 empty] | Yes | [41 empty] | E27 | Tungsram | 80 | 6500 | 6500 | 1150 | 11.5 |  | Phased-out
93106279 | LED ECO A60 11.5W 827 E27 TU TR | image | datasheet | deeplink |  | 160 |  |  |  | No | A+ | [9 empty] | <0.5 | 12 | 220-240 | Standard | [5 empty] | 5994100015291 | 15994100015298 |  | -20 | 40 |  |  | 1/12 |  |  | 91.7 | >0.5 | [5 empty] | 45 |  |  | 50000 | [7 empty] | A60 | white |  | 60 |  | 10000 |  |  | 109 | [23 empty] | Yes | [41 empty] | E27 | Tungsram | 80 | 2700 | 2700 | 1055 | 11.5 |  | Phased-out
93107052 | @LED ECO A60 9W 865 E27 TU TR | image | datasheet | deeplink |  | 160 |  |  |  | No | [10 empty] | <0.5 | 9 | 220-240 | Standard | [5 empty] | 5994100015727 | 15994100015724 |  | -20 | 40 |  |  | 1/12 |  |  | 94.4 | >0.5 | [5 empty] | 29 |  |  | 50000 | [7 empty] | A60 | white |  | 60 |  | 10000 |  |  | 109 | [23 empty] | Yes | [41 empty] | E27 | Tungsram | 80 | 6500 | 6500 | 850 | 9 |  | Marked for phase-out
93107043 | @LED ECO A60 9W 827 E27 TU TR | image | datasheet | deeplink |  | 160 |  |  |  | No | [10 empty] | <0.5 | 9 | 220-240 | Standard | [5 empty] | 5994100015635 | 15994100015632 |  | -20 | 40 |  |  | 1/12 |  |  | 90 | >0.5 | [5 empty] | 29 |  |  | 50000 | [7 empty] | A60 | white |  | 60 |  | 10000 |  |  | 109 | [23 empty] | Yes | [41 empty] | E27 | Tungsram | 80 | 2700 | 2700 | 810 | 9 |  | Marked for phase-out
93107040 | LED ECO A60 6W 865 E27 TU TR | image | datasheet | deeplink |  | 160 |  |  |  | No | A+ | [9 empty] | <0.5 | 6 | 220-240 | Standard | [5 empty] | 5994100015604 | 15994100015601 |  | -20 | 40 |  |  | 1/12 |  |  | 83.3 | >0.5 | [5 empty] | 28 |  |  | 50000 | [7 empty] | A60 | white |  | 60 |  | 10000 |  |  | 109 | [23 empty] | Yes | [41 empty] | E27 | Tungsram | 80 | 6500 | 6500 | 500 | 6 |  | Phased-out
93107031 | LED ECO A60 6W 827 E27 TU TR | image | datasheet | deeplink |  | 160 |  |  |  | No | A+ | [9 empty] | <0.5 | 6 | 220-240 | Standard | [5 empty] | 5994100015512 | 15994100015519 |  | -20 | 40 |  |  | 1/12 |  |  | 78.3 | >0.5 | [5 empty] | 28 |  |  | 50000 | [7 empty] | A60 | white |  | 60 |  | 10000 |  |  | 109 | [23 empty] | Yes | [41 empty] | E27 | Tungsram | 80 | 2700 | 2700 | 470 | 6 |  | Phased-out
93074308 | LED10/R80/865/220-240V/120/E27 BX1/6TUDS | image | datasheet | deeplink |  | 120 |  |  |  | No | [5 empty] | < 6 SDCM |  |  | 10 | 900 | <0.5 | 10 |  | Direct Shipment | [5 empty] | 0064894580444 | 20064894580448 |  | -20C | 40C |  |  | 6 |  |  |  | >=0.5 |  | 865 |  |  | 114 | 73 |  |  | 15000 | [7 empty] | R80 | White | 80 |  | Box | 15000 | [6 empty] | <1 | [6 empty] | Outer Box | [12 empty] | Yes | Universal | [40 empty] | E27 | Tungsram | 80 | 6500 | 6500 | 900 | 10 |  | Phased-out
93074307 | LED10/R80/830/220-240V/120/E27 BX1/6TUDS | image | datasheet | deeplink |  | 120 |  |  |  | No | [5 empty] | < 6 SDCM |  |  | 10 | 806 | <0.5 | 10 |  | Direct Shipment | [5 empty] | 0064894580437 | 20064894580431 |  | -20C | 40C |  |  | 6 |  |  |  | >=0.5 |  | 830 |  |  | 114 | 73 |  |  | 15000 | [7 empty] | R80 | White | 80 |  | Box | 15000 | [6 empty] | <1 | [6 empty] | Outer Box | [12 empty] | Yes | Universal | [40 empty] | E27 | Tungsram | 80 | 3000 | 3000 | 806 | 10 |  | Phased-out
93074306 | LED8/R63/865/220-240V/120/E27 BX1/6TU DS | image | datasheet | deeplink |  | 120 |  |  |  | No | [5 empty] | < 6 SDCM |  |  | 8 | 700 | <0.5 | 8 |  | Direct Shipment | [5 empty] | 0064894580420 | 20064894580424 |  | -20C | 40C |  |  | 6 |  |  |  | >=0.5 |  | 865 |  |  | 100 | 47 |  |  | 15000 | [7 empty] | R63 | White | 63 |  | Box | 15000 | [6 empty] | <1 | [6 empty] | Outer Box | [12 empty] | Yes | Universal | [40 empty] | E27 | Tungsram | 80 | 6500 | 6500 | 700 | 8 |  | Phased-out
93074305 | LED8/R63/830/220-240V/120/E27 BX1/6TU DS | image | datasheet | deeplink |  | 120 |  |  |  | No | [5 empty] | < 6 SDCM |  |  | 8 | 600 | <0.5 | 8 |  | Direct Shipment | [5 empty] | 0064894580413 | 20064894580417 |  | -20C | 40C |  |  | 6 |  |  |  | >=0.5 |  | 830 |  |  | 100 | 47 |  |  | 15000 | [7 empty] | R63 | White | 63 |  | Box | 15000 | [6 empty] | <1 | [6 empty] | Outer Box | [12 empty] | Yes | Universal | [40 empty] | E27 | Tungsram | 80 | 3000 | 3000 | 600 | 8 |  | Phased-out
93083842 | LED6/R50/865/220-240V/120/E14 BX1/6TU DS | image | datasheet | deeplink |  | 120 |  |  |  | No | [5 empty] | < 6 SDCM |  |  | 6 | 550 | <0.5 | 6 |  | Direct Shipment | [5 empty] | 5994100026310 | 25994100026314 |  | -20C | 40C |  |  | 6 |  |  |  | >=0.5 |  | 865 |  |  | 86 | 30 |  |  | 15000 | [7 empty] | R50 | White | 50 |  | Box | 15000 | [6 empty] | <1 | [6 empty] | Outer Box | [12 empty] | Yes | Universal | [40 empty] | E14 | Tungsram | 80 | 6500 | 6500 | 550 | 6 |  | Phased-out
93083841 | LED6/R50/830/220-240V/120/E14 BX1/6TU DS | image | datasheet | deeplink |  | 120 |  |  |  | No | [5 empty] | < 6 SDCM |  |  | 6 | 500 | <0.5 | 6 |  | Direct Shipment | [5 empty] | 5994100026327 | 25994100026321 |  | -20C | 40C |  |  | 6 |  |  |  | >=0.5 |  | 830 |  |  | 86 | 30 |  |  | 15000 | [7 empty] | R50 | White | 50 |  | Box | 15000 | [6 empty] | <1 | [6 empty] | Outer Box | [12 empty] | Yes | Universal | [40 empty] | E14 | Tungsram | 80 | 3000 | 3000 | 500 | 6 |  | Phased-out
93077313 | @LED Specialty PAR56 16W(300) 765 90° TU | image | datasheet | deeplink |  | 90 | 700 |  |  | No | [5 empty] | < 6 SDCM |  |  | 16 | 1268 | <0.5 | 16.96 |  | Standard | [6 empty] | 10064894581677 |  | -20C | 40C |  |  | 1 |  |  | 79.25 | >=0.9 |  | 765 |  |  | 110 | 650 |  |  | 12500 | [7 empty] | PAR56 | Glass | 178 |  |  | 25000 | [6 empty] | <1 | [6 empty] | Box | [12 empty] | Yes | Universal | [40 empty] | Screw Terminal | Tungsram | 70 | 6500 | 6500 | 1268 | 16 | 12 | Marked for phase-out
93044739 | @LED15/PAR38G/830/90-240/E27/WFL BX 1/6 | image | datasheet | deeplink |  | 40 | 2300 |  |  | No | [5 empty] | < 6 SDCM |  |  | 15 |  | <0.5 | 15 |  | Standard | [5 empty] | 0064894555916 | 10064894555913 |  | -20C | 40C |  |  | 6 |  | 1200 |  | >=0.9 |  | 830 |  |  | 131 | 300 |  |  | 40000 | [7 empty] | PAR38 | White | 123 |  | Box | 25000 | [6 empty] | <1 |  | 1200 |  |  |  |  | Outer Box | [12 empty] | Yes | Universal | [40 empty] | E27 | GE Lighting | 81 | 3000 | 3000 | 1200 | 15 |  | Marked for phase-out
93104933 | LED PAR30 11W(85)D 940 35°E27 TU | image | datasheet | deeplink |  | 35 | 1500 |  |  | Yes | G |  |  |  |  | < 4 SDCM |  |  | 11 | 630 | <0.5 | 11 |  | Standard | [5 empty] | 5994100014737 | 15994100014734 |  | -20C | 40C |  |  | 6 |  |  |  | >=0.7 |  | 940 |  |  | 95 | 150 |  |  | 13000 | [7 empty] | PAR30 | Glass | 96 |  | Box | 25000 |  |  | 93 |  |  |  | <1 | [6 empty] | Outer Box | [12 empty] | Yes | Universal | [40 empty] | E27 | Tungsram | 90 | 4000 | 4000 | 630 | 11 |  | Available
93104932 | LED PAR30 11W(85)D 930 35°E27 TU | image | datasheet | deeplink |  | 35 | 1500 |  |  | Yes | G |  |  |  |  | < 4 SDCM |  |  | 11 | 630 | <0.5 | 11 |  | Standard | [5 empty] | 5994100014720 | 15994100014727 |  | -20C | 40C |  |  | 6 |  |  |  | >=0.7 |  | 930 |  |  | 95 | 150 |  |  | 13000 | [7 empty] | PAR30 | Glass | 96 |  | Box | 25000 |  |  | 93 |  |  |  | <1 | [6 empty] | Outer Box | [12 empty] | Yes | Universal | [40 empty] | E27 | Tungsram | 90 | 3000 | 3000 | 720 | 11 |  | Available
93110810 | LED10/R80/865/220-240V/120/E27 BX 1/6 TU | image | datasheet | deeplink |  | 120 |  |  |  | No | [5 empty] | < 6 SDCM |  |  | 10 | 900 | <0.5 | 10 |  | Standard | [5 empty] | 5994100028741 | 15994100028748 |  | -20C | 40C |  |  | 6 |  |  |  | >=0.5 |  | 865 |  |  | 114 | 73 |  |  | 15000 | [7 empty] | R80 | White | 80 |  | Box | 15000 | [6 empty] | <1 | [6 empty] | Outer Box | [12 empty] | Yes | Universal | [40 empty] | E27 | Tungsram | 80 | 6500 | 6500 | 900 | 10 |  | Available
93110809 | @LED10/R80/830/220-240V/120/E27 BX 1/6 TU | image | datasheet | deeplink |  | 120 |  |  |  | No | [5 empty] | < 6 SDCM |  |  | 10 | 806 | <0.5 | 10 |  | Standard | [5 empty] | 5994100028734 | 15994100028731 |  | -20C | 40C |  |  | 6 |  |  |  | >=0.5 |  | 830 |  |  | 114 | 73 |  |  | 15000 | [7 empty] | R80 | White | 80 |  | Box | 15000 | [6 empty] | <1 | [6 empty] | Outer Box | [12 empty] | Yes | Universal | [40 empty] | E27 | Tungsram | 80 | 3000 | 3000 | 806 | 10 |  | Phased-out
93110808 | @LED8/R63/865/220-240V/120/E27 BX 1/6 TU | image | datasheet | deeplink |  | 120 |  |  |  | No | [5 empty] | < 6 SDCM |  |  | 8 | 700 | <0.5 | 8 |  | Standard | [5 empty] | 5994100028727 | 15994100028724 |  | -20C | 40C |  |  | 6 |  |  |  | >=0.5 |  | 865 |  |  | 100 | 47 |  |  | 15000 | [7 empty] | R63 | White | 63 |  | Box | 15000 | [6 empty] | <1 | [6 empty] | Outer Box | [12 empty] | Yes | Universal | [40 empty] | E27 | Tungsram | 80 | 6500 | 6500 | 700 | 8 |  | Marked for phase-out
93110807 | @LED8/R63/830/220-240V/120/E27 BX 1/6 TU | image | datasheet | deeplink |  | 120 |  |  |  | No | [5 empty] | < 6 SDCM |  |  | 8 | 600 | <0.5 | 8 |  | Standard | [5 empty] | 5994100028710 | 15994100028717 |  | -20C | 40C |  |  | 6 |  |  |  | >=0.5 |  | 830 |  |  | 100 | 47 |  |  | 15000 | [7 empty] | R63 | White | 63 |  | Box | 15000 | [6 empty] | <1 | [6 empty] | Outer Box | [12 empty] | Yes | Universal | [40 empty] | E27 | Tungsram | 80 | 3000 | 3000 | 600 | 8 |  | Phased-out
93083838 | @LED6/R50/865/220-240V/120/E14 BX 1/6 TU | image | datasheet | deeplink |  | 120 |  |  |  | No | [5 empty] | < 6 SDCM |  |  | 6 | 550 | <0.5 | 6 |  | Standard | [5 empty] | 5994100026310 | 15994100026317 |  | -20C | 40C |  |  | 6 |  |  |  | >=0.5 |  | 865 |  |  | 86 | 30 |  |  | 15000 | [7 empty] | R50 | White | 50 |  | Box | 15000 | [6 empty] | <1 | [6 empty] | Outer Box | [12 empty] | Yes | Universal | [40 empty] | E14 | Tungsram | 80 | 6500 | 6500 | 550 | 6 |  | Marked for phase-out
93083837 | @LED6/R50/830/220-240V/120/E14 BX 1/6 TU | image | datasheet | deeplink |  | 120 |  |  |  | No | [5 empty] | < 6 SDCM |  |  | 6 | 500 | <0.5 | 6 |  | Standard | [5 empty] | 5994100026327 | 15994100026324 |  | -20C | 40C |  |  | 6 |  |  |  | >=0.5 |  | 830 |  |  | 86 | 30 |  |  | 15000 | [7 empty] | R50 | White | 50 |  | Box | 15000 | [6 empty] | <1 | [6 empty] | Outer Box | [12 empty] | Yes | Universal | [40 empty] | E14 | Tungsram | 80 | 3000 | 3000 | 500 | 6 |  | Phased-out
93094512 | LED GU10 6W(50)Dim 940 35° TU | image | datasheet | deeplink |  | 35 | 1000 |  |  | Yes | [5 empty] | < 4 SDCM |  |  | 6 | 390 | <0.2 | 6 |  | Standard | [5 empty] | 5994100013235 | 15994100013232 |  | -20C | 40C |  |  | 10 |  |  |  | >=0.9 |  | 940 |  |  | 54 | 50 |  |  | 100000 | [7 empty] | PAR16 | Glass | 50 |  | Box | 50000 | [6 empty] | <1 | [6 empty] | Outer Box | [12 empty] | Yes | Universal | [40 empty] | GU10 | Tungsram | 95 | 4000 | 4000 | 390 | 6 |  | Phased-out
93094511 | @LED GU10 6W(50)Dim 940 20° TU | image | datasheet | deeplink |  | 20 | 1700 |  |  | Yes | [5 empty] | < 4 SDCM |  |  | 6 | 390 | <0.2 | 6 |  | Standard | [5 empty] | 5994100013228 | 15994100013225 |  | -20C | 40C |  |  | 10 |  |  |  | >=0.9 |  | 940 |  |  | 54 | 50 |  |  | 100000 | [7 empty] | PAR16 | Glass | 50 |  | Box | 50000 | [6 empty] | <1 | [6 empty] | Outer Box | [12 empty] | Yes | Universal | [40 empty] | GU10 | Tungsram | 95 | 4000 | 4000 | 390 | 6 |  | Phased-out
93094510 | LED GU10 6W(50)Dim 930 35° TU | image | datasheet | deeplink |  | 35 | 900 |  |  | Yes | [5 empty] | < 4 SDCM |  |  | 6 | 360 | <0.2 | 6 |  | Standard | [5 empty] | 5994100013211 | 15994100013218 |  | -20C | 40C |  |  | 10 |  |  |  | >=0.9 |  | 930 |  |  | 54 | 50 |  |  | 100000 | [7 empty] | PAR16 | Glass | 50 |  | Box | 50000 | [6 empty] | <1 | [6 empty] | Outer Box | [12 empty] | Yes | Universal | [40 empty] | GU10 | Tungsram | 95 | 3000 | 3000 | 360 | 6 |  | Phased-out
93094509 | LED GU10 6W(50)Dim 930 20° TU | image | datasheet | deeplink |  | 20 | 1600 |  |  | Yes | [5 empty] | < 4 SDCM |  |  | 6 | 360 | <0.2 | 6 |  | Standard | [5 empty] | 5994100013204 | 15994100013201 |  | -20C | 40C |  |  | 10 |  |  |  | >=0.9 |  | 930 |  |  | 54 | 50 |  |  | 100000 | [7 empty] | PAR16 | Glass | 50 |  | Box | 50000 | [6 empty] | <1 | [6 empty] | Outer Box | [12 empty] | Yes | Universal | [40 empty] | GU10 | Tungsram | 95 | 3000 | 3000 | 360 | 6 |  | Phased-out
93094508 | @LED GU10 6W(50)Dim 927 35° TU | image | datasheet | deeplink |  | 35 | 800 |  |  | Yes | [5 empty] | < 4 SDCM |  |  | 6 | 350 | <0.2 | 6 |  | Standard | [5 empty] | 5994100013198 | 15994100013195 |  | -20C | 40C |  |  | 10 |  |  |  | >=0.9 |  | 927 |  |  | 54 | 50 |  |  | 100000 | [7 empty] | PAR16 | Glass | 50 |  | Box | 50000 | [6 empty] | <1 | [6 empty] | Outer Box | [12 empty] | Yes | Universal | [40 empty] | GU10 | Tungsram | 95 | 2700 | 2700 | 350 | 6 |  | Marked for phase-out
93094507 | LED GU10 6W(50)Dim 927 20° TU | image | datasheet | deeplink |  | 20 | 1500 |  |  | Yes | [5 empty] | < 4 SDCM |  |  | 6 | 350 | <0.2 | 6 |  | Standard | [5 empty] | 5994100013181 | 15994100013188 |  | -20C | 40C |  |  | 10 |  |  |  | >=0.9 |  | 927 |  |  | 54 | 50 |  |  | 100000 | [7 empty] | PAR16 | Glass | 50 |  | Box | 50000 | [6 empty] | <1 | [6 empty] | Outer Box | [12 empty] | Yes | Universal | [40 empty] | GU10 | Tungsram | 95 | 2700 | 2700 | 350 | 6 |  | Phased-out
93104361 | LED DimSTIK 9(60)865 E27 TU DS | image | datasheet | deeplink |  | 240 | [14 empty] | <0.5 s | 9 | 220-240V 50/60Hz | Direct Shipment | [5 empty] | 5994100023654 | 25994100023658 |  | -20°C | +40°C |  |  | 15 |  | 810 | 90 | >0.7 | [5 empty] | 46 |  |  | 50k | [7 empty] | T38 | White |  | 38 |  | 15000 |  |  | 116 |  |  |  | Instant on | [19 empty] | Yes | [8 empty] | Yes | [32 empty] | E27 | Tungsram | 80 | 6500 | 6500 | 810 | 9 |  | Available
93104357 | LED DimSTIK 9(60)840 E27 TU DS | image | datasheet | deeplink |  | 240 | [14 empty] | <0.5 s | 9 | 220-240V 50/60Hz | Direct Shipment | [5 empty] | 5994100023616 | 25994100023610 |  | -20°C | +40°C |  |  | 15 |  | 810 | 90 | >0.7 | [5 empty] | 46 |  |  | 50k | [7 empty] | T38 | White |  | 38 |  | 15000 |  |  | 116 |  |  |  | Instant on | [19 empty] | Yes | [8 empty] | Yes | [32 empty] | E27 | Tungsram | 80 | 4000 | 4000 | 810 | 9 |  | Available
93104353 | LED DimSTIK 9(60) 830 E27 TU DS | image | datasheet | deeplink |  | 240 | [14 empty] | <0.5 s | 9 | 220-240V 50/60Hz | Direct Shipment | [5 empty] | 5994100023579 | 25994100023573 |  | -20°C | +40°C |  |  | 15 |  | 810 | 90 | >0.7 | [5 empty] | 46 |  |  | 50k | [7 empty] | T38 | White |  | 38 |  | 15000 |  |  | 116 |  |  |  | Instant on | [19 empty] | Yes | [8 empty] | Yes | [32 empty] | E27 | Tungsram | 80 | 3000 | 3000 | 810 | 9 |  | Available
93104359 | LED DimSTIK 9(60)865 B22 TU DS | image | datasheet | deeplink |  | 240 | [14 empty] | <0.5 s | 9 | 220-240V 50/60Hz | Direct Shipment | [5 empty] | 5994100023630 | 25994100023634 |  | -20°C | +40°C |  |  | 15 |  | 810 | 90 | >0.7 | [5 empty] | 51 |  |  | 50k | [7 empty] | T38 | White |  | 38 |  | 15000 |  |  | 114 |  |  |  | Instant on | [19 empty] | Yes | [8 empty] | Yes | [32 empty] | B22 | Tungsram | 80 | 6500 | 6500 | 810 | 9 |  | Available
93104355 | LED DimSTIK 9(60)840 B22 TU DS | image | datasheet | deeplink |  | 240 | [14 empty] | <0.5 s | 9 | 220-240V 50/60Hz | Direct Shipment | [5 empty] | 5994100023593 | 25994100023597 |  | -20°C | +40°C |  |  | 15 |  | 810 | 90 | >0.7 | [5 empty] | 51 |  |  | 50k | [7 empty] | T38 | White |  | 38 |  | 15000 |  |  | 114 |  |  |  | Instant on | [19 empty] | Yes | [8 empty] | Yes | [32 empty] | B22 | Tungsram | 80 | 4000 | 4000 | 810 | 9 |  | Available
93104351 | LED DimSTIK 9(60) 830 B22 TU DS | image | datasheet | deeplink |  | 240 | [14 empty] | <0.5 s | 9 | 220-240V 50/60Hz | Direct Shipment | [5 empty] | 5994100023555 | 25994100023559 |  | -20°C | +40°C |  |  | 15 |  | 810 | 90 | >0.7 | [5 empty] | 51 |  |  | 50k | [7 empty] | T38 | White |  | 38 |  | 15000 |  |  | 114 |  |  |  | Instant on | [19 empty] | Yes | [8 empty] | Yes | [32 empty] | B22 | Tungsram | 80 | 3000 | 3000 | 810 | 9 |  | Available
93104360 | @LED DimSTIK 9(60)865 E27 TU | image | datasheet | deeplink |  | 240 | [14 empty] | <0.5 s | 9 | 220-240V 50/60Hz | Standard | [5 empty] | 5994100023654 | 15994100023651 |  | -20°C | +40°C |  |  | 15 |  | 810 | 90 | >0.7 | [5 empty] | 46 |  |  | 50k | [6 empty] | 93104361 - LED DimSTIK 9(60)865 E27 TU DS | T38 | White |  | 38 |  | 15000 |  |  | 116 |  |  |  | Instant on | [19 empty] | Yes | [8 empty] | Yes | [32 empty] | E27 | Tungsram | 80 | 6500 | 6500 | 810 | 9 |  | Phased-out
93104356 | @LED DimSTIK 9(60)840 E27 TU | image | datasheet | deeplink |  | 240 | [14 empty] | <0.5 s | 9 | 220-240V 50/60Hz | Standard | [5 empty] | 5994100023616 | 15994100023613 |  | -20°C | +40°C |  |  | 15 |  | 810 | 90 | >0.7 | [5 empty] | 46 |  |  | 50k | [6 empty] | 93104357 - LED DimSTIK 9(60)840 E27 TU DS | T38 | White |  | 38 |  | 15000 |  |  | 116 |  |  |  | Instant on | [19 empty] | Yes | [8 empty] | Yes | [32 empty] | E27 | Tungsram | 80 | 4000 | 4000 | 810 | 9 |  | Marked for phase-out
93104352 | @LED DimSTIK 9(60) 830 E27 TU | image | datasheet | deeplink |  | 240 | [14 empty] | <0.5 s | 9 | 220-240V 50/60Hz | Standard | [5 empty] | 5994100023579 | 15994100023576 |  | -20°C | +40°C |  |  | 15 |  | 810 | 90 | >0.7 | [5 empty] | 46 |  |  | 50k | [6 empty] | 93104353 - LED DimSTIK 9(60) 830 E27 TU DS | T38 | White |  | 38 |  | 15000 |  |  | 116 |  |  |  | Instant on | [19 empty] | Yes | [8 empty] | Yes | [32 empty] | E27 | Tungsram | 80 | 3000 | 3000 | 810 | 9 |  | Phased-out
93104358 | @LED DimSTIK 9(60)865 B22 TU | image | datasheet | deeplink |  | 240 | [14 empty] | <0.5 s | 9 | 220-240V 50/60Hz | Standard | [5 empty] | 5994100023630 | 15994100023637 |  | -20°C | +40°C |  |  | 15 |  | 810 | 90 | >0.7 | [5 empty] | 51 |  |  | 50k | [6 empty] | 93104359 - LED DimSTIK 9(60)865 B22 TU DS | T38 | White |  | 38 |  | 15000 |  |  | 114 |  |  |  | Instant on | [19 empty] | Yes | [8 empty] | Yes | [32 empty] | B22 | Tungsram | 80 | 6500 | 6500 | 810 | 9 |  | Marked for phase-out
93104354 | @LED DimSTIK 9(60)840 B22 TU | image | datasheet | deeplink |  | 240 | [14 empty] | <0.5 s | 9 | 220-240V 50/60Hz | Standard | [5 empty] | 5994100023593 | 15994100023590 |  | -20°C | +40°C |  |  | 15 |  | 810 | 90 | >0.7 | [5 empty] | 51 |  |  | 50k | [6 empty] | 93104355 - LED DimSTIK 9(60)840 B22 TU DS | T38 | White |  | 38 |  | 15000 |  |  | 114 |  |  |  | Instant on | [19 empty] | Yes | [8 empty] | Yes | [32 empty] | B22 | Tungsram | 80 | 4000 | 4000 | 810 | 9 |  | Marked for phase-out
93104350 | @LED DimSTIK 9(60) 830 B22 TU | image | datasheet | deeplink |  | 240 | [14 empty] | <0.5 s | 9 | 220-240V 50/60Hz | Standard | [5 empty] | 5994100023555 | 15994100023552 |  | -20°C | +40°C |  |  | 15 |  | 810 | 90 | >0.7 | [5 empty] | 51 |  |  | 50k | [6 empty] | 93104351 - LED DimSTIK 9(60) 830 B22 TU DS | T38 | White |  | 38 |  | 15000 |  |  | 114 |  |  |  | Instant on | [19 empty] | Yes | [8 empty] | Yes | [32 empty] | B22 | Tungsram | 80 | 3000 | 3000 | 810 | 9 |  | Marked for phase-out
93094704 | Tungsram LED T8 StartFIX BX25/100 DS | image | datasheet | deeplink | [19 empty] | Direct shipment | [5 empty] | 0064894502200 | 30064894502201 | [5 empty] | 25/100 | [24 empty] | box | [70 empty] | Tungsram | [6 empty] | Available
93094702 | Tungsram LED T8 StartFIX BX25/100 | image | datasheet | deeplink | [19 empty] | Standard | [5 empty] | 0064894502200 | 10064894502207 | [5 empty] | 25/100 | [19 empty] | 93094704 - Tungsram LED T8 StartFIX BX25/100 DS |  |  |  |  | box | [70 empty] | Tungsram | [6 empty] | Available
93083689 | LED HighLumen T120 42W(233) 865 E27 TUDS | image | datasheet | deeplink |  | 200 |  |  |  | No | [10 empty] | <0.5s | 42 | 220-240V 50/60Hz | Direct Shipment | [5 empty] | 5994100090694 | 15994100090691 |  | -20°C | +40°C |  |  | 4 |  | 4000 | 95.2 | >0.9 | [5 empty] | 232 |  |  | 50000 | [7 empty] | T120 | White |  | 119 |  | 10000 |  |  | 219 |  |  |  | Instant full light | [19 empty] | Yes | [41 empty] | E27 | Tungsram | 80 | 6500 | 6500 | 4000 | 42 |  | Available
93083688 | LED HighLumen T120 42W(217) 830 E27 TUDS | image | datasheet | deeplink |  | 200 |  |  |  | No | [10 empty] | <0.5s | 42 | 220-240V 50/60Hz | Direct Shipment | [5 empty] | 5994100090687 | 15994100090684 |  | -20°C | +40°C |  |  | 4 |  | 3700 | 88.1 | >0.9 | [5 empty] | 232 |  |  | 50000 | [7 empty] | T120 | White |  | 119 |  | 10000 |  |  | 219 |  |  |  | Instant full light | [19 empty] | Yes | [41 empty] | E27 | Tungsram | 80 | 3000 | 3000 | 3700 | 42 |  | Available
93083683 | @LED HighLumen T120 42W(233) 865 E27 TU | image | datasheet | deeplink |  | 200 |  |  |  | No | [10 empty] | <0.5s | 42 | 220-240V 50/60Hz | Standard | [5 empty] | 5994100090502 | 15994100090509 |  | -20°C | +40°C |  |  | 4 |  | 4000 | 95.2 | >0.9 | [5 empty] | 232 |  |  | 50000 | [6 empty] | 93083689 - LED HighLumen T120 42W(233) 865 E27 TUDS | T120 | White |  | 119 |  | 10000 |  |  | 219 |  |  |  | Instant full light | [19 empty] | Yes | [41 empty] | E27 | Tungsram | 80 | 6500 | 6500 | 4000 | 42 |  | Marked for phase-out
93083682 | @LED HighLumen T120 42W(217) 830 E27 TU | image | datasheet | deeplink |  | 200 |  |  |  | No | [10 empty] | <0.5s | 42 | 220-240V 50/60Hz | Standard | [5 empty] | 5994100090496 | 15994100090493 |  | -20°C | +40°C |  |  | 4 |  | 3700 | 88.1 | >0.9 | [5 empty] | 232 |  |  | 50000 | [6 empty] | 93083688 - LED HighLumen T120 42W(217) 830 E27 TUDS | T120 | White |  | 119 |  | 10000 |  |  | 219 |  |  |  | Instant full light | [19 empty] | Yes | [41 empty] | E27 | Tungsram | 80 | 3000 | 3000 | 3700 | 42 |  | Phased-out
93083687 | LED HighLumen T100 27W(179) 865 E27 TUDS | image | datasheet | deeplink |  | 200 |  |  |  | No | [10 empty] | <0.5s | 27 | 220-240V 50/60Hz | Direct Shipment | [5 empty] | 5994100090670 | 15994100090677 |  | -20°C | +40°C |  |  | 4 |  | 3000 | 111.1 | >0.9 | [5 empty] | 171 |  |  | 50000 | [7 empty] | T100 | White |  | 101 |  | 10000 |  |  | 189 |  |  |  | Instant full light | [19 empty] | Yes | [41 empty] | E27 | Tungsram | 80 | 6500 | 6500 | 3000 | 27 |  | Available
93083686 | LED HighLumen T100 27W(169) 830 E27 TUDS | image | datasheet | deeplink |  | 200 |  |  |  | No | [10 empty] | <0.5s | 27 | 220-240V 50/60Hz | Direct Shipment | [5 empty] | 5994100090663 | 15994100090660 |  | -20°C | +40°C |  |  | 4 |  | 2800 | 103.7 | >0.9 | [5 empty] | 171 |  |  | 50000 | [7 empty] | T100 | White |  | 101 |  | 10000 |  |  | 189 |  |  |  | Instant full light | [19 empty] | Yes | [41 empty] | E27 | Tungsram | 80 | 3000 | 3000 | 2800 | 27 |  | Available
93083681 | @LED HighLumen T100 27W(179) 865 E27 TU | image | datasheet | deeplink |  | 200 |  |  |  | No | [10 empty] | <0.5s | 27 | 220-240V 50/60Hz | Standard | [5 empty] | 5994100090489 | 15994100090486 |  | -20°C | +40°C |  |  | 4 |  | 3000 | 111.1 | >0.9 | [5 empty] | 171 |  |  | 50000 | [6 empty] | 93083687 - LED HighLumen T100 27W(179) 865 E27 TUDS | T100 | White |  | 101 |  | 10000 |  |  | 189 |  |  |  | Instant full light | [19 empty] | Yes | [41 empty] | E27 | Tungsram | 80 | 6500 | 6500 | 3000 | 27 |  | Phased-out
93083680 | @LED HighLumen T100 27W(169) 830 E27 TU | image | datasheet | deeplink |  | 200 |  |  |  | No | [10 empty] | <0.5s | 27 | 220-240V 50/60Hz | Standard | [5 empty] | 5994100090472 | 15994100090479 |  | -20°C | +40°C |  |  | 4 |  | 2800 | 103.7 | >0.9 | [5 empty] | 171 |  |  | 50000 | [6 empty] | 93083686 - LED HighLumen T100 27W(169) 830 E27 TUDS | T100 | White |  | 101 |  | 10000 |  |  | 189 |  |  |  | Instant full light | [19 empty] | Yes | [41 empty] | E27 | Tungsram | 80 | 3000 | 3000 | 2800 | 27 |  | Phased-out
93083685 | LED HighLumen T80 21W(125) 865 E27 TUDS | image | datasheet | deeplink |  | 200 |  |  |  | No | [10 empty] | <0.5s | 21 | 220-240V 50/60Hz | Direct Shipment | [5 empty] | 5994100090656 | 15994100090653 |  | -20°C | +40°C |  |  | 6 |  | 2000 | 95.2 | >0.5 | [5 empty] | 115 |  |  | 50000 | [7 empty] | T80 | White |  | 81 |  | 10000 |  |  | 149 |  |  |  | Instant full light | [19 empty] | Yes | [41 empty] | E27 | Tungsram | 80 | 6500 | 6500 | 2000 | 21 |  | Available
93083684 | LED HighLumen T80 21W(120) 830 E27 TUDS | image | datasheet | deeplink |  | 200 |  |  |  | No | [10 empty] | <0.5s | 21 | 220-240V 50/60Hz | Direct Shipment | [5 empty] | 5994100090649 | 15994100090646 |  | -20°C | +40°C |  |  | 6 |  | 1900 | 90.5 | >0.5 | [5 empty] | 115 |  |  | 50000 | [7 empty] | T80 | White |  | 81 |  | 10000 |  |  | 149 |  |  |  | Instant full light | [19 empty] | Yes | [41 empty] | E27 | Tungsram | 80 | 3000 | 3000 | 1900 | 21 |  | Available
93083679 | @LED HighLumen T80 21W(125) 865 E27 TU | image | datasheet | deeplink |  | 200 |  |  |  | No | [10 empty] | <0.5s | 21 | 220-240V 50/60Hz | Standard | [5 empty] | 5994100090465 | 15994100090462 |  | -20°C | +40°C |  |  | 6 |  | 2000 | 95.2 | >0.5 | [5 empty] | 115 |  |  | 50000 | [6 empty] | 93083685 - LED HighLumen T80 21W(125) 865 E27 TUDS | T80 | White |  | 81 |  | 10000 |  |  | 149 |  |  |  | Instant full light | [19 empty] | Yes | [41 empty] | E27 | Tungsram | 80 | 6500 | 6500 | 2000 | 21 |  | Marked for phase-out
93093889 | LED ECO A55 10W(70) 865 E27 TU DS | image | datasheet | deeplink |  | 180 |  |  |  | No | F | [9 empty] | <0.5s | 10 | 220-240V 50/60Hz | Direct Shipment | [5 empty] | 0064894502484 | 20064894502488 |  | -20°C | +40°C |  |  | 6 |  | 970 | 97 | >0.5 | [5 empty] | 49 |  |  | 50000 | [7 empty] | A55 | white |  | 57 |  | 10000 |  |  | 103 |  |  |  | Instant full light | [19 empty] | Yes | [41 empty] | E27 | Tungsram | 80 | 6500 | 6500 | 970 | 10 |  | Phased-out
93093887 | LED ECO A55 10W(64) 830 E27 TU DS | image | datasheet | deeplink |  | 180 |  |  |  | No | F | [9 empty] | <0.5s | 10 | 220-240V 50/60Hz | Direct Shipment | [5 empty] | 0064894502453 | 20064894502457 |  | -20°C | +40°C |  |  | 6 |  | 870 | 87 | >0.5 | [5 empty] | 49 |  |  | 50000 | [7 empty] | A55 | white |  | 57 |  | 10000 |  |  | 103 |  |  |  | Instant full light | [19 empty] | Yes | [41 empty] | E27 | Tungsram | 80 | 3000 | 3000 | 870 | 10 |  | Phased-out
93093885 | LED ECO A55 8W(58) 865 E27 TU DS | image | datasheet | deeplink |  | 180 |  |  |  | No | F | [9 empty] | <0.5s | 8 | 220-240V 50/60Hz | Direct Shipment | [5 empty] | 0064894502439 | 20064894502433 |  | -20°C | +40°C |  |  | 6 |  | 770 | 96.25 | >0.5 | [5 empty] | 48 |  |  | 50000 | [7 empty] | A55 | white |  | 57 |  | 10000 |  |  | 103 |  |  |  | Instant full light | [19 empty] | Yes | [41 empty] | E27 | Tungsram | 80 | 6500 | 6500 | 770 | 8 |  | Phased-out
93093883 | LED ECO A55 8W(55) 830 E27 TU DS | image | datasheet | deeplink |  | 180 |  |  |  | No | F | [9 empty] | <0.5s | 8 | 220-240V 50/60Hz | Direct Shipment | [5 empty] | 0064894502408 | 20064894502402 |  | -20°C | +40°C |  |  | 6 |  | 720 | 90 | >0.5 | [5 empty] | 48 |  |  | 50000 | [7 empty] | A55 | white |  | 57 |  | 10000 |  |  | 103 |  |  |  | Instant full light | [19 empty] | Yes | [41 empty] | E27 | Tungsram | 80 | 3000 | 3000 | 720 | 8 |  | Phased-out
93093873 | LED ECO A55 10W(70) 865 E27 TU | image | datasheet | deeplink |  | 180 |  |  |  | No | [10 empty] | <0.5s | 10 | 220-240V 50/60Hz | Standard | [5 empty] | 0064894502484 | 10064894502481 |  | -20°C | +40°C |  |  | 6 |  | 970 | 97 | >0.5 | [5 empty] | 49 |  |  | 50000 | [7 empty] | A55 | white |  | 57 |  | 10000 |  |  | 103 |  |  |  | Instant full light | [19 empty] | Yes | [41 empty] | E27 | Tungsram | 80 | 6500 | 6500 | 970 | 10 |  | Phased-out
93093871 | LED ECO A55 10W(64) 830 E27 TU | image | datasheet | deeplink |  | 180 |  |  |  | No | [10 empty] | <0.5s | 10 | 220-240V 50/60Hz | Standard | [5 empty] | 0064894502453 | 10064894502450 |  | -20°C | +40°C |  |  | 6 |  | 870 | 87 | >0.5 | [5 empty] | 49 |  |  | 50000 | [7 empty] | A55 | white |  | 57 |  | 10000 |  |  | 103 |  |  |  | Instant full light | [19 empty] | Yes | [41 empty] | E27 | Tungsram | 80 | 3000 | 3000 | 870 | 10 |  | Phased-out
93093869 | LED ECO A55 8W(58) 865 E27 TU | image | datasheet | deeplink |  | 180 |  |  |  | No | [10 empty] | <0.5s | 8 | 220-240V 50/60Hz | Standard | [5 empty] | 0064894502439 | 10064894502436 |  | -20°C | +40°C |  |  | 6 |  | 770 | 96.25 | >0.5 | [5 empty] | 48 |  |  | 50000 | [7 empty] | A55 | white |  | 57 |  | 10000 |  |  | 103 |  |  |  | Instant full light | [19 empty] | Yes | [41 empty] | E27 | Tungsram | 80 | 6500 | 6500 | 770 | 8 |  | Phased-out
93093888 | LED ECO A55 10W(70) 865 B22 TU DS | image | datasheet | deeplink |  | 180 |  |  |  | No | F | [9 empty] | <0.5s | 10 | 220-240V 50/60Hz | Direct Shipment | [5 empty] | 0064894502477 | 20064894502471 |  | -20°C | +40°C |  |  | 6 |  | 970 | 97 | >0.5 | [5 empty] | 54 |  |  | 50000 | [7 empty] | A55 | white |  | 57 |  | 10000 |  |  | 101 |  |  |  | Instant full light | [19 empty] | Yes | [41 empty] | B22 | Tungsram | 80 | 6500 | 6500 | 970 | 10 |  | Phased-out
93093886 | LED ECO A55 10W(64) 830 B22 TU DS | image | datasheet | deeplink |  | 180 |  |  |  | No | F | [9 empty] | <0.5s | 10 | 220-240V 50/60Hz | Direct Shipment | [5 empty] | 0064894502446 | 20064894502440 |  | -20°C | +40°C |  |  | 6 |  | 870 | 87 | >0.5 | [5 empty] | 54 |  |  | 50000 | [7 empty] | A55 | white |  | 57 |  | 10000 |  |  | 101 |  |  |  | Instant full light | [19 empty] | Yes | [41 empty] | B22 | Tungsram | 80 | 3000 | 3000 | 870 | 10 |  | Phased-out
93093884 | LED ECO A55 8W(58) 865 B22 TU DS | image | datasheet | deeplink |  | 180 |  |  |  | No | F | [9 empty] | <0.5s | 8 | 220-240V 50/60Hz | Direct Shipment | [5 empty] | 0064894502422 | 20064894502426 |  | -20°C | +40°C |  |  | 6 |  | 770 | 96.25 | >0.5 | [5 empty] | 53 |  |  | 50000 | [7 empty] | A55 | white |  | 57 |  | 10000 |  |  | 101 |  |  |  | Instant full light | [19 empty] | Yes | [41 empty] | B22 | Tungsram | 80 | 6500 | 6500 | 770 | 8 |  | Phased-out
93093882 | LED ECO A55 8W(55) 830 B22 TU DS | image | datasheet | deeplink |  | 180 |  |  |  | No | F | [9 empty] | <0.5s | 8 | 220-240V 50/60Hz | Direct Shipment | [5 empty] | 0064894502392 | 20064894502396 |  | -20°C | +40°C |  |  | 6 |  | 720 | 90 | >0.5 | [5 empty] | 53 |  |  | 50000 | [7 empty] | A55 | white |  | 57 |  | 10000 |  |  | 101 |  |  |  | Instant full light | [19 empty] | Yes | [41 empty] | B22 | Tungsram | 80 | 3000 | 3000 | 720 | 8 |  | Phased-out
93093872 | @LED ECO A55 10W(70) 865 B22 TU | image | datasheet | deeplink |  | 180 |  |  |  | No | [10 empty] | <0.5s | 10 | 220-240V 50/60Hz | Standard | [5 empty] | 0064894502477 | 10064894502474 |  | -20°C | +40°C |  |  | 6 |  | 970 | 97 | >0.5 | [5 empty] | 54 |  |  | 50000 | [7 empty] | A55 | white |  | 57 |  | 10000 |  |  | 101 |  |  |  | Instant full light | [19 empty] | Yes | [41 empty] | B22 | Tungsram | 80 | 6500 | 6500 | 970 | 10 |  | Marked for phase-out
93093870 | LED ECO A55 10W(64) 830 B22 TU | image | datasheet | deeplink |  | 180 |  |  |  | No | [10 empty] | <0.5s | 10 | 220-240V 50/60Hz | Standard | [5 empty] | 0064894502446 | 10064894502443 |  | -20°C | +40°C |  |  | 6 |  | 870 | 87 | >0.5 | [5 empty] | 54 |  |  | 50000 | [7 empty] | A55 | white |  | 57 |  | 10000 |  |  | 101 |  |  |  | Instant full light | [19 empty] | Yes | [41 empty] | B22 | Tungsram | 80 | 3000 | 3000 | 870 | 10 |  | Phased-out
93093868 | @LED ECO A55 8W(58) 865 B22 TU | image | datasheet | deeplink |  | 180 |  |  |  | No | [10 empty] | <0.5s | 8 | 220-240V 50/60Hz | Standard | [5 empty] | 0064894502422 | 10064894502429 |  | -20°C | +40°C |  |  | 6 |  | 770 | 96.25 | >0.5 | [5 empty] | 53 |  |  | 50000 | [7 empty] | A55 | white |  | 57 |  | 10000 |  |  | 101 |  |  |  | Instant full light | [19 empty] | Yes | [41 empty] | B22 | Tungsram | 80 | 6500 | 6500 | 770 | 8 |  | Marked for phase-out
93083678 | @LED HighLumen T80 21W(120) 830 E27 TU | image | datasheet | deeplink |  | 200 |  |  |  | No | [10 empty] | <0.5s | 21 | 220-240V 50/60Hz | Standard | [5 empty] | 5994100090458 | 15994100090455 |  | -20°C | +40°C |  |  | 6 |  | 1900 | 90.5 | >0.5 | [5 empty] | 115 |  |  | 50000 | [6 empty] | 93083684 - LED HighLumen T80 21W(120) 830 E27 TUDS | T80 | White |  | 81 |  | 10000 |  |  | 149 |  |  |  | Instant full light | [19 empty] | Yes | [41 empty] | E27 | Tungsram | 80 | 3000 | 3000 | 1900 | 21 |  | Marked for phase-out
93093867 | @LED ECO A55 8W(55) 830 E27 TU | image | datasheet | deeplink |  | 180 |  |  |  | No | [10 empty] | <0.5s | 8 | 220-240V 50/60Hz | Standard | [5 empty] | 0064894502408 | 10064894502405 |  | -20°C | +40°C |  |  | 6 |  | 720 | 90 | >0.5 | [5 empty] | 48 |  |  | 50000 | [7 empty] | A55 | white |  | 57 |  | 10000 |  |  | 103 |  |  |  | Instant full light | [19 empty] | Yes | [41 empty] | E27 | Tungsram | 80 | 3000 | 3000 | 720 | 8 |  | Marked for phase-out
93093866 | LED ECO A55 8W(55) 830 B22 TU | image | datasheet | deeplink |  | 180 |  |  |  | No | [10 empty] | <0.5s | 8 | 220-240V 50/60Hz | Standard | [5 empty] | 0064894502392 | 10064894502399 |  | -20°C | +40°C |  |  | 6 |  | 720 | 90 | >0.5 | [5 empty] | 53 |  |  | 50000 | [7 empty] | A55 | white |  | 57 |  | 10000 |  |  | 101 |  |  |  | Instant full light | [19 empty] | Yes | [41 empty] | B22 | Tungsram | 80 | 3000 | 3000 | 720 | 8 |  | Phased-out
93095654 | TU 60240LED Fstn41 6K STD TU BL MIH | image | datasheet | deeplink | [18 empty] | 12 |  |  | 0.5 |  | 60 | 10(PC) | 5994100006916 | 25994100006910 | [14 empty] | 41 | [7 empty] | 6000 | 14(PC) | LED 6000K |  |  |  | 11 |  | Single Blister | [23 empty] | 60240 |  |  | 155x114x75mm | [10 empty] | LED | [8 empty] | 2.8 | [22 empty] | SV8.5-8 | Tungsram | [5 empty] | 12 | Available
93095655 | TU 60210LED Fstn41 4K STD TU BL MIH | image | datasheet | deeplink | [18 empty] | 12 |  |  | 0.5 |  | 60 | 10(PC) | 5994100006909 | 25994100006903 | [14 empty] | 41 | [7 empty] | 4000 | 14(PC) | LED 4000K |  |  |  | 11 |  | Single Blister | [23 empty] | 60210 |  |  | 155x114x75mm | [10 empty] | LED | [8 empty] | 2.8 | [22 empty] | SV8.5-8 | Tungsram | [5 empty] | 12 | Available
93074321 | @RP 60170LED T10 6K STD TU BL2 MICN | image | datasheet | deeplink | [18 empty] | 12 |  |  | 0.5 |  | 35 | 20 (PC) | 0064894578090 | 20064894578094 | [14 empty] | 26 | [7 empty] | 6000 | 8.1 (PC) | LED 6000K |  |  |  | 11 |  | Twin Blister | [23 empty] | 60170 |  |  | 155x114x75mm | [10 empty] | LED | [8 empty] | 1.5 | [22 empty] | W2.1x9.5d | Tungsram | [5 empty] | 12 | Phased-out
93080380 | @RP 60140LED T10 4K STD TU BL2 MICN | image | datasheet | deeplink | [18 empty] | 12 |  |  | 0.5 |  | 35 | 20 (PC) | 0064894584053 | 20064894584057 | [14 empty] | 26 | [7 empty] | 4000 | 8.1 (PC) | LED 4000K |  |  |  | 11 |  | Twin Blister | [23 empty] | 60140 |  |  | 155x114x75mm | [10 empty] | LED | [8 empty] | 2 | [22 empty] | W2.1x9.5d | Tungsram | [5 empty] | 12 | Phased-out
93103548 | TU 53110SUP B2 H11 E1 12V55WPGJ19-2TUMIH | image | datasheet | deeplink | [18 empty] | 12 |  | 250 | 55 |  | 1350 | 9(SET) | 5994100007852 | 25994100007856 | [14 empty] | 68 | [7 empty] | up to 5000K | 108(SET) | H11 |  |  |  | 11 |  | Carton Twin box | [13 empty] | E mark | [9 empty] | 53110SUP |  |  | 295x170x121 (mm) | [10 empty] | H11 | [8 empty] | 19 | [22 empty] | PGJ19-2 | Tungsram | [5 empty] | 12 | Available
93103547 | TU 58520SUP B2 H7 E1 12V 55W PX26dTUMIH | image | datasheet | deeplink | [18 empty] | 12 |  | 250 | 55 |  | 1500 | 9(SET) | 5994100007845 | 25994100007849 | [14 empty] | 60 | [7 empty] | up to 5000K | 51.9 (SET) | H7 |  |  |  | 11 |  | Carton Twin box | [13 empty] | E mark | [9 empty] | 58520SUP |  |  | 299x165x112 (mm) | [10 empty] | H7 | [8 empty] | 12.4 | [22 empty] | PX26d | Tungsram | [5 empty] | 12 | Available
93103546 | TU 50440SUP B2 H4 E1 12V60/55W P43tTUMIH | image | datasheet | deeplink | [18 empty] | 12 |  | 250 | 60/55 |  | 1650/1000 | 9(SET) | 5994100007838 | 25994100007832 | [14 empty] | 87 | [7 empty] | up to 5000K | 132(SET) | H4 |  |  |  | 16.18 |  | Carton Twin box | [13 empty] | E mark | [9 empty] | 50440SUP |  |  | 295x170x121 (mm) | [10 empty] | H4 | [8 empty] | 25 | [22 empty] | P43t | Tungsram | [5 empty] | 12 | Available
93102855 | TU 50310SUP B2 H1 E1 12V55W P14.5sTUMIH | image | datasheet | deeplink | [18 empty] | 12 |  | 250 | 55 |  | 1550 | 9(SET) | 5994100008316 | 25994100008310 | [14 empty] | 62.5 | [7 empty] | up to 5000K | 56(SET) | H1 |  |  |  | 8.5 |  | Carton Twin box | [13 empty] | E mark | [9 empty] | 50310SUP |  |  | 295x170x121 (mm) | [10 empty] | H1 | [8 empty] | 6 | [22 empty] | P14.5s | Tungsram | [5 empty] | 12 | Available
93100448 | TU 50440NXNU B2 H4 12V60/55WE1P43T TUMIH | image | datasheet | deeplink | [18 empty] | 12 |  | 250 | 60/55 |  | 1650/1000 | 9(SET) | 5994100008118 | 25994100008112 | [14 empty] | 87 | [8 empty] | 132(SET) | H4 |  |  |  | 16.18 |  | Carton Twin box | [13 empty] | E mark | [9 empty] | 50440NXNU |  |  | 295x170x121 (mm) | [10 empty] | H4 | [8 empty] | 25 | [22 empty] | P43t | Tungsram | [5 empty] | 12 | Available
93100449 | TU 58520NXNU B2 H7 E1 12V55W PX26D TUMIH | image | datasheet | deeplink | [18 empty] | 12 |  | 250 | 55 |  | 1500 | 9(SET) | 5994100008125 | 25994100008129 | [14 empty] | 60 | [8 empty] | 51.9 (SET) | H7 |  |  |  | 11 |  | Carton Twin box | [13 empty] | E mark | [9 empty] | 58520NXNU |  |  | 299x165x112 (mm) | [10 empty] | H7 | [8 empty] | 14.2 | [22 empty] | PX26d | Tungsram | [5 empty] | 12 | Available
93094492 | LED Start GU10 5W(50) 865 35° TU 1/8DS | image | datasheet | deeplink |  | 35 | 700 |  |  | No | [8 empty] | 5 |  |  | 5 | 220-240 | Direct Shipment | [5 empty] | 0064894509612 | 30064894509613 | [5 empty] | 8 |  | 360 | 72 | 0.5 | [5 empty] | 29 |  |  | 50 000 | [7 empty] | PAR | White |  | 50 | Box | 15 000 |  |  | 53 | [5 empty] | 360 | [17 empty] | Yes | [34 empty] | 93118705 | [6 empty] | GU10 | Tungsram | 80 | 6500 | 6500 | 380 | 5 |  | Phased-out
93094490 | LED Start GU10 5W(50) 840 35° TU 1/8DS | image | datasheet | deeplink |  | 35 | 700 |  |  | No | [8 empty] | 5 |  |  | 5 | 220-240 | Direct Shipment | [5 empty] | 0064894509605 | 30064894509606 | [5 empty] | 8 |  | 365 | 73 | 0.5 | [5 empty] | 29 |  |  | 50 000 | [7 empty] | PAR | White |  | 50 | Box | 15 000 |  |  | 53 | [5 empty] | 365 | [17 empty] | Yes | [34 empty] | 93118704 | [6 empty] | GU10 | Tungsram | 80 | 4000 | 4000 | 390 | 5 |  | Phased-out
93094488 | LED Start GU10 5W(50) 830 35° TU 1/8DS | image | datasheet | deeplink |  | 35 | 700 |  |  | No | [8 empty] | 5 |  |  | 5 | 220-240 | Direct Shipment | [5 empty] | 0064894509599 | 30064894509590 | [5 empty] | 8 |  | 360 | 72 | 0.5 | [5 empty] | 29 |  |  | 50 000 | [7 empty] | PAR | White |  | 50 | Box | 15 000 |  |  | 53 | [5 empty] | 360 | [17 empty] | Yes | [34 empty] | 93118703 | [6 empty] | GU10 | Tungsram | 80 | 3000 | 3000 | 380 | 5 |  | Phased-out
93094486 | LED Start GU10 5W(50) 827 35° TU 1/8DS | image | datasheet | deeplink |  | 35 | 700 |  |  | No | [8 empty] | 5 |  |  | 5 | 220-240 | Direct Shipment | [5 empty] | 0064894585678 | 20064894585672 | [5 empty] | 8 |  | 345 | 69 | 0.5 | [5 empty] | 29 |  |  | 50 000 | [7 empty] | PAR | White |  | 50 | Box | 15 000 |  |  | 53 | [5 empty] | 345 | [17 empty] | Yes | [34 empty] | 93118702 | [6 empty] | GU10 | Tungsram | 80 | 2700 | 2700 | 360 | 5 |  | Phased-out
93094485 | LED Start GU10 3.5W(35) 865 35° TU 1/8DS | image | datasheet | deeplink |  | 35 | 550 |  |  | No | [8 empty] | 3.5 |  |  | 3.5 | 220-240 | Direct Shipment | [5 empty] | 0064894509582 | 30064894509583 | [5 empty] | 8 |  | 240 | 68.5714 | 0.5 | [5 empty] | 29 |  |  | 50 000 | [7 empty] | PAR | White |  | 50 | Box | 15 000 |  |  | 53 | [5 empty] | 240 | [17 empty] | Yes | [34 empty] | 93118701 | [6 empty] | GU10 | Tungsram | 80 | 6500 | 6500 | 250 | 3.5 |  | Phased-out
93094483 | LED Start GU10 3.5W(35) 840 35° TU 1/8DS | image | datasheet | deeplink |  | 35 | 550 |  |  | No | [8 empty] | 3.5 |  |  | 3.5 | 220-240 | Direct Shipment | [5 empty] | 0064894509575 | 30064894509576 | [5 empty] | 8 |  | 250 | 71.4286 | 0.5 | [5 empty] | 29 |  |  | 50 000 | [7 empty] | PAR | White |  | 50 | Box | 15 000 |  |  | 53 | [5 empty] | 250 | [17 empty] | Yes | [34 empty] | 93118700 | [6 empty] | GU10 | Tungsram | 80 | 4000 | 4000 | 270 | 3.5 |  | Phased-out
93094481 | LED Start GU10 3.5W(35) 830 35° TU 1/8DS | image | datasheet | deeplink |  | 35 | 550 |  |  | No | [8 empty] | 3.5 |  |  | 3.5 | 220-240 | Direct Shipment | [5 empty] | 0064894509551 | 30064894509552 | [5 empty] | 8 |  | 240 | 68.5714 | 0.5 | [5 empty] | 29 |  |  | 50 000 | [7 empty] | PAR | White |  | 50 | Box | 15 000 |  |  | 53 | [5 empty] | 240 | [17 empty] | Yes | [34 empty] | 93118699 | [6 empty] | GU10 | Tungsram | 80 | 3000 | 3000 | 250 | 3.5 |  | Phased-out
93094479 | LED Start GU10 3.5W(35) 827 35° TU 1/8DS | image | datasheet | deeplink |  | 35 | 550 |  |  | No | [8 empty] | 3.5 |  |  | 3.5 | 220-240 | Direct Shipment | [5 empty] | 0064894585661 | 20064894585665 | [5 empty] | 8 |  | 230 | 65.7143 | 0.5 | [5 empty] | 29 |  |  | 50 000 | [7 empty] | PAR | White |  | 50 | Box | 15 000 |  |  | 53 | [5 empty] | 230 | [17 empty] | Yes | [34 empty] | 93118698 | [6 empty] | GU10 | Tungsram | 80 | 2700 | 2700 | 240 | 3.5 |  | Phased-out
93094491 | LED Start GU10 5W(50) 865 35° TU 1/8 | image | datasheet | deeplink |  | 35 | 700 |  |  | No | [8 empty] | 5 |  |  | 5 | 220-240 | Standard | [5 empty] | 0064894509612 | 20064894509616 | [5 empty] | 8 |  | 360 | 72 | 0.5 | [5 empty] | 29 |  |  | 50 000 | [7 empty] | PAR | White |  | 50 | Box | 15 000 |  |  | 53 | [5 empty] | 360 | [17 empty] | Yes | [34 empty] | 93118697 | [6 empty] | GU10 | Tungsram | 80 | 6500 | 6500 | 380 | 5 |  | Phased-out
93094489 | @LED Start GU10 5W(50) 840 35° TU 1/8 | image | datasheet | deeplink |  | 35 | 700 |  |  | No | [8 empty] | 5 |  |  | 5 | 220-240 | Standard | [5 empty] | 0064894509605 | 20064894509609 | [5 empty] | 8 |  | 365 | 73 | 0.5 | [5 empty] | 29 |  |  | 50 000 | [7 empty] | PAR | White |  | 50 | Box | 15 000 |  |  | 53 | [5 empty] | 365 | [17 empty] | Yes | [34 empty] | 93118696 | [6 empty] | GU10 | Tungsram | 80 | 4000 | 4000 | 390 | 5 |  | Marked for phase-out
93094487 | @LED Start GU10 5W(50) 830 35° TU 1/8 | image | datasheet | deeplink |  | 35 | 700 |  |  | No | [8 empty] | 5 |  |  | 5 | 220-240 | Standard | [5 empty] | 0064894509599 | 20064894509593 | [5 empty] | 8 |  | 360 | 72 | 0.5 | [5 empty] | 29 |  |  | 50 000 | [7 empty] | PAR | White |  | 50 | Box | 15 000 |  |  | 53 | [5 empty] | 360 | [17 empty] | Yes | [34 empty] | 93118615 | [6 empty] | GU10 | Tungsram | 80 | 3000 | 3000 | 380 | 5 |  | Phased-out
93067832 | @LED Start GU10 5W(50) 827 35° TU 1/8 | image | datasheet | deeplink |  | 35 | 700 |  |  | No | [8 empty] | 5 |  |  | 5 | 220-240 | Standard | [5 empty] | 0064894585678 | 10064894585675 | [5 empty] | 8 |  | 345 | 69 | 0.5 | [5 empty] | 29 |  |  | 50 000 | [7 empty] | PAR | White |  | 50 | Box | 15 000 |  |  | 53 | [5 empty] | 345 | [17 empty] | Yes | [34 empty] | 93118611 | [6 empty] | GU10 | Tungsram | 80 | 2700 | 2700 | 360 | 5 |  | Marked for phase-out
93094484 | LED Start GU10 3.5W(35) 865 35° TU 1/8 | image | datasheet | deeplink |  | 35 | 550 |  |  | No | [8 empty] | 3.5 |  |  | 3.5 | 220-240 | Standard | [5 empty] | 0064894509582 | 20064894509586 | [5 empty] | 8 |  | 240 | 68.5714 | 0.5 | [5 empty] | 29 |  |  | 50 000 | [7 empty] | PAR | White |  | 50 | Box | 15 000 |  |  | 53 | [5 empty] | 240 | [17 empty] | Yes | [34 empty] | 93118614 | [6 empty] | GU10 | Tungsram | 80 | 6500 | 6500 | 250 | 3.5 |  | Phased-out
93094482 | @LED Start GU10 3.5W(35) 840 35° TU 1/8 | image | datasheet | deeplink |  | 35 | 550 |  |  | No | [8 empty] | 3.5 |  |  | 3.5 | 220-240 | Standard | [5 empty] | 0064894509575 | 20064894509579 | [5 empty] | 8 |  | 250 | 71.4286 | 0.5 | [5 empty] | 29 |  |  | 50 000 | [7 empty] | PAR | White |  | 50 | Box | 15 000 |  |  | 53 | [5 empty] | 250 | [17 empty] | Yes | [34 empty] | 93118613 | [6 empty] | GU10 | Tungsram | 80 | 4000 | 4000 | 270 | 3.5 |  | Marked for phase-out
93094480 | LED Start GU10 3.5W(35) 830 35° TU 1/8 | image | datasheet | deeplink |  | 35 | 550 |  |  | No | [8 empty] | 3.5 |  |  | 3.5 | 220-240 | Standard | [5 empty] | 0064894509551 | 20064894509555 | [5 empty] | 8 |  | 240 | 68.5714 | 0.5 | [5 empty] | 29 |  |  | 50 000 | [7 empty] | PAR | White |  | 50 | Box | 15 000 |  |  | 53 | [5 empty] | 240 | [17 empty] | Yes | [34 empty] | 93118612 | [6 empty] | GU10 | Tungsram | 80 | 3000 | 3000 | 250 | 3.5 |  | Phased-out
93067831 | @LED Start GU10 3.5W(35) 827 35° TU 1/8 | image | datasheet | deeplink |  | 35 | 550 |  |  | No | [8 empty] | 3.5 |  |  | 3.5 | 220-240 | Standard | [5 empty] | 0064894585661 | 10064894585668 | [5 empty] | 8 |  | 230 | 65.7143 | 0.5 | [5 empty] | 29 |  |  | 50 000 | [7 empty] | PAR | White |  | 50 | Box | 15 000 |  |  | 53 | [5 empty] | 230 | [17 empty] | Yes | [34 empty] | 93118610 | [6 empty] | GU10 | Tungsram | 80 | 2700 | 2700 | 240 | 3.5 |  | Marked for phase-out
93094477 | @LED ESmart MR16 8W(50)Dim 840 35°TU | image | datasheet | deeplink |  | 35 | 1400 |  |  | Yes | [8 empty] | 8 |  |  | 9 | 12 | Standard | [5 empty] | 0064894503948 | 10064894503945 |  | -20°C | +40°C |  |  | 8 |  | 630 | 81 | 0.8 | [7 empty] | <1sec/instant | 50000 | [7 empty] | Reflector | White |  | 50 | Box | 25000 | [8 empty] | 630 | [17 empty] | Yes | [41 empty] | GU5.3 | Tungsram | 80 | 4000 | 4000 | 670 | 8 |  | Marked for phase-out
93094475 | LED ESmart MR16 8W(50)Dim 830 35° TU | image | datasheet | deeplink |  | 35 | 1350 |  |  | Yes | [8 empty] | 8 |  |  | 9 | 12 | Standard | [5 empty] | 0064894503931 | 10064894503938 |  | -20°C | +40°C |  |  | 8 |  | 621 | 81 | 0.8 | [7 empty] | <1sec/instant | 50000 | [7 empty] | Reflector | White |  | 50 | Box | 25000 | [8 empty] | 621 | [17 empty] | Yes | [41 empty] | GU5.3 | Tungsram | 80 | 3000 | 3000 | 650 | 8 |  | Phased-out
93094473 | @LED ESmart MR16 8W(50)Dim 827 35° TU | image | datasheet | deeplink |  | 35 | 1350 |  |  | Yes | [8 empty] | 8 |  |  | 9 | 12 | Standard | [5 empty] | 0064894500190 | 20064894500194 |  | -20°C | +40°C |  |  | 8 |  | 621 | 81 | 0.8 | [7 empty] | <1sec/instant | 50000 | [7 empty] | Reflector | White |  | 50 | Box | 25000 | [8 empty] | 621 | [17 empty] | Yes | [41 empty] | GU5.3 | Tungsram | 80 | 2700 | 2700 | 650 | 8 |  | Marked for phase-out
93092517 | @LED 20/T8SG TU 15k 1.5m/865/220-240V | image | datasheet | deeplink |  | 200° |  |  |  | No | F |  | 180mA |  |  | <6 steps |  |  | 20 |  | <0.5 sec | 20 | 220-240 | Standard | [5 empty] | 0064894599811 | 10064894599818 |  |  |  | -20…+40°C |  | 15 |  | 2050 | 103 | >0.5 |  | 865 |  |  | 1514.2 | 260 |  |  | 30000 | [6 empty] | 93092526 - LED 20/T8SG TU 15k 1.5m/865/220-240V DS | T8 | Diffuse | 28 |  | sleeve | 15000 | 353 |  | 1500 | [9 empty] | CE certified | Bx |  |  | SL 75 | [6 empty] | SP 750 |  | 1545x155x105mm | Yes | Universal | [12 empty] | No | [27 empty] | G13 | Tungsram | 80 | 6500 | 6500 | 2050 | 20 |  | Marked for phase-out
93092516 | @LED 20/T8SG TU 15k 1.5m/840/220-240V | image | datasheet | deeplink |  | 200° |  |  |  | No | F |  | 180mA |  |  | <6 steps |  |  | 20 |  | <0.5 sec | 20 | 220-240 | Standard | [5 empty] | 0064894599804 | 10064894599801 |  |  |  | -20…+40°C |  | 15 |  | 2050 | 103 | >0.5 |  | 840 |  |  | 1514.2 | 260 |  |  | 30000 | [6 empty] | 93092525 - LED 20/T8SG TU 15k 1.5m/840/220-240V DS | T8 | Diffuse | 28 |  | sleeve | 15000 | 353 |  | 1500 | [9 empty] | CE certified | Bx |  |  | SL 75 | [6 empty] | SP 750 |  | 1545x155x105mm | Yes | Universal | [12 empty] | No | [27 empty] | G13 | Tungsram | 80 | 4000 | 4000 | 2050 | 20 |  | Marked for phase-out
93092515 | LED 20/T8SG TU 15k 1.5m/830/220-240V | image | datasheet | deeplink |  | 200° |  |  |  | No | A+ |  | 180mA |  |  | <6 steps |  |  | 20 |  | <0.5 sec | 20 | 220-240 | Standard | [5 empty] | 0064894599798 | 10064894599795 |  |  |  | -20…+40°C |  | 15 |  | 2000 | 100 | >0.5 |  | 830 |  |  | 1514.2 | 260 |  |  | 30000 | [7 empty] | T8 | Diffuse | 28 |  | sleeve | 15000 | 353 |  | 1500 | [9 empty] | CE certified | Bx |  |  | SL 75 | [6 empty] | SP 750 |  | 1545x155x105mm | Yes | Universal | [12 empty] | No | [27 empty] | G13 | Tungsram | 80 | 3000 | 3000 | 2000 | 20 |  | Phased-out
93092514 | @LED 16/T8SG TU 15k 1.2m/865/220-240V | image | datasheet | deeplink |  | 200° |  |  |  | No | F |  | 145mA |  |  | <6 steps |  |  | 16 |  | <0.5 sec | 16 | 220-240 | Standard | [5 empty] | 0064894599781 | 10064894599788 |  |  |  | -20…+40°C |  | 15 |  | 1600 | 100 | >0.5 |  | 865 |  |  | 1214 | 205 |  |  | 30000 | [6 empty] | 93092523 - LED 16/T8SG TU 15k 1.2m/865/220-240V DS | T8 | Diffuse | 28 |  | sleeve | 15000 | 279 |  | 1200 | [9 empty] | CE certified | Bx |  |  | SL 75 | [6 empty] | SP 750 |  | 1245x155x105mm | Yes | Universal | [12 empty] | No | [27 empty] | G13 | Tungsram | 80 | 6500 | 6500 | 1600 | 16 |  | Phased-out
93092513 | @LED 16/T8SG TU 15k 1.2m/840/220-240V | image | datasheet | deeplink |  | 200° |  |  |  | No | F |  | 145mA |  |  | <6 steps |  |  | 16 |  | <0.5 sec | 16 | 220-240 | Standard | [5 empty] | 0064894599774 | 10064894599771 |  |  |  | -20…+40°C |  | 15 |  | 1600 | 100 | >0.5 |  | 840 |  |  | 1214 | 205 |  |  | 30000 | [6 empty] | 93092522 - LED 16/T8SG TU 15k 1.2m/840/220-240V DS | T8 | Diffuse | 28 |  | sleeve | 15000 | 279 |  | 1200 | [9 empty] | CE certified | Bx |  |  | SL 75 | [6 empty] | SP 750 |  | 1245x155x105mm | Yes | Universal | [12 empty] | No | [27 empty] | G13 | Tungsram | 80 | 4000 | 4000 | 1600 | 16 |  | Phased-out
93092512 | LED 16/T8SG TU 15k 1.2m/830/220-240V | image | datasheet | deeplink |  | 200° |  |  |  | No | A+ |  | 145mA |  |  | <6 steps |  |  | 16 |  | <0.5 sec | 16 | 220-240 | Standard | [5 empty] | 0064894599767 | 10064894599764 |  |  |  | -20…+40°C |  | 15 |  | 1550 | 97 | >0.5 |  | 830 |  |  | 1214 | 205 |  |  | 30000 | [7 empty] | T8 | Diffuse | 28 |  | sleeve | 15000 | 279 |  | 1200 | [9 empty] | CE certified | Bx |  |  | SL 75 | [6 empty] | SP 750 |  | 1245x155x105mm | Yes | Universal | [12 empty] | No | [27 empty] | G13 | Tungsram | 80 | 3000 | 3000 | 1550 | 16 |  | Phased-out
93092511 | @LED 8/T8SG TU 15k 0.6m/865/220-240V | image | datasheet | deeplink |  | 200° |  |  |  | No | F |  | 76mA |  |  | <6 steps |  |  | 8 |  | <0.5 sec | 8 | 220-240 | Standard | [5 empty] | 0064894599750 | 10064894599757 |  |  |  | -20…+40°C |  | 15 |  | 800 | 100 | >0.5 |  | 865 |  |  | 604 | 110 |  |  | 30000 | [6 empty] | 93092520 - LED 8/T8SG TU 15k 0.6m/840/220-240V DS | T8 | Diffuse | 28 |  | sleeve | 15000 | 150 |  | 600 | [9 empty] | CE certified | Bx |  |  | 120 | 150 | [5 empty] | 1200 |  | 635x155x105mm | Yes | Universal | [10 empty] | 1500 |  | No | [27 empty] | G13 | Tungsram | 80 | 6500 | 6500 | 800 | 8 |  | Marked for phase-out
93092510 | @LED 8/T8SG TU 15k 0.6m/840/220-240V | image | datasheet | deeplink |  | 200° |  |  |  | No | F |  | 76mA |  |  | <6 steps |  |  | 8 |  | <0.5 sec | 8 | 220-240 | Standard | [5 empty] | 0064894599743 | 10064894599740 |  |  |  | -20…+40°C |  | 15 |  | 800 | 100 | >0.5 |  | 840 |  |  | 604 | 110 |  |  | 30000 | [6 empty] | 93092519 - LED 8/T8SG TU 15k 0.6m/840/220-240V DS | T8 | Diffuse | 28 |  | sleeve | 15000 | 150 |  | 600 | [9 empty] | CE certified | Bx |  |  | 120 | 150 | [5 empty] | 1200 |  | 635x155x105mm | Yes | Universal | [10 empty] | 1500 |  | No | [27 empty] | G13 | Tungsram | 80 | 4000 | 4000 | 800 | 8 |  | Marked for phase-out
93092509 | LED 8/T8SG TU 15k 0.6m/830/220-240V | image | datasheet | deeplink |  | 200° |  |  |  | No | A+ |  | 76mA |  |  | <6 steps |  |  | 8 |  | <0.5 sec | 8 | 220-240 | Standard | [5 empty] | 0064894599736 | 10064894599733 |  |  |  | -20…+40°C |  | 15 |  | 750 | 94 | >0.5 |  | 830 |  |  | 604 | 110 |  |  | 30000 | [7 empty] | T8 | Diffuse | 28 |  | sleeve | 15000 | 150 |  | 600 | [9 empty] | CE certified | Bx |  |  | 120 | 150 | [5 empty] | 1200 |  | 635x155x105mm | Yes | Universal | [10 empty] | 1500 |  | No | [27 empty] | G13 | Tungsram | 80 | 3000 | 3000 | 750 | 8 |  | Phased-out
93076824 | LED 17/T8VG 1.2m/830/100-240V 1/15 | image | datasheet | deeplink |  | 200° |  |  |  | No | A+ |  |  |  |  | <6 steps |  |  | 17 |  | <0.5 sec | 17 | 100-240 | [6 empty] | 0064894583780 | 10064894583787 |  |  |  | -30…+50°C |  | 15 |  | 2000 | 117.6471 | >0.9 |  | 830 |  |  | 1214 | 0.255 |  |  | 50000 | [6 empty] | 93076932 - LED 17/T8VG 1.2m/830/100-240V 1/15DS | T8 | Diffuse | 28 |  | sleeve | 50000 | 0.374 |  | 1200 | [9 empty] | CE certified | Corrugated box | [11 empty] | 1305*165*105mm | Yes | Universal | [12 empty] | No | [27 empty] | G13 | GE Lighting | 80 | 3000 | 3000 | 2000 | 17 |  | Phased-out
93094472 | LED Start MR16 7W(50) 840 35° TU 1/8DS | image | datasheet | deeplink |  | 35 | 1300 |  |  | No | F | [6 empty] | 1300 | 7 |  |  | 7.7 | 12 | Direct Shipment | [5 empty] | 5994100089964 | 15994100089961 | [5 empty] | 8 |  | 630 | 90 | 0.9 | [5 empty] | 40 |  |  | 30000 | [7 empty] | Reflector | White |  | 50 | Box | 15 000 |  |  | 45 | [5 empty] | 630 | [17 empty] | Yes | [10 empty] | 12 | [30 empty] | GU5.3 | Tungsram | 80 | 4000 | 4000 | 670 | 7 |  | Available
93094471 | LED Start MR16 7W(50) 840 35°TU 1/8 | image | datasheet | deeplink |  | 35 | 1300 |  |  | No | F | [6 empty] | 1300 | 7 |  |  | 7.7 | 12 | Standard | [5 empty] | 5994100089957 | 15994100089954 | [5 empty] | 8 |  | 630 | 90 | 0.9 | [5 empty] | 40 |  |  | 30000 | [6 empty] | 93094472 - LED Start MR16 7W(50) 840 35° TU 1/8DS | Reflector | White |  | 50 | Box | 25 000 |  |  | 45 | [5 empty] | 630 | [17 empty] | Yes | [10 empty] | 12 | [30 empty] | GU5.3 | Tungsram | 80 | 4000 | 4000 | 670 | 7 |  | Available
93094470 | LED Start MR16 7W(50) 830 35° TU 1/8DS | image | datasheet | deeplink |  | 35 | 1200 |  |  | No | F | [6 empty] | 1200 | 7 |  |  | 7.7 | 12 | Direct Shipment | [5 empty] | 5994100089940 | 15994100089947 | [5 empty] | 8 |  | 621 | 88.7143 | 0.9 | [5 empty] | 40 |  |  | 30000 | [7 empty] | Reflector | White |  | 50 | Box | 15 000 |  |  | 45 | [5 empty] | 621 | [17 empty] | Yes | [10 empty] | 12 | [30 empty] | GU5.3 | Tungsram | 80 | 3000 | 3000 | 650 | 7 |  | Available
93094469 | LED Start MR16 7W(50) 830 35° TU 1/8 | image | datasheet | deeplink |  | 35 | 1200 |  |  | No | F | [6 empty] | 1200 | 7 |  |  | 7.7 | 12 | Standard | [5 empty] | 5994100089933 | 15994100089930 | [5 empty] | 8 |  | 621 | 88.7143 | 0.9 | [5 empty] | 40 |  |  | 30000 | [6 empty] | 93094470 - LED Start MR16 7W(50) 830 35° TU 1/8DS | Reflector | White |  | 50 | Box | 25 000 |  |  | 45 | [5 empty] | 621 | [17 empty] | Yes | [10 empty] | 12 | [30 empty] | GU5.3 | Tungsram | 80 | 3000 | 3000 | 650 | 7 |  | Available
93094468 | LED Start MR16 7W(50) 827 35° TU 1/8DS | image | datasheet | deeplink |  | 35 | 1200 |  |  | No | F | [6 empty] | 1200 | 7 |  |  | 7.7 | 12 | Direct Shipment | [5 empty] | 5994100099536 | 15994100090837 | [5 empty] | 8 |  | 621 | 88.7143 | 0.9 | [5 empty] | 40 |  |  | 30000 | [7 empty] | Reflector | White |  | 50 | Box | 15 000 |  |  | 45 | [5 empty] | 621 | [17 empty] | Yes | [10 empty] | 12 | [30 empty] | GU5.3 | Tungsram | 80 | 2700 | 2700 | 650 | 7 |  | Available
93094467 | LED Start MR16 7W(50) 827 35° TU 1/8 | image | datasheet | deeplink |  | 35 | 1200 |  |  | No | F | [6 empty] | 1200 | 7 |  |  | 7.7 | 12 | Standard | [5 empty] | 5994100090328 | 15994100090325 | [5 empty] | 8 |  | 621 | 88.7143 | 0.9 | [5 empty] | 40 |  |  | 30000 | [6 empty] | 93094468 - LED Start MR16 7W(50) 827 35° TU 1/8DS | Reflector | White |  | 50 | Box | 25 000 |  |  | 45 | [5 empty] | 621 | [17 empty] | Yes | [10 empty] | 12 | [30 empty] | GU5.3 | Tungsram | 80 | 2700 | 2700 | 650 | 7 |  | Available
93094460 | LED Start MR16 5W(35) 840 35° TU 1/8DS | image | datasheet | deeplink |  | 35 | 750 |  |  | No | G | [6 empty] | 750 | 5 |  |  | 5.5 | 12 | Direct Shipment | [5 empty] | 5994100090823 | 15994100090820 | [5 empty] | 8 |  | 360 | 72 | 0.7 | [5 empty] | 25 |  |  | 30000 | [7 empty] | Reflector | White |  | 50 | Box | 15 000 |  |  | 45 | [5 empty] | 360 | [17 empty] | Yes | [10 empty] | 12 | [30 empty] | GU5.3 | Tungsram | 80 | 4000 | 4000 | 400 | 5 |  | Available
93094459 | LED Start MR16 5W(35) 840 35° TU 1/8 | image | datasheet | deeplink |  | 35 | 750 |  |  | No | G | [6 empty] | 750 | 5 |  |  | 5.5 | 12 | Standard | [5 empty] | 5994100090311 | 15994100090318 | [5 empty] | 8 |  | 360 | 72 | 0.7 | [5 empty] | 25 |  |  | 30000 | [6 empty] | 93094460 - LED Start MR16 5W(35) 840 35° TU 1/8DS | Reflector | White |  | 50 | Box | 25 000 |  |  | 45 | [5 empty] | 360 | [17 empty] | Yes | [10 empty] | 12 | [30 empty] | GU5.3 | Tungsram | 80 | 4000 | 4000 | 400 | 5 |  | Available
93094458 | LED Start MR16 5W(35) 830 35° TU 1/8DS | image | datasheet | deeplink |  | 35 | 700 |  |  | No | G | [6 empty] | 700 | 5 |  |  | 5.5 | 12 | Direct Shipment | [5 empty] | 5994100090809 | 15994100090806 | [5 empty] | 8 |  | 350 | 70 | 0.7 | [5 empty] | 25 |  |  | 30000 | [7 empty] | Reflector | White |  | 50 | Box | 15 000 |  |  | 45 | [5 empty] | 350 | [17 empty] | Yes | [10 empty] | 12 | [30 empty] | GU5.3 | Tungsram | 80 | 3000 | 3000 | 380 | 5 |  | Available
93094457 | LED Start MR16 5W(35) 830 35° TU 1/8 | image | datasheet | deeplink |  | 35 | 700 |  |  | No | G | [6 empty] | 700 | 5 |  |  | 5.5 | 12 | Standard | [5 empty] | 5994100089902 | 15994100089909 | [5 empty] | 8 |  | 350 | 70 | 0.7 | [5 empty] | 25 |  |  | 30000 | [6 empty] | 93094458 - LED Start MR16 5W(35) 830 35° TU 1/8DS | Reflector | White |  | 50 | Box | 25 000 |  |  | 45 | [5 empty] | 350 | [17 empty] | Yes | [10 empty] | 12 | [30 empty] | GU5.3 | Tungsram | 80 | 3000 | 3000 | 380 | 5 |  | Available
93094456 | LED Start MR16 5W(35) 827 35° TU 1/8DS | image | datasheet | deeplink |  | 35 | 700 |  |  | No | G | [6 empty] | 700 | 5 |  |  | 5.5 | 12 | Direct Shipment | [5 empty] | 5994100099529 | 15994100090783 | [5 empty] | 8 |  | 350 | 70 | 0.7 | [5 empty] | 25 |  |  | 30000 | [7 empty] | Reflector | White |  | 50 | Box | 15 000 |  |  | 45 | [5 empty] | 350 | [17 empty] | Yes | [10 empty] | 12 | [30 empty] | GU5.3 | Tungsram | 80 | 2700 | 2700 | 380 | 5 |  | Available
93094225 | LED Start MR16 5W(35) 827 35° TU 1/8 | image | datasheet | deeplink |  | 35 | 700 |  |  | No | G | [6 empty] | 700 | 5 |  |  | 5.5 | 12 | Standard | [5 empty] | 5994100089896 | 15994100089893 | [5 empty] | 8 |  | 350 | 70 | 0.7 | [5 empty] | 25 |  |  | 30000 | [6 empty] | 93094456 - LED Start MR16 5W(35) 827 35° TU 1/8DS | Reflector | White |  | 50 | Box | 15000 |  |  | 45 | [5 empty] | 350 | [17 empty] | Yes | [10 empty] | 12 | [30 empty] | GU5.3 | Tungsram | 80 | 2700 | 2700 | 380 | 5 |  | Available
93094518 | @LED R111 15W(100)Dim 940 40° TU | image | datasheet | deeplink |  | 40 |  |  |  | Yes | [7 empty] | 1400 | 15 |  |  | 16.5 |  | Standard | [5 empty] | 0064894502552 | 10064894502559 | [5 empty] | 10 |  | 800 |  | >0.85 | [8 empty] | 100000 | [7 empty] | Reflector | White |  | 110.6 | BOX | 25 000 |  |  | 55.7 | [5 empty] | 800 |  |  |  | For MEA only. nonCE | [24 empty] | 12V | [12 empty] | Yes | [17 empty] | G53 | Tungsram | 90 | 4000 | 4000 | 1000 | 15 |  | Marked for phase-out
93094517 | LED R111 15W(100)Dim 940 25° TU | image | datasheet | deeplink |  | 25 |  |  |  | Yes | [7 empty] | 2200 | 15 |  |  | 16.5 |  | Standard | [5 empty] | 0064894502545 | 10064894502542 | [5 empty] | 10 |  | 900 |  | >0.85 | [8 empty] | 100000 | [7 empty] | Reflector | White |  | 110.6 | BOX | 25 000 |  |  | 55.7 | [5 empty] | 900 |  |  |  | For MEA only. nonCE | [24 empty] | 12V | [12 empty] | Yes | [17 empty] | G53 | Tungsram | 90 | 4000 | 4000 | 1000 | 15 |  | Phased-out
93094516 | @LED R111 15W(85)Dim 930 40° TU | image | datasheet | deeplink |  | 40 |  |  |  | Yes | [7 empty] | 1400 | 15 |  |  | 16.5 |  | Standard | [5 empty] | 0064894502538 | 10064894502535 | [5 empty] | 10 |  | 800 |  | >0.85 | [8 empty] | 100000 | [7 empty] | Reflector | White |  | 110.6 | BOX | 25 000 |  |  | 55.7 | [5 empty] | 800 |  |  |  | For MEA only. nonCE | [24 empty] | 12V | [12 empty] | Yes | [17 empty] | G53 | Tungsram | 90 | 3000 | 3000 | 950 | 15 |  | Marked for phase-out
93094515 | LED R111 15W(90)Dim 930 25° TU | image | datasheet | deeplink |  | 25 |  |  |  | Yes | [7 empty] | 2000 | 15 |  |  | 16.5 |  | Standard | [5 empty] | 0064894502521 | 10064894502528 | [5 empty] | 10 |  | 850 |  | >0.85 | [8 empty] | 100000 | [7 empty] | Reflector | White |  | 110.6 | BOX | 25 000 |  |  | 55.7 | [5 empty] | 850 |  |  |  | For MEA only. nonCE | [24 empty] | 12V | [12 empty] | Yes | [17 empty] | G53 | Tungsram | 90 | 3000 | 3000 | 950 | 15 |  | Phased-out
93094514 | @LED R111 15W(85)Dim 927 40° TU | image | datasheet | deeplink |  | 40 |  |  |  | Yes | [7 empty] | 1400 | 15 |  |  | 16.5 |  | Standard | [5 empty] | 0064894502514 | 10064894502511 | [5 empty] | 10 |  | 800 |  | >0.85 | [8 empty] | 100000 | [7 empty] | Reflector | White |  | 110.6 | BOX | 25 000 |  |  | 55.7 | [5 empty] | 800 |  |  |  | For MEA only. nonCE | [24 empty] | 12V | [12 empty] | Yes | [17 empty] | G53 | Tungsram | 90 | 2700 | 2700 | 950 | 15 |  | Marked for phase-out
93094513 | LED R111 15W(90)Dim 927 25° TU | image | datasheet | deeplink |  | 25 |  |  |  | Yes | [7 empty] | 2000 | 15 |  |  | 16.5 |  | Standard | [5 empty] | 0064894502507 | 10064894502504 | [5 empty] | 10 |  | 850 |  | >0.85 | [8 empty] | 100000 | [7 empty] | Reflector | White |  | 110.6 | BOX | 25 000 |  |  | 55.7 | [5 empty] | 850 |  |  |  | For MEA only. nonCE | [24 empty] | 12V | [12 empty] | Yes | [17 empty] | G53 | Tungsram | 90 | 2700 | 2700 | 950 | 15 |  | Phased-out
93094506 | LED ESmart GU10 6W(75)Dim 840 60° TU DS | image | datasheet | deeplink |  | 60 | 550 |  |  | Yes | F |  |  |  |  | < 6 SDCM |  | 550 | 6 |  |  | 6 | 220-240 | Direct Shipment | [5 empty] | 5994100090076 | 15994100090073 | [5 empty] | 8 |  | 540 | 90 | 0.8 | [5 empty] | 35 |  | <1sec | 100 000 | [7 empty] | Reflector | White |  | 50 | Box | 25 000 |  |  | 53.5 | [5 empty] | 540 | [17 empty] | Yes | [8 empty] | Yes | [32 empty] | GU10 | Tungsram | 80 | 4000 | 4000 | 600 | 6 |  | Available
93094505 | LED ESmart GU10 6W(75)Dim 840 60° TU | image | datasheet | deeplink |  | 60 | 550 |  |  | Yes | F |  |  |  |  | < 6 SDCM |  | 550 | 6 |  |  | 6 | 220-240 | Standard | [5 empty] | 5994100090069 | 15994100090066 | [5 empty] | 8 |  | 540 | 90 | 0.8 | [5 empty] | 35 |  | <1sec | 100 000 | [6 empty] | 93094506 - LED ESmart GU10 6W(75)Dim 840 60° TU DS | Reflector | White |  | 50 | Box | 25 000 |  |  | 53.5 | [5 empty] | 540 | [17 empty] | Yes | [8 empty] | Yes | [32 empty] | GU10 | Tungsram | 80 | 4000 | 4000 | 600 | 6 |  | Available
93094504 | LED ESmart GU10 6W(70)Dim 840 35° TU DS | image | datasheet | deeplink |  | 35 | 1000 |  |  | Yes | F |  |  |  |  | < 6 SDCM |  | 1000 | 6 |  |  | 6 | 220-240 | Direct Shipment | [5 empty] | 5994100090052 | 15994100090059 | [5 empty] | 8 |  | 540 | 90 | 0.8 | [5 empty] | 35 |  | <1sec | 100 000 | [7 empty] | Reflector | White |  | 50 | Box | 25 000 |  |  | 53.5 | [5 empty] | 540 | [17 empty] | Yes | [8 empty] | Yes | [32 empty] | GU10 | Tungsram | 80 | 4000 | 4000 | 600 | 6 |  | Available
93094503 | LED ESmart GU10 6W(70)Dim 840 35° TU | image | datasheet | deeplink |  | 35 | 1000 |  |  | Yes | F |  |  |  |  | < 6 SDCM |  | 1000 | 6 |  |  | 6 | 220-240 | Standard | [5 empty] | 5994100090045 | 15994100090042 | [5 empty] | 8 |  | 540 | 90 | 0.8 | [5 empty] | 35 |  | <1sec | 100 000 | [6 empty] | 93094504 - LED ESmart GU10 6W(70)Dim 840 35° TU DS | Reflector | White |  | 50 | Box | 25 000 |  |  | 53.5 | [5 empty] | 540 | [17 empty] | Yes | [8 empty] | Yes | [32 empty] | GU10 | Tungsram | 80 | 4000 | 4000 | 600 | 6 |  | Available
93094502 | LED ESmart GU10 6W(75)Dim 830 60° TU DS | image | datasheet | deeplink |  | 60 | 550 |  |  | Yes | F |  |  |  |  | < 6 SDCM |  | 550 | 6 |  |  | 6 | 220-240 | Direct Shipment | [5 empty] | 5994100090038 | 15994100090035 | [5 empty] | 8 |  | 500 | 83.3333 | 0.8 | [5 empty] | 35 |  | <1sec | 100 000 | [7 empty] | Reflector | White |  | 50 | Box | 25 000 |  |  | 53.5 | [5 empty] | 500 | [17 empty] | Yes | [8 empty] | Yes | [32 empty] | GU10 | Tungsram | 80 | 3000 | 3000 | 560 | 6 |  | Available
93094501 | LED ESmart GU10 6W(75)Dim 830 60° TU | image | datasheet | deeplink |  | 60 | 550 |  |  | Yes | F |  |  |  |  | < 6 SDCM |  | 550 | 6 |  |  | 6 | 220-240 | Standard | [5 empty] | 5994100090151 | 15994100090158 | [5 empty] | 8 |  | 500 | 83.3333 | 0.8 | [5 empty] | 35 |  | <1sec | 100 000 | [6 empty] | 93094502 - LED ESmart GU10 6W(75)Dim 830 60° TU DS | Reflector | White |  | 50 | Box | 25 000 |  |  | 53.5 | [5 empty] | 500 | [17 empty] | Yes | [8 empty] | Yes | [32 empty] | GU10 | Tungsram | 80 | 3000 | 3000 | 560 | 6 |  | Available
93094500 | LED ESmart GU10 6W(70)Dim 830 35° TU DS | image | datasheet | deeplink |  | 35 | 1000 |  |  | Yes | F |  |  |  |  | < 6 SDCM |  | 1000 | 6 |  |  | 6 | 220-240 | Direct Shipment | [5 empty] | 5994100090144 | 15994100090141 | [5 empty] | 8 |  | 500 | 83.3333 | 0.8 | [5 empty] | 35 |  | <1sec | 100 000 | [7 empty] | Reflector | White |  | 50 | Box | 25 000 |  |  | 53.5 | [5 empty] | 500 | [17 empty] | Yes | [8 empty] | Yes | [32 empty] | GU10 | Tungsram | 80 | 3000 | 3000 | 560 | 6 |  | Available
93094499 | LED ESmart GU10 6W(70)Dim 830 35° TU | image | datasheet | deeplink |  | 35 | 1000 |  |  | Yes | F |  |  |  |  | < 6 SDCM |  | 1000 | 6 |  |  | 6 | 220-240 | Standard | [5 empty] | 5994100090137 | 15994100090134 | [5 empty] | 8 |  | 500 | 83.3333 | 0.8 | [5 empty] | 35 |  | <1sec | 100 000 | [6 empty] | 93094500 - LED ESmart GU10 6W(70)Dim 830 35° TU DS | Reflector | White |  | 50 | Box | 25 000 |  |  | 53.5 | [5 empty] | 500 | [17 empty] | Yes | [8 empty] | Yes | [32 empty] | GU10 | Tungsram | 80 | 3000 | 3000 | 560 | 6 |  | Available
93094498 | LED ESmart GU10 5W(50)Dim 840 35° TUDS | image | datasheet | deeplink |  | 35 | 720 |  |  | Yes | F |  |  |  |  | < 6 SDCM |  | 720 | 5 |  |  | 5 | 230 | Direct Shipment | [5 empty] | 5994100099567 | 15994100090127 | [5 empty] | 8 |  | 400 | 72.7273 | 0.75 | [5 empty] | 35 |  | <1sec | 100 000 | [7 empty] | Reflector | White |  | 50 | Box | 25 000 |  |  | 53.5 | [5 empty] | 400 | [17 empty] | Yes | [41 empty] | GU10 | Tungsram | 80 | 4000 | 4000 | 450 | 5 | 230 | Available
93094497 | LED ESmart GU10 5W(50)Dim 840 35° TU | image | datasheet | deeplink |  | 35 | 720 |  |  | Yes | F |  |  |  |  | < 6 SDCM |  | 720 | 5 |  |  | 5 | 230 | Standard | [5 empty] | 5994100090113 | 15994100090110 | [5 empty] | 8 |  | 400 | 72.72 | 0.75 | [5 empty] | 35 |  | <1sec | 100 000 | [6 empty] | 93094498 - LED ESmart GU10 5W(50)Dim 840 35° TUDS | Reflector | White |  | 50 | Box | 25 000 |  |  | 53.5 | [5 empty] | 400 | [17 empty] | Yes | [41 empty] | GU10 | Tungsram | 80 | 4000 | 4000 | 450 | 5 | 230 | Available
93094496 | LED ESmart GU10 5W(50)Dim 830 35° TUDS | image | datasheet | deeplink |  | 35 | 700 |  |  | Yes | F |  |  |  |  | < 6 SDCM |  | 700 | 5 |  |  | 5 | 230 | Direct Shipment | [5 empty] | 5994100099550 | 15994100090004 | [5 empty] | 8 |  | 380 | 69.0909 | 0.75 | [5 empty] | 35 |  | <1sec | 100 000 | [7 empty] | Reflector | White |  | 50 | Box | 25 000 |  |  | 53.5 | [5 empty] | 380 | [17 empty] | Yes | [41 empty] | GU10 | Tungsram | 80 | 3000 | 3000 | 440 | 5 | 230 | Available
93094495 | LED ESmart GU10 5W(50)Dim 830 35° TU | image | datasheet | deeplink |  | 35 | 700 |  |  | Yes | F |  |  |  |  | < 6 SDCM |  | 700 | 5 |  |  | 5 | 230 | Standard | [5 empty] | 5994100089995 | 15994100089992 | [5 empty] | 8 |  | 380 | 69.09 | 0.75 | [5 empty] | 35 |  | <1sec | 100 000 | [6 empty] | 93094496 - LED ESmart GU10 5W(50)Dim 830 35° TUDS | Reflector | White |  | 50 | Box | 25 000 |  |  | 53.5 | [5 empty] | 380 | [17 empty] | Yes | [41 empty] | GU10 | Tungsram | 80 | 3000 | 3000 | 440 | 5 | 230 | Available
93094494 | LED ESmart GU10 5W(50)Dim 827 35° TUDS | image | datasheet | deeplink |  | 35 | 680 |  |  | Yes | G |  |  |  |  | < 6 SDCM |  | 680 | 5 |  |  | 5 | 230 | Direct Shipment | [5 empty] | 5994100099543 | 15994100089985 | [5 empty] | 8 |  | 360 | 65.4545 | 0.75 | [5 empty] | 35 |  | <1sec | 100 000 | [7 empty] | Reflector | White |  | 50 | Box | 25 000 |  |  | 53.5 | [5 empty] | 360 | [17 empty] | Yes | [41 empty] | GU10 | Tungsram | 80 | 2700 | 2700 | 400 | 5 | 230 | Available
93094493 | LED ESmart GU10 5W(50)Dim 827 35° TU | image | datasheet | deeplink |  | 35 | 680 |  |  | Yes | G |  |  |  |  | < 6 SDCM |  | 680 | 5 |  |  | 5 | 230 | Standard | [5 empty] | 5994100089971 | 15994100089978 | [5 empty] | 8 |  | 360 | 65.45 | 0.75 | [5 empty] | 35 |  | <1sec | 100 000 | [6 empty] | 93094494 - LED ESmart GU10 5W(50)Dim 827 35° TUDS | Reflector | White |  | 50 | Box | 25 000 |  |  | 53.5 | [5 empty] | 360 | [17 empty] | Yes | [41 empty] | GU10 | Tungsram | 80 | 2700 | 2700 | 400 | 5 | 230 | Available
93069943 | LED WarmDim GU10 5W(50) 820-827 35°TU DS | image | datasheet | deeplink |  | 35 | 700 |  |  | Yes | G | [6 empty] | 700 | 5 |  |  | 5 | 220-240 | Direct Shipment | [5 empty] | 5994100090441 | 15994100090448 | [5 empty] | 8 |  | 350 | 70 |  | 2000-2700K |  |  |  |  | 55 |  |  | 100000 | [7 empty] | Reflector | Glass | 50 | 50 | Box | 25000 |  |  | 54 | [5 empty] | 350 | [17 empty] | Yes | [8 empty] | Yes | [32 empty] | GU10 | Tungsram | 80 |  |  | 380 | 5 |  | Available
93067834 | LED WarmDim GU10 5W(50) 820-827 35°TU | image | datasheet | deeplink |  | 35 | 700 |  |  | Yes | G | [6 empty] | 700 | 5 |  |  | 5 | 220-240 | Standard | [5 empty] | 5994100089889 | 15994100089886 | [5 empty] | 8 |  | 350 | 70 |  | 2000-2700K |  |  |  |  | 55 |  |  | 100000 | [6 empty] | 93069943 - LED WarmDim GU10 5W(50) 820-827 36°TU DS | Reflector | Glass | 50 | 50 | Box | 25000 |  |  | 54 | [5 empty] | 350 | [17 empty] | Yes | [8 empty] | Yes | [32 empty] | GU10 | Tungsram | 80 |  |  | 380 | 5 |  | Available
93092526 | @LED 20/T8SG TU 15k 1.5m/865/220-240V DS | image | datasheet | deeplink |  | 200° |  |  |  | No | F |  | 180mA |  |  | <6 steps |  |  | 20 |  | <0.5 sec | 20 |  | Direct shipment | [5 empty] | 0064894599811 | 20064894599815 |  |  |  | -20…+40°C |  | 15 |  | 2050 | 103 | >0.5 |  | 865 |  |  | 1514.2 | 260 |  |  | 30000 | [7 empty] | T8 | Diffuse |  | 28 | sleeve | 15000 | 353 |  | 1500 | [9 empty] | CE certified | Bx |  |  | SL 75 | [6 empty] | SP 750 |  | 1545x155x105mm | Yes | Universal | [12 empty] | No | [27 empty] | G13 | Tungsram | 80 | 6500 | 6500 | 2050 | 20 |  | Phased-out
93092525 | @LED 20/T8SG TU 15k 1.5m/840/220-240V DS | image | datasheet | deeplink |  | 200° |  |  |  | No | F |  | 180mA |  |  | <6 steps |  |  | 20 |  | <0.5 sec | 20 |  | Direct shipment | [5 empty] | 0064894599804 | 20064894599808 |  |  |  | -20…+40°C |  | 15 |  | 2050 | 103 | >0.5 |  | 840 |  |  | 1514.2 | 260 |  |  | 30000 | [7 empty] | T8 | Diffuse |  | 28 | sleeve | 15000 | 353 |  | 1500 | [9 empty] | CE certified | Bx |  |  | SL 75 | [6 empty] | SP 750 |  | 1545x155x105mm | Yes | Universal | [12 empty] | No | [27 empty] | G13 | Tungsram | 80 | 4000 | 4000 | 2050 | 20 |  | Phased-out
93092524 | @LED 20/T8SG TU 15k 1.5m/830/220-240V DS | image | datasheet | deeplink |  | 200° |  |  |  | No |  |  | 180mA |  |  | <6 steps |  |  | 20 |  | <0.5 sec | 20 |  | Direct shipment | [5 empty] | 0064894599798 | 20064894599792 |  |  |  | -20…+40°C |  | 15 |  | 2000 | 100 | >0.5 |  | 830 |  |  | 1514.2 | 260 |  |  | 30000 | [7 empty] | T8 | Diffuse |  | 28 | sleeve | 15000 | 353 |  | 1500 | [9 empty] | CE certified | Bx |  |  | SL 75 | [6 empty] | SP 750 |  | 1545x155x105mm | Yes | Universal | [12 empty] | No | [27 empty] | G13 | Tungsram | 80 | 3000 | 3000 | 2000 | 20 |  | Phased-out
93092523 | @LED 16/T8SG TU 15k 1.2m/865/220-240V DS | image | datasheet | deeplink |  | 200° |  |  |  | No | F |  | 145mA |  |  | <6 steps |  |  | 16 |  | <0.5 sec | 16 |  | Direct shipment | [5 empty] | 0064894599781 | 20064894599785 |  |  |  | -20…+40°C |  | 15 |  | 1600 | 100 | >0.5 |  | 865 |  |  | 1214 | 205 |  |  | 30000 | [7 empty] | T8 | Diffuse |  | 28 | sleeve | 15000 | 279 |  | 1200 | [9 empty] | CE certified | Bx |  |  | SL 75 | [6 empty] | SP 750 |  | 1245x155x105mm | Yes | Universal | [12 empty] | No | [27 empty] | G13 | Tungsram | 80 | 6500 | 6500 | 1600 | 16 |  | Marked for phase-out
93092522 | @LED 16/T8SG TU 15k 1.2m/840/220-240V DS | image | datasheet | deeplink |  | 200° |  |  |  | No | F |  | 145mA |  |  | <6 steps |  |  | 16 |  | <0.5 sec | 16 |  | Direct shipment | [5 empty] | 0064894599774 | 20064894599778 |  |  |  | -20…+40°C |  | 15 |  | 1600 | 100 | >0.5 |  | 840 |  |  | 1214 | 205 |  |  | 30000 | [7 empty] | T8 | Diffuse |  | 28 | sleeve | 15000 | 279 |  | 1200 | [9 empty] | CE certified | Bx |  |  | SL 75 | [6 empty] | SP 750 |  | 1245x155x105mm | Yes | Universal | [12 empty] | No | [27 empty] | G13 | Tungsram | 80 | 4000 | 4000 | 1600 | 16 |  | Phased-out
93092521 | @LED 16/T8SG TU 15k 1.2m/830/220-240V DS | image | datasheet | deeplink |  | 200° |  |  |  | No |  |  | 145mA |  |  | <6 steps |  |  | 16 |  | <0.5 sec | 16 |  | Direct shipment | [5 empty] | 0064894599767 | 20064894599761 |  |  |  | -20…+40°C |  | 15 |  | 1550 | 97 | >0.5 |  | 830 |  |  | 1214 | 205 |  |  | 30000 | [7 empty] | T8 | Diffuse |  | 28 | sleeve | 15000 | 279 |  | 1200 | [9 empty] | CE certified | Bx |  |  | SL 75 | [6 empty] | SP 750 |  | 1245x155x105mm | Yes | Universal | [12 empty] | No | [27 empty] | G13 | Tungsram | 80 | 3000 | 3000 | 1550 | 16 |  | Phased-out
93092520 | @LED 8/T8SG TU 15k 0.6m/865/220-240V DS | image | datasheet | deeplink |  | 200° |  |  |  | No | F |  | 76mA |  |  | <6 steps |  |  | 8 |  | <0.5 sec | 8 |  | Direct shipment | [5 empty] | 0064894599750 | 20064894599754 |  |  |  | -20…+40°C |  | 15 |  | 800 | 100 | >0.5 |  | 865 |  |  | 604 | 110 |  |  | 30000 | [7 empty] | T8 | Diffuse |  | 28 | sleeve | 15000 | 150 |  | 600 | [9 empty] | CE certified | Bx |  |  | 120 | 150 | [5 empty] | 1200 |  | 635x155x105mm | Yes | Universal | [10 empty] | 1500 |  | No | [27 empty] | G13 | Tungsram | 80 | 6500 | 6500 | 800 | 8 |  | Phased-out
93092519 | @LED 8/T8SG TU 15k 0.6m/840/220-240V DS | image | datasheet | deeplink |  | 200° |  |  |  | No | F |  | 76mA |  |  | <6 steps |  |  | 8 |  | <0.5 sec | 8 |  | Direct shipment | [5 empty] | 0064894599743 | 20064894599747 |  |  |  | -20…+40°C |  | 15 |  | 800 | 100 | >0.5 |  | 840 |  |  | 604 | 110 |  |  | 30000 | [7 empty] | T8 | Diffuse |  | 28 | sleeve | 15000 | 150 |  | 600 | [9 empty] | CE certified | Bx |  |  | 120 | 150 | [5 empty] | 1200 |  | 635x155x105mm | Yes | Universal | [10 empty] | 1500 |  | No | [27 empty] | G13 | Tungsram | 80 | 4000 | 4000 | 800 | 8 |  | Phased-out
93092518 | @LED 8/T8SG TU 15k 0.6m/830/220-240V DS | image | datasheet | deeplink |  | 200° |  |  |  | No | F |  | 76mA |  |  | <6 steps |  |  | 8 |  | <0.5 sec | 8 |  | Direct shipment | [5 empty] | 0064894599736 | 20064894599730 |  |  |  | -20…+40°C |  | 15 |  | 750 | 94 | >0.5 |  | 830 |  |  | 604 | 110 |  |  | 30000 | [7 empty] | T8 | Diffuse |  | 28 | sleeve | 15000 | 150 |  | 600 | [9 empty] | CE certified | Bx |  |  | 120 | 150 | [5 empty] | 1200 |  | 635x155x105mm | Yes | Universal | [10 empty] | 1500 |  | No | [27 empty] | G13 | Tungsram | 80 | 3000 | 3000 | 750 | 8 |  | Phased-out
93061064 | LED Precise MR16 8W(35)Dim 940 15° | image | datasheet | deeplink |  | 15 | 3400 |  |  | Yes | [8 empty] | 8 |  | <0.5sec | 9 | 12 | Standard | [5 empty] | 0064894585944 | 10064894585941 | [5 empty] | 8 |  | 400 | 52.5 | <0.5 | [5 empty] | 6 |  |  | 50 000 | [7 empty] | Reflector | White |  | 50.7 | Box | 25000 |  |  | 48 | [5 empty] | 400 | [17 empty] | Yes | [41 empty] | GU5.3 | GE Lighting | 90 | 4000 | 4000 | 420 | 8 | 12 | Phased-out
93072630 | LED 18/T8 PPR 4ft/840/100-240V BX1/10 | image | datasheet | deeplink |  | 170 |  |  |  | No | A++ |  |  |  |  | <6 steps |  |  | 18 |  | <0.5 sec | 18 | 100-240 | [6 empty] | 0064894580598 | 10064894580595 |  |  |  | -30…+40°C |  | 10 |  | 2500 | 139 | >0.9 |  | 840 |  |  | 1213.6 | 180 |  |  | 50000 | [6 empty] | 93038661 - LED 18/T8 PPR 4ft/840/100-240V BX1/10 DS | T8 | Diffuse | 28 |  | sleeve | 50000 |  |  | 1200 | [9 empty] | CE certified | Bx | [12 empty] | Yes | Universal | [12 empty] | No | [27 empty] | G13 Rot | GE Lighting | 80 | 4000 | 4000 | 2500 | 18 |  | Phased-out
93063485 | LED6.5/G80 FIL/827/220-240V/E27 Clear TU | image | datasheet | deeplink |  | 355 |  |  |  | No | A++ | [7 empty] | 6.5 |  | <0.5s | 6.5 | 220-240 | Standard | [5 empty] | 0064894571190 | 10064894571197 |  | -20 | 40 |  |  | 4 |  | 760 | 116 | 0.6 | [5 empty] | 53 |  |  | 10000 | [7 empty] | Globe | Clear |  | 80 | Box | 10000 |  |  | 128 | [10 empty] | Carton | [12 empty] | Yes | [8 empty] | No | [32 empty] | E27 | Tungsram | 80 | 2700 | 2700 | 760 | 6.5 |  | Phased-out
93091958 | @LED4/P45FIL/827/E14/220-240V/ 1/6 TU | image | datasheet | deeplink |  | 355 | [9 empty] | 6 steps |  |  | 4 |  | 0.25 | 4 | 220-240 | Standard | [5 empty] | 0064894595479 | 10064894595476 |  | -20 | 40 |  |  | 6 |  | 470 | 117.5 | >0.4 | [5 empty] | 20 |  |  | 20000 | [7 empty] | P45 | clear |  | 45 | Box | 10000 |  |  | 78 | [10 empty] | Carton | [12 empty] | Yes | [8 empty] | No | [32 empty] | E14 | Tungsram | 80 | 2700 | 2700 | 470 | 4 |  | Marked for phase-out
93091957 | LED4/B35FIL/827/E14/220-240V/ 1/10 TU | image | datasheet | deeplink |  | 355 | [9 empty] | 6 steps |  |  | 4 |  | 0.25 | 4 | 220-240 | Standard | [5 empty] | 0064894595462 | 10064894595469 |  | -20 | 40 |  |  | 10 |  | 470 | 117.5 | >0.4 | [5 empty] | 20 |  |  | 20000 | [7 empty] | B35 | clear |  | 35 | Box | 10000 |  |  | 98 | [10 empty] | Carton | [12 empty] | Yes | [8 empty] | No | [32 empty] | E14 | Tungsram | 80 | 2700 | 2700 | 470 | 4 |  | Phased-out
93074301 | LED10/R80/830/220-240V/120/E27 BX 1/6 TU | image | datasheet | deeplink |  | 120 |  |  |  | No | [8 empty] | 10 |  |  | 10 |  | Standard | [5 empty] | 0064894580437 | 10064894580434 |  | -20°C | +40°C |  |  | 6 |  | 806 | 80 | 0.5 | [5 empty] | 95 |  | <0.5s | 12.5 | [7 empty] | R80 | White |  | 80 | Box | 15000 |  |  | 110 | [10 empty] | Carton |  | 80 | [5 empty] | 0.5 |  |  |  |  | Yes | [41 empty] | E27 | Tungsram | 80 | 3000 | 3000 | 806 | 10 |  | Phased-out
93077117 | LED TU MR16 4W(35) 827 35° | image | datasheet | deeplink |  | 35 | 1000 |  |  | No | [8 empty] | 4 |  |  | 4.4 | 12 | Standard | [5 empty] | 0064894582745 | 10064894582742 |  | -20 | 45 |  |  | 8 |  | 350 | 87.5 | [6 empty] | 58 |  |  | 30000 | [7 empty] | PAR | White | 50 | 50 | Box | 15000 | 58 |  | 47 |  |  |  | Instant full light |  | 350 | [59 empty] | GU5.3 | Tungsram | 80 | 2700 | 2700 | 380 | 4 |  | Phased-out
93090781 | LED TU GLASS A67 13W(100) 827 E27 HBX | image | datasheet | deeplink |  | 300 |  |  |  | No | A+ |  |  |  |  | 6 step |  |  | 13 |  | <0.5 | 13 | 220-240V 50/60Hz | Standard | [5 empty] | 0064894596902 | 10064894596909 |  | -20°C | +40°C |  |  | 6 |  | 1521 | 117 | >0.5 | [5 empty] | 51 |  |  | 70000 | [7 empty] | A67 | Frosted |  | 67 |  | 10000 |  |  | 135 |  |  |  | Instant full light | [19 empty] | Yes | [33 empty] | 2 year with maximum 8000 burning hours |  | 100 | [5 empty] | E27 | Tungsram | 80 | 2700 | 2700 | 1521 | 13 |  | Phased-out
93090780 | LED TU GLASS A67 10W(75) 827 E27 HBX | image | datasheet | deeplink |  | 300 |  |  |  | No | A+ |  |  |  |  | 6 step |  |  | 10 |  | <0.5 | 10 | 220-240V 50/60Hz | Standard | [5 empty] | 0064894596896 | 10064894596893 |  | -20°C | +40°C |  |  | 6 |  | 1055 | 105.5 | >0.5 | [5 empty] | 49 |  |  | 70000 | [7 empty] | A67 | Frosted |  | 67 |  | 10000 |  |  | 135 |  |  |  | Instant full light | [19 empty] | Yes | [33 empty] | 2 year with maximum 8000 burning hours |  | 75 | [5 empty] | E27 | Tungsram | 80 | 2700 | 2700 | 1055 | 10 |  | Phased-out
93077311 | LED5.5/P45/827/E27/220-240V/FR TU | image | datasheet | deeplink | [5 empty] | No | A+ | [7 empty] | 5.5 |  |  | 5.5 | 220-240V | Standard | [5 empty] | 0064894588372 | 10064894588379 |  | -20°C | +40°C |  |  | 6 |  | 470 | 85 | >0.5 | [5 empty] | 28 |  | <0.5 | 50 000 | [7 empty] | P45 | white | 45 |  | Box | 10 000 |  |  | 84 | [10 empty] | Carton | [7 empty] | >0.5 |  |  |  |  | Yes | [41 empty] | E27 | Tungsram | 80 | 2700 | 2700 | 470 | 5.5 |  | Phased-out
93077312 | @LED3.5/P45/827/E27/220-240V/FR TU | image | datasheet | deeplink | [5 empty] | No | [8 empty] | 3.5 |  |  | 3.5 |  | Standard | [5 empty] | 0064894588365 | 10064894588362 | [5 empty] | 6 |  | 250 |  | 0.4 | [5 empty] | 30 |  |  | 30000 | [8 empty] | White | 45 |  |  | 15000 |  |  | 78 | [65 empty] | E27 | Tungsram | 80 | 2700 | 2700 | 250 | 3.5 |  | Marked for phase-out
93085427 | CSR18000/SE/HR | image | datasheet | deeplink | No |  |  | 0.323 |  | No | A+ |  | 80 | [5 empty] | 18000 |  |  | 19800 | [7 empty] | 0064894588303 | 10064894588300 | [5 empty] | 1 | 250 | 165000 |  |  |  | 960 | 0.325 | 260 | 470 | 1400 | [10 empty] | Tubular | Clear | 103 |  | BOX |  | 2450 | 4 EUR. 4 UK | [11 empty] | OUTER BOX |  |  | 4 | 4 | [5 empty] | 16 |  | 280 x 270 x 705 (mm) |  | U - Universal | [10 empty] | 16 | 45 | [28 empty] | GX51 | GE Lighting | 90 | 6000 | 6000 | 1650000 | 18000 | 225 | Phased-out
93081801 | LED GLASS A67 10W(75) 865 E27 HBX | image | datasheet | deeplink |  | 300 |  |  |  | No | [5 empty] | 6 step |  |  | 10 |  | <0.5 | 10 | 220-240V 50/60Hz | Standard | [5 empty] | 0064894589355 | 10064894589352 |  | -20°C | +40°C |  |  | 6 |  | 1150 | 115 | >0.5 | [5 empty] | 49 |  |  | 70000 | [7 empty] | A67 | Frosted |  | 67 |  | 10000 |  |  | 135 |  |  |  | Instant full light | [19 empty] | Yes | [33 empty] | 2 year with maximum 8000 burning hours |  | 75 | [5 empty] | E27 | GE Lighting | 80 | 6500 | 6500 | 1150 | 10 |  | Phased-out
93072689 | 300PAR56 WFL 12V POOL BULK PACK | image | datasheet | deeplink | Yes | 30 | 13000 |  | C-6 |  | C | [7 empty] | 300 |  |  | 318 | [8 empty] | 10064894579711 | [5 empty] | 12 | 1000 | 4200 | [6 empty] | 127 | 600 | [10 empty] | PAR | Aluminized | 177.8 |  |  |  | 642 | 60 EUR. 84 UK | [6 empty] | 4200 | [7 empty] | 60 | 84 | [5 empty] | 180 |  | 1165 x 1150 x 180 (mm) | [12 empty] | 252 | [29 empty] | Screw terminal | GE Lighting |  |  |  | 6000 | 300 | 12 | Phased-out
93072766 | 300PAR56/WFL 12V | image | datasheet | deeplink | Yes | 30 | 13000 |  | C-6 |  | C | [7 empty] | 300 |  |  | 318 | [7 empty] | 0064894579707 | 10064894579704 | [5 empty] | 12 | 1000 | 4200 | [6 empty] | 127 | 570 | [10 empty] | PAR | Aluminized | 177.8 |  |  |  | 691 | 1 UK | [6 empty] | 4200 | [8 empty] | 1 | [7 empty] | 153 x 153 x 139 (mm) | [12 empty] | 324 | [29 empty] | Screw terminal | GE Lighting |  | 3000 | 3000 | 6000 | 300 | 12 | Phased-out
93076759 | DWE Q650PAR36/1 120V | image | datasheet | deeplink | Yes | 21 | 24000 |  | CC-6 |  | D | [7 empty] | 650 |  |  | 689 | [7 empty] | 0064894582165 | 10064894582162 | [5 empty] | 12 | 100 | 7400 | [6 empty] | 70 | 230 | [10 empty] | PAR | Aluminized | 114.3 |  |  |  | 255 | 1 UK | [6 empty] | 7400 | [8 empty] | 1 | [7 empty] | 95 x 95 x 98 (mm) | [12 empty] | 1200 | [29 empty] | Screw terminal | GE Lighting |  | 3200 | 3200 | 1 | 650 | 120 | Phased-out
93076719 | @500PAR64/WFL 230V | image | datasheet | deeplink | No | 30 |  |  | CC-13 | Yes | E | [7 empty] | 500 |  |  | 500 | [7 empty] | 0064894582080 | 10064894582087 | [5 empty] | 12 | 2000 | 3000 | [6 empty] | 152.4 | 1007 | [10 empty] | PAR | Aluminized | 203.2 |  |  |  | 1009 | 108 UK | [6 empty] | 3000 | [8 empty] | 108 | [5 empty] | 1520 |  | 170 x 174 x 171 (mm) | [12 empty] | 108 | [29 empty] | GX16d | GE Lighting |  | 2700 | 2700 | 5500 | 500 | 230 | Marked for phase-out
93076721 | 4515 6.4V | image | datasheet | deeplink | Yes | 15 | 55000 |  | C-6 | Yes | D |  | 4.69 | [5 empty] | 30 |  |  | 31.8 | [7 empty] | 0064894582158 | 10064894582155 | [5 empty] | 12 |  | 210 | [5 empty] | 41.27 | 70 | 437 | [10 empty] | PAR |  | 114 |  |  |  | 546 | 240 UK | [6 empty] | 210 | [8 empty] | 240 | [5 empty] | 1520 |  | 95 x 95 x 98 (mm) | [12 empty] | 1200 | [29 empty] | Screw terminal | GE Lighting |  |  |  |  | 30 | 6 | Phased-out
93076060 | 300PAR56/WFL 230V | image | datasheet | deeplink | No | 30 | 10000 |  | CC-13 |  | E | [7 empty] | 300 |  |  | 300 | [7 empty] | 0064894582141 | 10064894582148 | [5 empty] | 12 | 2000 | 1900 | [6 empty] | 127 | 633 | [10 empty] | PAR | Aluminized | 177.8 |  |  |  | 703 | 96 EUR. 132 UK | [6 empty] | 1900 | [7 empty] | 96 | 132 | [5 empty] | 192 |  | 153 x 153 x 139 (mm) | [12 empty] | 264 | [29 empty] | G16d | GE Lighting |  | 2750 | 2750 | 3450 | 300 | 230 | Phased-out
93076059 | 300PAR56/NSP 230V | image | datasheet | deeplink | No | 19 | 40000 |  | CC-13 |  | E | [7 empty] | 300 |  |  | 300 | [7 empty] | 0064894582073 | 10064894582070 | [5 empty] | 12 | 2000 | 1900 | [6 empty] | 127 | 625 | [10 empty] | PAR | Aluminized | 177.8 |  |  |  | 695 | 132 UK | [6 empty] | 1900 | [8 empty] | 132 | [7 empty] | 153 x 153 x 139 (mm) | [12 empty] | 264 | [29 empty] | G16d | GE Lighting |  | 2750 | 2750 | 3450 | 300 | 230 | Phased-out
93076058 | 300PAR56/MFL 230V | image | datasheet | deeplink | No | 21 | 30000 |  | CC-13 |  | E | [7 empty] | 300 |  |  | 300 | [7 empty] | 0064894582134 | 10064894582131 | [5 empty] | 12 | 2000 | 1900 | [6 empty] | 127 | 624 | [10 empty] | PAR | Aluminized | 177.8 |  |  |  | 693 | 1 UK | [6 empty] | 1900 | [8 empty] | 1 | [7 empty] | 153 x 153 x 139 (mm) | [12 empty] | 324 | [29 empty] | G16d | GE Lighting |  | 2750 | 2750 | 3450 | 300 | 230 | Phased-out
93076244 | 300PAR56/MFL 240V | image | datasheet | deeplink | No | 21 |  |  | CC-13 |  | E | [7 empty] | 300 |  |  | 300 | [7 empty] | 0064894582110 | 10064894582117 | [5 empty] | 12 | 2000 | 1900 | [6 empty] | 127 | 623 | [10 empty] | PAR | Aluminized | 177.8 |  |  |  | 692 | 64 EUR. 88 UK | [6 empty] | 1900 | [7 empty] | 64 | 88 | [5 empty] | 192 |  | 153 x 153 x 139 (mm) | [12 empty] | 264 | [29 empty] | GX16d | GE Lighting |  | 2750 | 2750 | 3450 | 300 | 245 | Phased-out
93076266 | 300PAR56/NSP 240V | image | datasheet | deeplink | No | 19 | 40000 |  | CC-13 |  | E | [7 empty] | 300 |  |  | 300 | [7 empty] | 0064894582103 | 10064894582100 | [5 empty] | 12 | 2000 | 1900 | [6 empty] | 127 | 625 | [10 empty] | PAR | Aluminized | 177.8 |  |  |  | 694 | 96 EUR. 132 UK | [6 empty] | 1900 | [7 empty] | 96 | 132 | [5 empty] | 192 |  | 153 x 153 x 139 (mm) | [12 empty] | 264 | [29 empty] | GX16d | GE Lighting |  | 2750 | 2750 | 3450 | 300 | 245 | Phased-out
93076720 | 50PAR36/WFL 12V | image | datasheet | deeplink | Yes | 30 | 900 |  | C-6 |  | C | [7 empty] | 50 |  |  | 53 | [7 empty] | 0064894582097 | 10064894582094 | [5 empty] | 12 | 2000 | 510 | [6 empty] | 69.9 | 225 | [10 empty] | PAR | Aluminized | 114.3 |  |  |  | 250 | 1 UK | [6 empty] | 510 | [8 empty] | 1 | [7 empty] | 95 x 95 x 98 (mm) | [12 empty] | 1200 | [29 empty] | Screw terminal | GE Lighting |  | 2750 | 2750 | 330 | 50 | 12 | Phased-out
93078519 | 200PAR 30V | image | datasheet | deeplink | Yes | 15 | 270000 |  | CC-8 | [20 empty] | 0064894585708 | 10064894585705 | [5 empty] | 12 | 350 | [7 empty] | 114.3 | 576 | [10 empty] | PAR | Aluminized | 177.8 |  |  |  | 696 | 48 EUR. 72 UK | [14 empty] | 48 | 72 | [5 empty] | 144 |  | 153 x 153 x 139 (mm) | [12 empty] | 216 | [29 empty] | Screw terminal | GE Lighting |  | 2900 | 2900 | 3700 | 200 | 30 | Phased-out
93078615 | 4552 28.0V | image | datasheet | deeplink | Yes | 15 | 500000 |  | CC-8 | Yes |  |  | 8.93 | [16 empty] | 0064894584022 | 10064894584029 | [5 empty] | 12 | [8 empty] | 152.4 | 866 | [10 empty] | PAR |  | 203.2 |  |  |  | 962 | 108 UK | [15 empty] | 108 | [5 empty] | 1520 |  | 170 x 174 x 171 (mm) | [12 empty] | 108 | [29 empty] | Screw terminal | GE Lighting |  |  |  |  | 250 | 28 | Phased-out
93074766 | @4596 28.0V | image | datasheet | deeplink | Yes | 19 | 150000 |  | CC-8 | Yes |  |  | 8.93 | [16 empty] | 0064894578113 | 10064894578110 | [5 empty] | 12 | [8 empty] | 70 | 230 | [10 empty] | PAR |  | 114.3 |  |  |  | 256 | 1 UK | [15 empty] | 1 | [5 empty] | 1520 |  | 95 x 95 x 98 (mm) | [12 empty] | 1200 | [29 empty] | Screw terminal | GE Lighting |  | 3000 | 3000 |  | 250 | 28 | Marked for phase-out
93074745 | 4594 28.0V | image | datasheet | deeplink | Yes | 19 | 70000 |  | CC-6 |  |  |  | 3.57 | [16 empty] | 0064894578120 | 10064894578127 | [5 empty] | 12 | [8 empty] | 70 | 233 | [10 empty] | PAR |  | 114.3 |  |  |  | 251 | 144 EUR. 192 UK | [14 empty] | 144 | 192 | [5 empty] | 432 |  | 95 x 95 x 98 (mm) | [12 empty] | 576 | [29 empty] | Screw terminal | GE Lighting |  |  |  |  | 100 | 28 | Phased-out
93078614 | @4553 28.0V | image | datasheet | deeplink | Yes | 15 | 300000 |  | CC-8 |  |  |  | 8.93 | [16 empty] | 0064894584015 | 10064894584012 | [5 empty] | 12 | [8 empty] | 95 | 387 | [10 empty] | PAR |  | 146.1 |  |  |  | 430 | 1 UK | [15 empty] | 1 | [7 empty] | 125 x 125 x 110 (mm) | [12 empty] | 576 | [29 empty] | Screw terminal | GE Lighting |  |  |  |  | 250 | 28 | Marked for phase-out
93074744 | 4405 12.8V | image | datasheet | deeplink | Yes | 15 | 50000 |  | C-6 |  |  |  | 2.34 | [16 empty] | 0064894578137 | 10064894578134 | [5 empty] | 12 | [7 empty] | 41.27 | 70 | 248 | [10 empty] | PAR |  | 114 |  |  |  | 250 | 1 UK | [15 empty] | 1 | [7 empty] | 95 x 95 x 98 (mm) | [12 empty] | 1200 | [29 empty] | Screw terminal | GE Lighting |  |  |  |  | 30 | 12 | Phased-out
93078649 | LED Fil Heliax Pear 5.5W Dim 822 B22 | image | datasheet | deeplink |  | 310 |  |  |  | Yes | [8 empty] | 5.5 |  | <0.5s | 5.5 | 220-240V | Standard | [5 empty] | 0064894585173 | 10064894585170 |  | -20°C | +40°C |  |  | 6 |  | 250 | 45.5 | 0.7 | [5 empty] | 46 |  |  | 15000 | [7 empty] | ST64 | Clear |  | 64 |  | 15000 |  |  | 138 |  |  |  | Instant full light | [19 empty] | Yes | [41 empty] | B22 | GE Lighting | 80 | 2200 | 2200 | 250 | 5.5 |  | Phased-out
93078648 | @LED Fil Heliax Pear 5.5W Dim 820 B22 | image | datasheet | deeplink |  | 310 |  |  |  | Yes | [8 empty] | 5.5 |  | <0.5s | 5.5 | 220-240V | Standard | [5 empty] | 0064894585180 | 10064894585187 |  | -20°C | +40°C |  |  | 6 |  | 250 | 45.5 | 0.7 | [5 empty] | 46 |  |  | 15000 | [7 empty] | ST64 | Gold |  | 64 |  | 15000 |  |  | 138 |  |  |  | Instant full light | [19 empty] | Yes | [41 empty] | B22 | GE Lighting | 80 | 2000 | 2000 | 250 | 5.5 |  | Marked for phase-out
93078640 | @LED Fil Heliax GLS160 6W Dim 820 B22 | image | datasheet | deeplink |  | 310 |  |  |  | Yes | [8 empty] | 6 |  | <0.5s | 6 | 220-240V | Standard | [6 empty] | 10064894585224 |  | -20°C | +40°C |  |  | 1 |  | 300 | 50 | 0.7 | [5 empty] | 245 |  |  | 15000 | [7 empty] | A160 | Gold |  | 160 |  | 15000 |  |  | 288 |  |  |  | Instant full light | [19 empty] | Yes | [41 empty] | B22 | GE Lighting | 80 | 2000 | 2000 | 300 | 6 |  | Marked for phase-out
93078644 | @LED Fil Heliax Globe95 5.5W Dim 820 B22 | image | datasheet | deeplink |  | 310 |  |  |  | Yes | [8 empty] | 5.5 |  | <0.5s | 5.5 | 220-240V | Standard | [5 empty] | 0064894585203 | 10064894585200 |  | -20°C | +40°C |  |  | 4 |  | 250 | 45.5 | 0.7 | [5 empty] | 59 |  |  | 15000 | [7 empty] | G95 | Gold |  | 95 |  | 15000 |  |  | 138 |  |  |  | Instant full light | [19 empty] | Yes | [41 empty] | B22 | GE Lighting | 80 | 2000 | 2000 | 250 | 5.5 |  | Marked for phase-out
93078642 | LED Fil Heliax Globe80 5.5W Dim 820 B22 | image | datasheet | deeplink |  | 310 |  |  |  | Yes | A | [7 empty] | 5.5 |  | <0.5s | 5.5 | 220-240V | Standard | [5 empty] | 0064894585197 | 10064894585194 |  | -20°C | +40°C |  |  | 4 |  | 250 | 45.5 | 0.7 | [5 empty] | 42 |  |  | 15000 | [7 empty] | G80 | Gold |  | 80 |  | 15000 |  |  | 1202 |  |  |  | Instant full light | [19 empty] | Yes | [41 empty] | B22 | GE Lighting | 80 | 2000 | 2000 | 250 | 5.5 |  | Phased-out
93078638 | @LED Fil Heliax Globe200 6W Dim 820 B22 | image | datasheet | deeplink |  | 310 |  |  |  | Yes | [8 empty] | 6 |  | <0.5s | 6 | 220-240V | Standard | [6 empty] | 10064894585217 |  | -20°C | +40°C |  |  | 1 |  | 300 | 50 | 0.7 | [5 empty] | 350 |  |  | 15000 | [7 empty] | G200 | Gold |  | 200 |  | 15000 |  |  | 281 |  |  |  | Instant full light | [19 empty] | Yes | [41 empty] | B22 | GE Lighting | 80 | 2000 | 2000 | 300 | 6 |  | Marked for phase-out
93078647 | @LED Fil Heliax Pear 5.5W Dim 822 E27 | image | datasheet | deeplink |  | 310 |  |  |  | Yes | [8 empty] | 5.5 |  | <0.5s | 5.5 | 220-240V | Standard | [5 empty] | 0064894585074 | 10064894585071 |  | -20°C | +40°C |  |  | 6 |  | 250 | 45.5 | 0.7 | [5 empty] | 46 |  |  | 15000 | [7 empty] | ST64 | Clear |  | 64 |  | 15000 |  |  | 140 |  |  |  | Instant full light | [19 empty] | Yes | [41 empty] | E27 | GE Lighting | 80 | 2200 | 2200 | 250 | 5.5 |  | Marked for phase-out
93078646 | @LED Fil Heliax Pear 5.5W Dim 820 E27 | image | datasheet | deeplink |  | 310 |  |  |  | Yes | [8 empty] | 5.5 |  | <0.5s | 5.5 | 220-240V | Standard | [5 empty] | 0064894585081 | 10064894585088 |  | -20°C | +40°C |  |  | 6 |  | 250 | 45.5 | 0.7 | [5 empty] | 46 |  |  | 15000 | [7 empty] | ST64 | Gold |  | 64 |  | 15000 |  |  | 140 |  |  |  | Instant full light | [19 empty] | Yes | [41 empty] | E27 | GE Lighting | 80 | 2000 | 2000 | 250 | 5.5 |  | Marked for phase-out
93078641 | LED Fil Heliax GLS160 6W Dim 820 E27 | image | datasheet | deeplink |  | 310 |  |  |  | Yes | [8 empty] | 6 |  | <0.5s | 6 | 220-240V | Standard | [6 empty] | 10064894585125 |  | -20°C | +40°C |  |  | 1 |  | 300 | 50 | 0.7 | [5 empty] | 245 |  |  | 15000 | [7 empty] | A160 | Gold |  | 160 |  | 15000 |  |  | 290 |  |  |  | Instant full light | [19 empty] | Yes | [41 empty] | E27 | GE Lighting | 80 | 2000 | 2000 | 300 | 6 |  | Phased-out
93078643 | @LED Fil Heliax Globe80 5.5W Dim 820 E27 | image | datasheet | deeplink |  | 310 |  |  |  | Yes | [8 empty] | 5.5 |  | <0.5s | 5.5 | 220-240V | Standard | [5 empty] | 0064894585098 | 10064894585095 |  | -20°C | +40°C |  |  | 4 |  | 250 | 45.5 | 0.7 | [5 empty] | 42 |  |  | 15000 | [7 empty] | G80 | Gold |  | 80 |  | 15000 |  |  | 122 |  |  |  | Instant full light | [19 empty] | Yes | [41 empty] | E27 | GE Lighting | 80 | 2000 | 2000 | 250 | 5.5 |  | Marked for phase-out
93078639 | LED Fil Heliax Globe200 6W Dim 820 E27 | image | datasheet | deeplink |  | 310 |  |  |  | Yes | [8 empty] | 6 |  | <0.5s | 6 | 220-240V | Standard | [6 empty] | 10064894585118 |  | -20°C | +40°C |  |  | 1 |  | 300 | 50 | 0.7 | [5 empty] | 350 |  |  | 15000 | [7 empty] | G200 | Gold |  | 200 |  | 15000 |  |  | 283 |  |  |  | Instant full light | [19 empty] | Yes | [41 empty] | E27 | GE Lighting | 80 | 2000 | 2000 | 300 | 6 |  | Phased-out
93078637 | LED Fil Heliax Candle 3.5W Dim 822 E14 | image | datasheet | deeplink |  | 310 |  |  |  | Yes | [8 empty] | 3.5 |  | <0.5s | 3.5 | 220-240V | Standard | [5 empty] | 0064894585067 | 10064894585064 |  | -20°C | +40°C |  |  | 10 |  | 125 | 35.7 | 0.7 | [5 empty] | 15 |  |  | 15000 | [7 empty] | C35 | Clear |  | 35 |  | 15000 |  |  | 97 |  |  |  | Instant full light | [19 empty] | Yes | [41 empty] | B22d | GE Lighting | 80 | 2200 | 2200 | 125 | 3.5 |  | Phased-out
93078667 | LED Fil Heliax Candle 3.5W Dim 822 B22 | image | datasheet | deeplink |  | 310 |  |  |  | Yes | [8 empty] | 3.5 |  | <0.5s | 3.5 | 220-240V | Standard | [5 empty] | 0064894585159 | 10064894585156 |  | -20°C | +40°C |  |  | 10 |  | 125 | 35.7 | 0.7 | [5 empty] | 15 |  |  | 15000 | [7 empty] | C35 | Clear |  | 35 |  | 15000 |  |  | 97 |  |  |  | Instant full light | [19 empty] | Yes | [41 empty] | B22 | GE Lighting | 80 | 2200 | 2200 | 125 | 3.5 |  | Phased-out
93078636 | LED Fil Heliax Candle 3.5W Dim 820 E14 | image | datasheet | deeplink |  | 310 |  |  |  | Yes | [8 empty] | 3.5 |  | <0.5s | 3.5 | 220-240V | Standard | [5 empty] | 0064894585050 | 10064894585057 |  | -20°C | +40°C |  |  | 10 |  | 125 | 35.7 | 0.7 | [5 empty] | 15 |  |  | 15000 | [7 empty] | C35 | Gold |  | 35 |  | 15000 |  |  | 97 |  |  |  | Instant full light | [19 empty] | Yes | [41 empty] | E14 | GE Lighting | 80 | 2000 | 2000 | 125 | 3.5 |  | Phased-out
93074772 | LED Precise GU10 6W(50)Dim 940 35° | image | datasheet | deeplink |  | 35 | 1000 |  |  | Yes | A+ |  |  |  |  | < 4 SDCM |  |  | 6 |  |  | 6 | 220-240 | Standard | [5 empty] | 0064894583865 | 10064894583862 | [5 empty] | 10 |  | 400 | 67 | 0.9 | [5 empty] | 40 |  |  | 100000 | [7 empty] | PAR | White |  | 50 | Box | 50000 |  |  | 53 | [5 empty] | 400 | [17 empty] | Yes | [41 empty] | GU10 | GE Lighting | 95 | 4000 | 4000 | 410 | 6 |  | Phased-out
93074770 | LED Precise GU10 6W(50)Dim 930 35° | image | datasheet | deeplink |  | 35 | 900 |  |  | Yes | A+ |  |  |  |  | < 4 SDCM |  |  | 6 |  |  | 6 | 220-240 | Standard | [5 empty] | 0064894583841 | 10064894583848 | [5 empty] | 10 |  | 370 | 62 | 0.9 | [5 empty] | 40 |  |  | 100000 | [7 empty] | PAR | White |  | 50 | Box | 50000 |  |  | 53 | [5 empty] | 370 | [17 empty] | Yes | [41 empty] | GU10 | GE Lighting | 95 | 3000 | 3000 | 380 | 6 |  | Phased-out
93074768 | LED Precise GU10 6W(50)Dim 927 35° | image | datasheet | deeplink |  | 35 | 800 |  |  | Yes | A+ |  |  |  |  | < 4 SDCM |  |  | 6 |  |  | 6 | 220-240 | Standard | [5 empty] | 0064894583827 | 10064894583824 | [5 empty] | 10 |  | 350 | 58 | 0.9 | [5 empty] | 40 |  |  | 100000 | [7 empty] | PAR | White |  | 50 | Box | 50000 |  |  | 53 | [5 empty] | 350 | [17 empty] | Yes | [41 empty] | GU10 | GE Lighting | 95 | 2700 | 2700 | 360 | 6 |  | Phased-out
93068477 | LED ESmart GU10 50-5.5WDim 827 35° BL | image | datasheet | deeplink |  | 35 | 700 |  |  | Yes | [8 empty] | 5.5 |  |  | 5.5 | 230 | Standard | [5 empty] | 0064894580673 | 10064894580670 | [5 empty] | 8 |  | 360 | 65 | >0.7 | [5 empty] | 46 |  |  | 100000 | [7 empty] | PAR | White |  | 50 | Blister | 25000 |  |  | 54 | [5 empty] | 360 | [17 empty] | Yes | [41 empty] | GU10 | GE Lighting | 80 | 2700 | 2700 | 380 | 5.5 | 230 | Phased-out
93067822 | LED Start GU10 3.5W(35) 830 35° | image | datasheet | deeplink |  | 35 | 450 |  |  | No | A+ | [7 empty] | 3.5 |  |  | 3.5 | 220-240 | Standard | [5 empty] | 0064894585555 | 10064894585552 | [5 empty] | 8 |  | 240 | 71 | 0.5 | [5 empty] | 29 |  |  | 50000 | [7 empty] | PAR | White |  | 50 | Box | 15000 |  |  | 53 | [5 empty] | 240 | [17 empty] | Yes | [41 empty] | GU10 | GE Lighting | 80 | 3000 | 3000 | 250 | 3.5 |  | Phased-out
93067820 | LED Start GU10 3.5W(35) 827 35° | image | datasheet | deeplink |  | 35 | 450 |  |  | No | [8 empty] | 3.5 |  |  | 3.5 | 220-240 | Standard | [5 empty] | 0064894584091 | 10064894584098 | [5 empty] | 8 |  | 230 | 69 | 0.5 | [5 empty] | 29 |  |  | 50000 | [7 empty] | PAR | White |  | 50 | Box | 15000 |  |  | 53 | [5 empty] | 230 | [17 empty] | Yes | [41 empty] | GU10 | GE Lighting | 80 | 2700 | 2700 | 240 | 3.5 |  | Phased-out
93067828 | LED Start GU10 5W(50) 865 35° | image | datasheet | deeplink |  | 35 | 700 |  |  | No | A+ | [7 empty] | 5 |  |  | 5 | 220-240 | Standard | [5 empty] | 0064894585630 | 10064894585637 | [5 empty] | 8 |  | 360 | 76 | 0.5 | [5 empty] | 29 |  |  | 50000 | [7 empty] | PAR | White |  | 50 | Box | 15000 |  |  | 53 | [5 empty] | 360 | [17 empty] | Yes | [41 empty] | GU10 | GE Lighting | 80 | 6500 | 6500 | 380 | 5 |  | Phased-out
93067827 | LED Start GU10 5W(50) 840 35° | image | datasheet | deeplink |  | 35 | 700 |  |  | No | [8 empty] | 5 |  |  | 5 | 220-240 | Standard | [5 empty] | 0064894580307 | 10064894580304 | [5 empty] | 8 |  | 365 | 78 | 0.5 | [5 empty] | 29 |  |  | 50000 | [7 empty] | PAR | White |  | 50 | Box | 15000 |  |  | 53 | [5 empty] | 365 | [17 empty] | Yes | [41 empty] | GU10 | GE Lighting | 80 | 4000 | 4000 | 390 | 5 |  | Phased-out
93067825 | @LED Start GU10 5W(50) 827 35° BL | image | datasheet | deeplink |  | 35 | 700 |  |  | No | [8 empty] | 5 |  |  | 5 | 220-240 | Standard | [5 empty] | 0064894585586 | 10064894585583 | [5 empty] | 8 |  | 345 | 72 | 0.5 | [5 empty] | 29 |  |  | 50000 | [7 empty] | PAR | White |  | 50 | Blister | 15000 |  |  | 53 | [5 empty] | 345 | [17 empty] | Yes | [41 empty] | GU10 | GE Lighting | 80 | 2700 | 2700 | 360 | 5 |  | Marked for phase-out
93074767 | LED Precise GU10 6W(50)Dim 927 20° | image | datasheet | deeplink |  | 20 | 1500 |  |  | Yes | A+ | [7 empty] | 6 |  |  | 6 |  | Standard | [5 empty] | 0064894583810 | 10064894583817 | [5 empty] | 10 |  | 350 | 58 | 0.9 | [5 empty] | 40 |  |  | 100000 | [7 empty] | PAR |  |  | 50 |  | 50000 |  |  | 53 | [5 empty] | 350 | [17 empty] | Yes | [41 empty] | GU10 | GE Lighting | 95 | 2700 | 2700 | 360 | 6 |  | Phased-out
93074739 | LED Glass A60 4.5W(40) 865 B22 | image | datasheet | deeplink |  | 300 |  |  |  | No | A++ | [7 empty] | 4.5 |  | <0.5 | 4.5 | 220-240 | Standard | [5 empty] | 0064894583957 | 10064894583954 |  | -20 | 40 |  |  | 6 |  | 500 | 111 | 0.5 | [5 empty] | 32 |  |  | 70000 | [7 empty] | A60 | Frosted |  | 60 |  | 10000 |  |  | 106 | [18 empty] | 0.5 |  |  |  |  | Yes | [41 empty] | B22 | GE Lighting | 80 | 6500 | 6500 | 500 | 4.5 |  | Phased-out
93074738 | LED Glass A60 4.5W(40) 840 B22 | image | datasheet | deeplink |  | 300 |  |  |  | No | [8 empty] | 4.5 |  | <0.5 | 4.5 | 220-240 | Standard | [5 empty] | 0064894583940 | 10064894583947 |  | -20 | 40 |  |  | 6 |  | 500 | 111 | 0.5 | [5 empty] | 32 |  |  | 70000 | [7 empty] | A60 | Frosted |  | 60 |  | 10000 |  |  | 106 | [18 empty] | 0.5 |  |  |  |  | Yes | [41 empty] | B22 | GE Lighting | 80 | 4000 | 4000 | 500 | 4.5 |  | Phased-out
93074737 | LED Glass A60 4.5W(40) 827 B22 | image | datasheet | deeplink |  | 300 |  |  |  | No | [8 empty] | 4.5 |  | <0.5 | 4.5 | 220-240 | Standard | [5 empty] | 0064894583933 | 10064894583930 |  | -20 | 40 |  |  | 6 |  | 470 | 104 | 0.5 | [5 empty] | 32 |  |  | 70000 | [7 empty] | A60 | Frosted |  | 60 |  | 10000 |  |  | 106 | [18 empty] | 0.5 |  |  |  |  | Yes | [41 empty] | B22 | GE Lighting | 80 | 2700 | 2700 | 470 | 4.5 |  | Phased-out
93074734 | LED Glass A60 4.5W(40) 865 E27 | image | datasheet | deeplink |  | 300 |  |  |  | No | A++ | [7 empty] | 4.5 |  | <0.5 | 4.5 | 220-240 | Standard | [5 empty] | 0064894583902 | 10064894583909 |  | -20 | 40 |  |  | 6 |  | 500 | 111 | 0.5 | [5 empty] | 32 |  |  | 70000 | [7 empty] | A60 | Frosted |  | 60 |  | 10000 |  |  | 106 | [18 empty] | 0.5 |  |  |  |  | Yes | [41 empty] | E27 | GE Lighting | 80 | 6500 | 6500 | 500 | 4.5 |  | Phased-out
93074733 | @LED Glass A60 4.5W(40) 840 E27 | image | datasheet | deeplink |  | 300 |  |  |  | No | [8 empty] | 4.5 |  | <0.5 | 4.5 | 220-240 | Standard | [5 empty] | 0064894583889 | 10064894583886 |  | -20 | 40 |  |  | 6 |  | 500 | 111 | 0.5 | [5 empty] | 32 |  |  | 70000 | [7 empty] | A60 | Frosted |  | 60 |  | 10000 |  |  | 106 | [18 empty] | 0.5 |  |  |  |  | Yes | [41 empty] | E27 | GE Lighting | 80 | 4000 | 4000 | 500 | 4.5 |  | Marked for phase-out
93061072 | @LED Specialty PAR56 16W(300) 765 90° BX | image | datasheet | deeplink |  | 90 | 700 |  |  | No | [5 empty] | < 6 SDCM |  |  | 16 |  | <0.5 | 16.96 |  | Standard | [6 empty] | 10064894580571 |  | -20C | 40C |  |  | 1 |  | 1268 | 79.25 | >=0.9 |  | 765 |  |  | 110 | 650 |  |  | 12500 | [7 empty] | PAR56 | Glass | 178 | 177 |  | 25000 |  |  | 110 |  |  |  | <1 |  | 1268 |  |  |  |  | Box | [7 empty] | 0.9 |  |  |  |  | Yes | Universal | [40 empty] | Screw Terminal | GE Lighting | 70 | 6500 | 6500 | 1500 | 16 | 12 | Marked for phase-out
93032238 | LED1.6/G4/827/12V/BL 1/10 TU | image | datasheet | deeplink |  | 240 |  |  |  | No | A++ | [7 empty] | 1.6 |  |  | 1.76 |  | Standard | [5 empty] | 0064894540448 | 00648945404486 | [5 empty] | 10 |  | 150 |  | 0.5 | [8 empty] | 30000 | [8 empty] | Clear | 14 |  |  | 15000 |  |  | 38 | [65 empty] | G4 | Tungsram | 80 | 2700 | 2700 | 150 | 1.6 |  | Phased-out
93054628 | LED3/GU10/865/100-240V/35 BX 1/8 | image | datasheet | deeplink |  | 35 | 550 |  |  | No | A++ |  |  |  |  | 6 steps |  |  | 3 |  |  | 3 | 230 | Standard | [5 empty] | 0064894563720 | 10064894563727 | [5 empty] | 8 |  | 240 | 80 | 0.5 | [5 empty] | 30 |  |  | 50000 | [7 empty] | Reflector | White | 50 | 50 | Box | 12000 |  |  | 54 | [5 empty] | 240 | [59 empty] | GU10 | GE Lighting | 83 | 6500 | 6500 | 250 | 3 | 230 | Phased-out
93061058 | LED7D/GU10/840/220-240V/35/BX 1/8ES | image | datasheet | deeplink |  | 35 | 850 |  |  | Yes | A+ | [7 empty] | 7 |  |  | 7 | 230 | Standard | [5 empty] | 0064894573347 | 10064894573344 |  | -20 | 40 |  |  | 8 |  | 500 | 71.4286 | 0.7 | [8 empty] | 100000 | [7 empty] | PAR | White | 50 |  |  | 25000 | 46 |  | 54 |  |  |  | Instant full light |  | 500 | [59 empty] | GU10 | GE Lighting | 80 | 4000 | 4000 | 570 | 7 | 230 | Phased-out
93052192 | @ARC250/T/H/970/E40 | image | datasheet | deeplink | Yes |  |  | 0.3 |  |  | A | 4500 | 3 | [5 empty] | 260 |  | 30 | 286 | 105 | [11 empty] | 25 |  | 12 | 12000 | 16000 |  |  |  | 970 | 0.3 | 150 | 220 | 150 | 16000 |  |  |  | 180 | [5 empty] | Tubular | Clear | 47 | 47 | SLEEVE | 12000 |  |  | 220 |  |  |  | 180 |  |  | 65 |  | 600 |  | BOX | 12000 | [9 empty] | 12000 | 207 x 154 x 268 mm |  | Horizontal +/- 45 | [7 empty] | No |  |  |  |  | 13.8 | [10 empty] | 12000 | 12000 | 12000 | [14 empty] | E40 | GE Lighting | 90 | 7500 | 7500 | 16000 | 250 | 105 | Marked for phase-out
93063967 | LED5.5/P45/827/B22/220-240V/FR | image | datasheet | deeplink | [5 empty] | No | A+ | [7 empty] | 5.5 |  |  | 5.5 | 220-240V | Standard | [5 empty] | 0064894572043 | 10064894572040 |  | -20°C | +40°C |  |  | 6 |  | 470 | 85 | >0.5 | [5 empty] | 33 |  | <0.5 | 50 000 | [7 empty] | P45 | white | 45 |  | Box | 10 000 |  |  | 82 | [10 empty] | Carton | [7 empty] | >0.5 |  |  |  |  | Yes | [41 empty] | B22 | GE Lighting | 80 | 2700 | 2700 | 470 | 5.5 |  | Phased-out
93063957 | LED3.5/P45/865/E14/220-240V/FR | image | datasheet | deeplink | [5 empty] | No | A+ | [7 empty] | 3.5 |  |  | 3.5 | 220-240V | Standard | [5 empty] | 0064894571947 | 10064894571944 |  | -20°C | +40°C |  |  | 6 |  | 270 | 71 | >0.5 | [5 empty] | 20 |  | <0.5 | 50 000 | [7 empty] | P45 | white | 45 |  | Box | 10 000 |  |  | 87 | [10 empty] | Carton | [7 empty] | >0.5 |  |  |  |  | Yes | [41 empty] | E14 | GE Lighting | 80 | 6500 | 6500 | 250 | 3.5 |  | Phased-out
93063958 | LED3.5/P45/827/E27/220-240V/FR | image | datasheet | deeplink | [5 empty] | No | A+ | [7 empty] | 3.5 |  |  | 3.5 | 220-240V | Standard | [5 empty] | 0064894571954 | 10064894571951 |  | -20°C | +40°C |  |  | 6 |  | 250 | 71 | >0.5 | [5 empty] | 22 |  | <0.5 | 50 000 | [7 empty] | P45 | white | 45 |  | Box | 10 000 |  |  | 84 | [10 empty] | Carton | [7 empty] | >0.5 |  |  |  |  | Yes | [41 empty] | E27 | GE Lighting | 80 | 2700 | 2700 | 250 | 3.5 |  | Phased-out
93063956 | LED3.5/P45/827/E14/220-240V/FR | image | datasheet | deeplink | [5 empty] | No | A+ | [7 empty] | 3.5 |  |  | 3.5 | 220-240V | Standard | [5 empty] | 0064894571930 | 10064894571937 |  | -20°C | +40°C |  |  | 6 |  | 250 | 71 | >0.5 | [5 empty] | 20 |  | <0.5 | 50 000 | [7 empty] | P45 | white | 45 |  | Box | 10 000 |  |  | 87 | [10 empty] | Carton | [7 empty] | >0.5 |  |  |  |  | Yes | [41 empty] | E14 | GE Lighting | 80 | 2700 | 2700 | 250 | 3.5 |  | Phased-out
93063961 | LED5.5/B35/865/E14/220-240V/FR | image | datasheet | deeplink | [5 empty] | No | A+ | [7 empty] | 5.5 |  |  | 5.5 | 220-240V | Standard | [5 empty] | 0064894571985 | 10064894571982 |  | -20°C | +40°C |  |  | 10 |  | 500 | 91 | >0.5 | [5 empty] | 29 |  | <0.5 | 50 000 | [7 empty] | B35 | white | 35 |  | Box | 10 000 |  |  | 107 | [10 empty] | Carton | [7 empty] | >0.5 |  |  |  |  | Yes | [41 empty] | E14 | GE Lighting | 80 | 6500 | 6500 | 500 | 5.5 |  | Phased-out
93063962 | @LED5.5/B35/827/E27/220-240V/FR | image | datasheet | deeplink | [5 empty] | No | [8 empty] | 5.5 |  |  | 5.5 | 220-240V | Standard | [5 empty] | 0064894571992 | 10064894571999 |  | -20°C | +40°C |  |  | 10 |  | 470 | 85 | >0.5 | [5 empty] | 33 |  | <0.5 | 50 000 | [7 empty] | B35 | white | 35 |  | Box | 10 000 |  |  | 107 | [10 empty] | Carton | [7 empty] | >0.5 |  |  |  |  | Yes | [41 empty] | E27 | GE Lighting | 80 | 2700 | 2700 | 470 | 5.5 |  | Marked for phase-out
93063960 | LED5.5/B35/827/E14/220-240V/FR | image | datasheet | deeplink | [5 empty] | No | A+ | [7 empty] | 5.5 |  |  | 5.5 | 220-240V | Standard | [5 empty] | 0064894571978 | 10064894571975 |  | -20°C | +40°C |  |  | 10 |  | 470 | 85 | >0.5 | [5 empty] | 29 |  | <0.5 | 50 000 | [7 empty] | B35 | white | 35 |  | Box | 10 000 |  |  | 107 | [10 empty] | Carton | [7 empty] | >0.5 |  |  |  |  | Yes | [41 empty] | E14 | GE Lighting | 80 | 2700 | 2700 | 470 | 5.5 |  | Phased-out
93063963 | @LED5.5/B35/827/B22/220-240V/FR | image | datasheet | deeplink | [5 empty] | No | [8 empty] | 5.5 |  |  | 5.5 | 220-240V | Standard | [5 empty] | 0064894572005 | 10064894572002 |  | -20°C | +40°C |  |  | 10 |  | 470 | 85 | >0.5 | [5 empty] | 38 |  | <0.5 | 50 000 | [7 empty] | B35 | white | 35 |  | Box | 10 000 |  |  | 106 | [10 empty] | Carton | [7 empty] | >0.5 |  |  |  |  | Yes | [41 empty] | B22 | GE Lighting | 80 | 2700 | 2700 | 470 | 5.5 |  | Marked for phase-out
93063343 | @LED3.5/B35/865/E14/220-240V/FR | image | datasheet | deeplink | [5 empty] | No | [8 empty] | 3.5 |  |  | 3.5 | 220-240V | Standard | [5 empty] | 0064894571244 | 10064894571241 |  | -20°C | +40°C |  |  | 10 |  | 270 | 71 | >0.5 | [5 empty] | 22 |  | <0.5 | 50 000 | [7 empty] | B35 | white | 35 |  | Box | 10 000 |  |  | 107 | [10 empty] | Carton | [7 empty] | >0.5 |  |  |  |  | Yes | [41 empty] | E14 | GE Lighting | 80 | 6500 | 6500 | 250 | 3.5 |  | Marked for phase-out
93063982 | @LED3.5/B35/827/E27/220-240V/FR TU | image | datasheet | deeplink | [5 empty] | No | [8 empty] | 3.5 |  |  | 3.5 | 220-240V | Standard | [5 empty] | 0064894572074 | 10064894572071 |  | -20°C | +40°C |  |  | 10 |  | 250 | 71 | >0.5 | [5 empty] | 26 |  | <0.5 | 50 000 | [7 empty] | B35 | white | 35 |  | Box | 10 000 |  |  | 107 | [10 empty] | Carton | [7 empty] | >0.5 |  |  |  |  | Yes | [41 empty] | E27 | Tungsram | 80 | 2700 | 2700 | 250 | 3.5 |  | Marked for phase-out
93063344 | @LED3.5/B35/827/E27/220-240V/FR | image | datasheet | deeplink | [5 empty] | No | [8 empty] | 3.5 |  |  | 3.5 | 220-240V | Standard | [5 empty] | 0064894571251 | 10064894571258 |  | -20°C | +40°C |  |  | 10 |  | 250 | 71 | >0.5 | [5 empty] | 26 |  | <0.5 | 50 000 | [7 empty] | B35 | white | 35 |  | Box | 10 000 |  |  | 107 | [10 empty] | Carton | [7 empty] | >0.5 |  |  |  |  | Yes | [41 empty] | E27 | GE Lighting | 80 | 2700 | 2700 | 250 | 3.5 |  | Marked for phase-out
93063342 | LED3.5/B35/827/E14/220-240V/FR | image | datasheet | deeplink | [5 empty] | No | A+ |  |  |  |  | 6 |  |  | 3.5 |  |  | 3.5 | 220-240V | Standard | [5 empty] | 0064894571237 | 10064894571234 |  | -20°C | +40°C |  |  | 10 |  | 250 | 71 | >0.5 | [5 empty] | 22 |  | <0.5 | 50 000 | [7 empty] | B35 | white |  | 35 | Box | 10 000 |  |  | 107 | [10 empty] | Carton | [7 empty] | >0.5 |  |  |  |  | Yes | [8 empty] | No | [32 empty] | E14 | GE Lighting | 80 | 2700 | 2700 | 250 | 3.5 |  | Phased-out
93063345 | @LED3.5/B35/827/B22/220-240V/FR | image | datasheet | deeplink | [5 empty] | No | [8 empty] | 3.5 |  |  | 3.5 | 220-240V | Standard | [5 empty] | 0064894571923 | 10064894571920 |  | -20°C | +40°C |  |  | 10 |  | 250 | 71 | >0.5 | [5 empty] | 31 |  | <0.5 | 50 000 | [7 empty] | B35 | white | 35 |  | Box | 10 000 |  |  | 106 | [10 empty] | Carton | [7 empty] | >0.5 |  |  |  |  | Yes | [41 empty] | B22 | GE Lighting | 80 | 2700 | 2700 | 250 | 3.5 |  | Marked for phase-out
93029234 | @KRC400/T/H/970/E40 | image | datasheet | deeplink | Yes |  |  | 0.3 |  | No | A | 4500 | 3.3 | [5 empty] | 370 |  | 30 | 405 | 130 | [11 empty] | 25 |  | 12 | 14000 | 25000 | 70 |  |  | 970 | 0.3 | 175 | 270 | 170 | 25000 |  |  |  | 180 | [5 empty] | Tubular | Clear | 58 | 58 | SLEEVE | 14000 | 212 |  | 270 |  |  |  | 180 |  |  |  | 68 | 600 |  | BOX | 14000 | [9 empty] | 14000 | 250 x 188 x 310 mm |  | Horizontal +/- 45° |  | 14000 | [5 empty] | No |  |  |  |  | 13.8 | [10 empty] | 14000 | 14000 | 14000 | [14 empty] | E40 | GE Lighting | 92 | 7500 | 7500 | 26000 | 400 | 130 | Marked for phase-out
93046028 | LED1.6/T25/865/100-240V/E14/F BL 1/10 | image | datasheet | deeplink | [5 empty] | No | A++ | [7 empty] | 1.6 |  |  | 1.6 |  | Standard | [5 empty] | 0064894545535 | 10064894545532 |  | -20 | 40 |  |  | 10 |  | 150 | 93.75 | 0.4 | [5 empty] | 13.5 |  |  | 15000 | [7 empty] | T25 | White | 25 |  | Blister | 15000 |  |  | 59 | [10 empty] | Carton | [12 empty] | Yes | [41 empty] | E14 | GE Lighting | 80 | 6500 | 6500 | 150 | 1.6 |  | Phased-out
93032237 | LED1.6/T25/827/100-240V/E14/F TWBL 2/10 TU | image | datasheet | deeplink | [5 empty] | No | A++ | [7 empty] | 1.6 |  |  | 1.6 |  | Standard | [5 empty] | 0064894540431 | 00648945404318 |  | -20 | 40 |  |  | 10 |  | 140 | 87.5 | 0.4 | [5 empty] | 13.5 |  |  | 15000 | [7 empty] | T25 | White | 25 |  | Blister | 15000 |  |  | 59 | [10 empty] | Carton | [12 empty] | Yes | [41 empty] | E14 | Tungsram | 80 | 2700 | 2700 | 140 | 1.6 |  | Phased-out
93051676 | LED4/P45FIL/827/E27/220-240V/ 1/6 | image | datasheet | deeplink |  | 355 |  |  |  |  | A++ |  |  |  |  | 6 steps |  |  | 4 |  | 0.25 | 4 | 220-240 | Standard | [5 empty] | 0064894559808 | 10064894559805 |  | -20 | 40 |  |  | 6 |  | 470 | 117.5 | >0.4 | [5 empty] | 25 |  |  | 20000 | [7 empty] | P45 | clear |  | 45 | Box | 10000 |  |  | 73 | [10 empty] | Carton | [12 empty] | Yes | [8 empty] | No | [32 empty] | E27 | GE Lighting | 80 | 2700 | 2700 | 470 | 4 |  | Phased-out
93051674 | LED4/P45FIL/827/B22/220-240V/ 1/6 | image | datasheet | deeplink |  | 355 |  |  |  |  | A++ |  |  |  |  | 6 steps |  |  | 4 |  | 0.25 | 4 | 220-240 | Standard | [5 empty] | 0064894559822 | 10064894559829 |  | -20 | 40 |  |  | 6 |  | 470 | 117.5 | >0.4 | [5 empty] | 25 |  |  | 20000 | [7 empty] | P45 | clear |  | 45 | Box | 10000 |  |  | 73 | [10 empty] | Carton | [12 empty] | Yes | [8 empty] | No | [32 empty] | B22 | GE Lighting | 80 | 2700 | 2700 | 470 | 4 |  | Phased-out
93051678 | LED2.5/P45FIL/827/E27/220-240V/ 1/6 | image | datasheet | deeplink |  | 355 | [9 empty] | 6 steps |  |  | 2.5 |  | 0.25 | 2.5 | 220-240 | Standard | [5 empty] | 0064894559778 | 10064894559775 |  | -20 | 40 |  |  | 6 |  | 250 | 100 | >0.4 | [5 empty] | 25 |  |  | 20000 | [7 empty] | P45 | clear |  | 45 | Box | 10000 |  |  | 73 | [10 empty] | Carton | [12 empty] | Yes | [8 empty] | No | [32 empty] | E27 | GE Lighting | 80 | 2700 | 2700 | 250 | 2.5 |  | Phased-out
93051677 | LED2.5/P45FIL/827/E14/220-240V/ 1/6 | image | datasheet | deeplink |  | 355 |  |  |  |  | A++ |  |  |  |  | 6 steps |  |  | 2.5 |  | 0.25 | 2.5 | 220-240 | Standard | [5 empty] | 0064894559785 | 10064894559782 |  | -20 | 40 |  |  | 6 |  | 250 | 100 | >0.4 | [5 empty] | 20 |  |  | 20000 | [7 empty] | P45 | clear |  | 45 | Box | 10000 |  |  | 78 | [10 empty] | Carton | [12 empty] | Yes | [8 empty] | No | [32 empty] | E14 | GE Lighting | 80 | 2700 | 2700 | 250 | 2.5 |  | Phased-out
93051673 | LED2.5/P45FIL/827/B22/220-240V/ 1/6 | image | datasheet | deeplink |  | 355 | [9 empty] | 6 steps |  |  | 2.5 |  | 0.25 | 2.5 | 220-240 | Standard | [5 empty] | 0064894559792 | 10064894559799 |  | -20 | 40 |  |  | 6 |  | 250 | 100 | >0.4 | [5 empty] | 25 |  |  | 20000 | [7 empty] | P45 | clear |  | 45 | Box | 10000 |  |  | 73 | [10 empty] | Carton | [12 empty] | Yes | [8 empty] | No | [32 empty] | B22 | GE Lighting | 80 | 2700 | 2700 | 250 | 2.5 |  | Phased-out
93051681 | LED4/B35FIL/827/E27/220-240V/ 1/10 | image | datasheet | deeplink |  | 355 |  |  |  |  | A++ |  |  |  |  | 6 steps |  |  | 4 |  | 0.25 | 4 | 220-240 | Standard | [5 empty] | 0064894558597 | 10064894558594 |  | -20 | 40 |  |  | 10 |  | 470 | 117.5 | >0.4 | [5 empty] | 28 |  |  | 20000 | [7 empty] | B35 | clear |  | 35 | Box | 10000 |  |  | 90 | [10 empty] | Carton | [12 empty] | Yes | [8 empty] | No | [32 empty] | E27 | GE Lighting | 80 | 2700 | 2700 | 470 | 4 |  | Phased-out
93051680 | @LED4/B35FIL/827/E14/220-240V/ 1/10 | image | datasheet | deeplink |  | 355 | [9 empty] | 6 steps |  |  | 4 |  | 0.25 | 4 | 220-240 | Standard | [5 empty] | 0064894559747 | 10064894559744 |  | -20 | 40 |  |  | 10 |  | 470 | 117.5 | >0.4 | [5 empty] | 20 |  |  | 20000 | [7 empty] | B35 | clear |  | 35 | Box | 10000 |  |  | 98 | [10 empty] | Carton | [12 empty] | Yes | [8 empty] | No | [32 empty] | E14 | GE Lighting | 80 | 2700 | 2700 | 470 | 4 |  | Marked for phase-out
93051684 | @LED2.5/B35FIL/827/E27/220-240V/ 1/10 | image | datasheet | deeplink |  | 355 | [9 empty] | 6 steps |  |  | 2.5 |  | 0.25 | 2.5 | 220-240 | Standard | [5 empty] | 0064894558566 | 10064894558563 |  | -20 | 40 |  |  | 10 |  | 250 | 100 | >0.4 | [5 empty] | 28 |  |  | 20000 | [7 empty] | B35 | clear |  | 35 | Box | 10000 |  |  | 90 | [10 empty] | Carton | [12 empty] | Yes | [8 empty] | No | [32 empty] | E27 | GE Lighting | 80 | 2700 | 2700 | 250 | 2.5 |  | Marked for phase-out
93051683 | @LED2.5/B35FIL/827/E14/220-240V/ 1/10 | image | datasheet | deeplink |  | 355 | [9 empty] | 6 steps |  |  | 2.5 |  | 0.25 | 2.5 | 220-240 | Standard | [5 empty] | 0064894558573 | 10064894558570 |  | -20 | 40 |  |  | 10 |  | 250 | 100 | >0.4 | [5 empty] | 20 |  |  | 20000 | [7 empty] | B35 | clear |  | 35 | Box | 10000 |  |  | 98 | [10 empty] | Carton | [12 empty] | Yes | [8 empty] | No | [32 empty] | E14 | GE Lighting | 80 | 2700 | 2700 | 250 | 2.5 |  | Marked for phase-out
93051682 | LED2.5/B35FIL/827/B22/220-240V/ 1/10 | image | datasheet | deeplink |  | 355 | [9 empty] | 6 steps |  |  | 2.5 |  | 0.25 | 2.5 | 220-240 | Standard | [5 empty] | 0064894558580 | 10064894558587 |  | -20 | 40 |  |  | 10 |  | 250 | 100 | >0.4 | [5 empty] | 28 |  |  | 20000 | [7 empty] | B35 | clear |  | 35 | Box | 10000 |  |  | 90 | [10 empty] | Carton | [12 empty] | Yes | [8 empty] | No | [32 empty] | B22 | GE Lighting | 80 | 2700 | 2700 | 250 | 2.5 |  | Phased-out
93040558 | LED7/MR16/830/12V/GU5.3/WFL BX 1/8 | image | datasheet | deeplink |  | 35 | 1400 |  |  | No | A+ |  |  |  |  | 6 steps |  |  |  |  | <0.5s |  | 12 | Standard | [5 empty] | 0064894549281 | 10064894549288 |  | -20°C | +45°C |  |  | 8 |  |  | 79 | 0.9 | [5 empty] | 60 |  |  | 50000 | [7 empty] | Reflector | White |  | 50 | Box | 25000 |  |  | 46.5 | [5 empty] | 510 |  |  |  |  | Carton | [12 empty] | Yes | [8 empty] | No | [24 empty] | 2 year with maximum 8000 burning hours | [7 empty] | GU5.3 | GE Lighting | 80 | 3000 | 3000 | 530 | 7 |  | Phased-out
93040557 | LED7/MR16/827/12V/GU5.3/WFL BX 1/8 | image | datasheet | deeplink |  | 35 | 1400 |  |  | No | A+ |  |  |  |  | 6 steps |  |  |  |  | <0.5s |  | 12 | Standard | [5 empty] | 0064894549274 | 10064894549271 |  | -20°C | +45°C |  |  | 8 |  |  | 76 | 0.9 | [5 empty] | 60 |  |  | 50000 | [7 empty] | Reflector | White |  | 50 | Box | 25000 |  |  | 46.5 | [5 empty] | 500 |  |  |  |  | Carton | [12 empty] | Yes | [8 empty] | No | [24 empty] | 2 year with maximum 8000 burning hours | [7 empty] | GU5.3 | GE Lighting | 80 | 2700 | 2700 | 530 | 7 |  | Phased-out
93048800 | @LED7XD/MR16G/830/12V/15 BX1/8 | image | datasheet | deeplink |  | 15 | 4900 |  |  | Yes | [5 empty] | 4 steps |  |  | 7 |  | <0.5s | 7.7 | 12 | Standard | [5 empty] | 0064894549021 | 10064894549028 |  | -5°C | +40°C |  |  | 8 |  | 490 | 76 | 0.8 | [5 empty] | 60 |  |  | 90000 | [7 empty] | Mirrored reflector | White |  | 50 | Box | 45000 |  |  | 47.5 | [5 empty] | 490 |  |  |  |  | Carton | [12 empty] | Yes | [8 empty] | Yes | [24 empty] | 3 years with maximum 12000 burning hours | [7 empty] | GU5.3 | GE Lighting | 80 | 3000 | 3000 | 530 | 7 |  | Marked for phase-out
93040554 | LED6D/GU10G/940/220-240V/WFL BX 1/10H PR | image | datasheet | deeplink |  | 35 | 1200 |  |  | Yes | A+ |  |  |  |  | 4 steps |  |  | 6 |  | <0.2s | 6 |  | Standard | [5 empty] | 0064894549113 | 10064894549110 |  | -20°C | +40°C |  |  | 10 |  | 440 | 77 | 0.9 | [5 empty] | 50 |  |  | 50000 | [7 empty] | PAR | Silver |  | 50.2 | Box | 50000 |  |  | 54 | [5 empty] | 440 |  |  |  |  | Carton | [12 empty] | Yes | [8 empty] | Yes | [24 empty] | 3 years with maximum 12000 burning hours | [7 empty] | GU10 | GE Lighting | 90 | 4000 | 4000 | 460 | 6 |  | Phased-out
93040552 | LED6D/GU10G/940/220-240V/FL BX 1/10H PR | image | datasheet | deeplink |  | 25 | 1900 |  |  | Yes | A+ |  |  |  |  | 4 steps |  |  | 6 |  | <0.2s | 6 |  | Standard | [5 empty] | 0064894549106 | 10064894549103 |  | -20°C | +40°C |  |  | 10 |  | 440 | 77 | 0.9 | [5 empty] | 50 |  |  | 50000 | [7 empty] | PAR | Silver |  | 50.2 | Box | 50000 |  |  | 54 | [5 empty] | 440 |  |  |  |  | Carton | [12 empty] | Yes | [8 empty] | Yes | [24 empty] | 3 years with maximum 12000 burning hours | [7 empty] | GU10 | GE Lighting | 90 | 4000 | 4000 | 460 | 6 |  | Phased-out
93040551 | LED6D/GU10G/930/220-240V/WFL BX 1/10H PR | image | datasheet | deeplink |  | 35 | 1100 |  |  | Yes | A+ |  |  |  |  | 4 steps |  |  | 6 |  | <0.2s | 6 |  | Standard | [5 empty] | 0064894549090 | 10064894549097 |  | -20°C | +40°C |  |  | 10 |  | 420 | 73 | 0.9 | [5 empty] | 50 |  |  | 50000 | [7 empty] | PAR | Silver |  | 50.2 | Box | 50000 |  |  | 54 | [5 empty] | 420 |  |  |  |  | Carton | [12 empty] | Yes | [8 empty] | Yes | [24 empty] | 3 years with maximum 12000 burning hours | [7 empty] | GU10 | GE Lighting | 90 | 3000 | 3000 | 440 | 6 |  | Phased-out
93040550 | LED6D/GU10G/930/220-240V/FL BX 1/10H PR | image | datasheet | deeplink |  | 25 | 1600 |  |  | Yes | A+ |  |  |  |  | 4 steps |  |  | 6 |  | <0.2s | 6 |  | Standard | [5 empty] | 0064894549083 | 10064894549080 |  | -20°C | +40°C |  |  | 10 |  | 420 | 73 | 0.9 | [5 empty] | 50 |  |  | 50000 | [7 empty] | PAR | Silver |  | 50.2 | Box | 50000 |  |  | 54 | [5 empty] | 420 |  |  |  |  | Carton | [12 empty] | Yes | [8 empty] | Yes | [24 empty] | 3 years with maximum 12000 burning hours | [7 empty] | GU10 | GE Lighting | 90 | 3000 | 3000 | 440 | 6 |  | Phased-out
93040549 | LED6D/GU10G/927/220-240V/WFL BX 1/10H PR | image | datasheet | deeplink |  | 35 | 1000 |  |  | Yes | [5 empty] | 4 steps |  |  | 6 |  | <0.2s | 6 |  | Standard | [5 empty] | 0064894549076 | 10064894549073 |  | -20°C | +40°C |  |  | 10 |  | 400 | 70 | 0.9 | [5 empty] | 50 |  |  | 50000 | [7 empty] | PAR | Silver |  | 50.2 | Box | 50000 |  |  | 54 | [5 empty] | 400 |  |  |  |  | Carton | [12 empty] | Yes | [8 empty] | Yes | [24 empty] | 3 years with maximum 12000 burning hours | [7 empty] | GU10 | GE Lighting | 90 | 2700 | 2700 | 420 | 6 |  | Phased-out
93040548 | LED6D/GU10G/927/220-240V/FL BX 1/10H PR | image | datasheet | deeplink |  | 25 | 1500 |  |  | Yes | A+ |  |  |  |  | 4 steps |  |  | 6 |  | <0.2s | 6 | 220-240 | Standard | [5 empty] | 0064894549052 | 10064894549059 |  | -20°C | +40°C |  |  | 10 |  | 400 | 70 | 0.9 | [5 empty] | 50 |  |  | 50000 | [7 empty] | PAR | Silver |  | 50.2 | Box | 50000 |  |  | 54 | [5 empty] | 400 |  |  |  |  | Carton | [12 empty] | Yes | [8 empty] | Yes | [24 empty] | 3 years with maximum 12000 burning hours | [7 empty] | GU10 | GE Lighting | 90 | 2700 | 2700 | 420 | 6 |  | Phased-out
93053089 | LED4/G80 FIL/827/220-240V/E27 Pearl | image | datasheet | deeplink |  | 355 |  |  |  | No | A++ | [7 empty] | 4 |  | <0.5s | 4 | 220-240 | Standard | [5 empty] | 0064894555794 | 10064894555791 |  | -20 | 40 |  |  | 4 |  | 460 | 120 | 0.6 | [5 empty] | 53 |  |  | 10000 | [7 empty] | Globe | Pearl |  | 80 | Box | 10000 |  |  | 128 | [10 empty] | Carton | [12 empty] | Yes | [8 empty] | No | [32 empty] | E27 | GE Lighting | 80 | 2700 | 2700 | 460 | 4 |  | Phased-out
93053090 | LED4/G80 FIL/827/220-240V/E27 Clear | image | datasheet | deeplink |  | 355 |  |  |  | No | A++ | [7 empty] | 4 |  | <0.5s | 4 | 220-240 | Standard | [5 empty] | 0064894555787 | 10064894555784 |  | -20 | 40 |  |  | 4 |  | 460 | 120 | 0.6 | [5 empty] | 53 |  |  | 10000 | [7 empty] | Globe | Clear |  | 80 | Box | 10000 |  |  | 128 | [10 empty] | Carton | [12 empty] | Yes | [8 empty] | No | [32 empty] | E27 | GE Lighting | 80 | 2700 | 2700 | 460 | 4 |  | Phased-out
93046421 | LED6.5/A60 FIL/827/220-240V/E27 Clear | image | datasheet | deeplink |  | 355 |  |  |  | No | A++ | [7 empty] | 6.5 |  | <0.5s | 6.5 | 220-240 | Standard | [5 empty] | 0064894555862 | 10064894555869 |  | -20 | 40 |  |  | 6 |  | 760 | 116 | 0.6 | [5 empty] | 40 |  |  | 10000 | [7 empty] | GLS | Clear |  | 60 | Box | 10000 |  |  | 115 | [10 empty] | Carton | [12 empty] | Yes | [8 empty] | No | [32 empty] | E27 | GE Lighting | 80 | 2700 | 2700 | 760 | 6.5 |  | Phased-out
93046420 | @LED5/A60 FIL/827/220-240V/E27 Pearl | image | datasheet | deeplink |  | 355 |  |  |  | No | [8 empty] | 5 |  | <0.5s | 5 | 220-240 | Standard | [5 empty] | 0064894555855 | 10064894555852 |  | -20 | 40 |  |  | 6 |  | 590 | 118 | 0.6 | [5 empty] | 40 |  |  | 10000 | [7 empty] | GLS | Pearl |  | 60 | Box | 10000 |  |  | 115 | [10 empty] | Carton | [12 empty] | Yes | [8 empty] | No | [32 empty] | E27 | GE Lighting | 80 | 2700 | 2700 | 590 | 5 |  | Marked for phase-out
93046416 | @LED4/A60 FIL/827/220-240V/E27 Pearl | image | datasheet | deeplink |  | 355 |  |  |  | No | [8 empty] | 4 |  | <0.5s | 4 | 220-240 | Standard | [5 empty] | 0064894555831 | 10064894555838 |  | -20 | 40 |  |  | 6 |  | 460 | 120 | 0.6 | [5 empty] | 40 |  |  | 10000 | [7 empty] | GLS | Pearl |  | 60 | Box | 10000 |  |  | 115 | [10 empty] | Carton | [12 empty] | Yes | [8 empty] | No | [32 empty] | E27 | GE Lighting | 80 | 2700 | 2700 | 460 | 4 |  | Marked for phase-out
93046418 | LED4/A60 FIL/827/220-240V/E27 Clear | image | datasheet | deeplink |  | 355 |  |  |  | No | A++ | [7 empty] | 4 |  | <0.5s | 4 | 220-240 | Standard | [5 empty] | 0064894555749 | 10064894555746 |  | -20 | 40 |  |  | 6 |  | 460 | 120 | 0.6 | [5 empty] | 40 |  |  | 10000 | [7 empty] | GLS | Clear |  | 60 | Box | 10000 |  |  | 115 | [10 empty] | Carton | [12 empty] | Yes | [8 empty] | No | [32 empty] | E27 | GE Lighting | 80 | 2700 | 2700 | 460 | 4 |  | Phased-out
93046029 | LED4.5/A60 GLASS/827/220-240V/E27/F 1/6 | image | datasheet | deeplink |  | 355 |  |  |  | No | A++ | [7 empty] | 4.5 |  | 0.3s | 4.5 | 220-240 | Standard | [5 empty] | 0064894553660 | 10064894553667 |  | -20 | 40 |  |  | 6 |  | 470 | 100 | >0.5 | [5 empty] | 35 |  |  | 70000 | [7 empty] | GLS | Frosted |  | 60 | Box | 8000 |  |  | 106 | [10 empty] | Carton | [12 empty] | Yes | [41 empty] | E27 | GE Lighting | 80 | 2700 | 2700 | 470 | 4.5 |  | Phased-out
508163 | @TU 60W E27 42V TU GLS CL 1/10/100 MIH | image | datasheet | deeplink | [14 empty] | 60 |  |  | 63.6 |  | Standard | [5 empty] | 9004100150314 | 05994100081630 | [5 empty] | 100 | 1000 | 860 | 14.3 | [5 empty] | 106 | 31 | [10 empty] | GLS | Clear | 60 |  | BX |  | 46 | [12 empty] | OB |  |  | 600 | 600 | [5 empty] | 3000 |  | 598x308x226mm | [9 empty] | Yes |  |  | 3000 | [29 empty] | E27 | Tungsram |  |  |  | 860 | 60 | 42 | Phased-out
510612 | @TU 60W E27 36V TU GLS CL MIH 1/10/100 | image | datasheet | deeplink | [14 empty] | 40 |  |  | 42.4 |  | Standard | [5 empty] | 9004100150017 | 05994100106128 | [5 empty] | 100 | 1000 | 880 | 14.7 | [5 empty] | 106 | 31 | [10 empty] | GLS | Clear | 60 |  | BX |  | 46 | [12 empty] | OB |  |  | 600 | 600 | [5 empty] | 3000 |  | 598x308x226mm | [9 empty] | Yes |  |  | 3000 | [29 empty] | E27 | Tungsram |  |  |  | 880 | 60 | 36 | Phased-out
508165 | TU 100W E27 24V TU GLS CL 1/10/100 MIH | image | datasheet | deeplink | [17 empty] | 100 | [7 empty] | 9004100185613 | 05994100081654 | [5 empty] | 100 | 1000 |  | 17.4 | [5 empty] | 106 | 31 | [10 empty] | GLS | Clear | 60 |  | BX |  | 46 | [12 empty] | OB |  |  | 600 | 600 | [5 empty] | 3000 |  | 598x308x226mm | [9 empty] | Yes |  |  | 3000 | [29 empty] | E27 | Tungsram |  |  |  | 1740 | 100 | 24 | Phased-out
508164 | @TU 75W E27 24V TU GLS CL 1/10/100 MIH | image | datasheet | deeplink | [14 empty] | 75 |  |  | 79.5 |  | Standard | [5 empty] | 9004100174112 | 05994100081647 | [5 empty] | 100 | 1000 | 1200 | 16 | [5 empty] | 106 | 31 | [10 empty] | GLS | Clear | 60 |  | BX |  | 46 | [12 empty] | OB |  |  | 600 | 600 | [5 empty] | 3000 |  | 598x308x226mm | [9 empty] | Yes |  |  | 3000 | [29 empty] | E27 | Tungsram |  |  |  | 1200 | 75 | 24 | Phased-out
508162 | TU 60W E27 24V TU GLS CL 1/10/100 MIH | image | datasheet | deeplink | [6 empty] | D | [10 empty] | 60 | [7 empty] | 9004100149615 | 05994100081623 | [5 empty] | 100 | 1000 |  | 15.5 | [5 empty] | 106 | 31 | [10 empty] | GLS | Clear | 60 |  | BX |  | 46 | [12 empty] | OB |  |  | 600 | 600 | [5 empty] | 3000 |  | 598x308x226mm | [9 empty] | Yes |  |  | 3000 | [29 empty] | E27 | Tungsram |  |  |  | 930 | 60 | 24 | Available
529694 | TU 100A1/CL/E27 240V TU BX1/10/120 SRB | image | datasheet | deeplink | [17 empty] | 100 |  | Standard | [5 empty] | 5994100164227 | 15994100296949 | [5 empty] | 120 | 1000 |  | 13.3 | [5 empty] | 89.5 | 22 | [10 empty] | GLS | Clear | 50 |  | BX |  | 31 | [11 empty] | EUP related | OB |  |  | 960 | [6 empty] | 3840 |  | 397x252x281mm | [9 empty] | Yes | [32 empty] | E27 | Tungsram |  |  |  | 1330 | 100 | 240 | Available
529693 | TU 75A1/CL/E27 240V TU BX 1/10/120 SRB | image | datasheet | deeplink | [17 empty] | 75 |  | Standard | [5 empty] | 5994100164210 | 15994100296932 | [5 empty] | 120 | 1000 |  | 12.4 | [5 empty] | 89.5 | 22 | [10 empty] | GLS | Clear | 50 |  | BX |  | 31 | [11 empty] | EUP related | OB |  |  | 960 | [6 empty] | 3840 |  | 397x252x281mm | [9 empty] | Yes | [32 empty] | E27 | Tungsram |  |  |  | 930 | 75 | 240 | Available
529692 | TU 60A1/CL/E27 240V TU BX 1/10/120 SRB | image | datasheet | deeplink | [17 empty] | 60 |  | Standard | [5 empty] | 5994100164203 | 15994100296925 | [5 empty] | 120 | 1000 |  | 11.7 | [5 empty] | 89.5 | 22 | [10 empty] | GLS | Clear | 50 |  | BX |  | 31 | [11 empty] | EUP related | OB |  |  | 960 | [6 empty] | 3840 |  | 397x252x281mm | [9 empty] | Yes | [32 empty] | E27 | Tungsram |  |  |  | 700 | 60 | 240 | Available
529691 | TU 40A1/CL/E27 240V TU BX 1/10/120 SRB | image | datasheet | deeplink | [17 empty] | 40 |  | Standard | [5 empty] | 5994100164197 | 15994100296918 | [5 empty] | 120 | 1000 |  | 10.3 | [5 empty] | 89.5 | 22 | [10 empty] | GLS | Clear | 50 |  | BX |  | 31 | [11 empty] | EUP related | OB |  |  | 960 | [6 empty] | 3840 |  | 397x252x281mm | [9 empty] | Yes | [32 empty] | E27 | Tungsram |  |  |  | 410 | 40 | 240 | Available
522812 | TU&100A1/F/E27 240VTU A50 OK1/10/120MIH | image | datasheet | deeplink | [6 empty] | E | [10 empty] | 100 | [7 empty] | 5994100228127 | 15994100228124 | [5 empty] | 120 | 1000 |  | 13.3 | [5 empty] | 89.5 | 22 | [10 empty] | GLS | Frosted | 50 |  | BX |  | 39 | [11 empty] | EUP related | OB |  |  | 960 | 1200 | [5 empty] | 3840 |  | 397x281x252mm | [9 empty] | Yes |  |  | 4800 | [29 empty] | E27 | Tungsram |  |  |  | 1330 | 100 | 240 | Phased-out
522811 | TU&60A1/F/E27 240V TU A50 OK1/10/120MIH | image | datasheet | deeplink | [6 empty] | E | [10 empty] | 60 | [7 empty] | 5994100228110 | 15994100228117 | [5 empty] | 120 | 1000 |  | 11.7 | [5 empty] | 89.5 | 22 | [10 empty] | GLS | Frosted | 50 |  | BX |  | 39 | [11 empty] | EUP related | OB |  |  | 960 | 1200 | [5 empty] | 3840 |  | 397x281x252mm | [9 empty] | Yes |  |  | 4800 | [29 empty] | E27 | Tungsram |  |  |  | 700 | 60 | 240 | Phased-out
529696 | @TU 40W E27 230V TU R63S SRB | image | datasheet | deeplink | [17 empty] | 40 |  | Standard | [5 empty] | 9004100378114 | 15994100296963 | [5 empty] | 50 | 1000 | [7 empty] | 102.5 | 27 | [10 empty] | Reflector | Satin | 63.5 |  | BX |  | 56 | [11 empty] | EUP related | OB |  |  | 300 | [6 empty] | 1500 |  | 338x338x221mm | [9 empty] | Yes | [32 empty] | E27 | Tungsram |  |  |  |  | 40 | 230 | Marked for phase-out
529688 | TU@40W E27 230V TU SPHSOFT 1/10/100 SRB | image | datasheet | deeplink | [6 empty] | E | [10 empty] | 40 | [7 empty] | 9004101742815 | 15994100296888 | [5 empty] | 100 | 1000 |  | 8.8 | [5 empty] | 72 | 17 | [10 empty] | Spherical | White | 45 |  | BX |  | 26 | [11 empty] | EUP related | OB |  |  | 1000 | [6 empty] | 6000 |  | 473x243x181mm | [9 empty] | Yes | [32 empty] | E27 | Tungsram |  |  |  | 350 | 40 | 230 | Phased-out
515856 | TU@60A1/CL/E27 230V TU A50 BX1/10/120MIH | image | datasheet | deeplink | [6 empty] | E | [10 empty] | 60 | [7 empty] | 5994100158561 | 05994100158561 | [5 empty] | 120 | 1000 |  | 11.8 | [5 empty] | 89.5 | 22 | [10 empty] | GLS | Clear | 50 |  | BX |  | 32 | [11 empty] | EUP related | OB |  |  | 960 | 1200 | [5 empty] | 3840 |  | 391x251x287mm | [9 empty] | Yes |  |  | 4800 | [29 empty] | E27 | Tungsram |  |  |  | 710 | 60 | 230 | Phased-out
514869 | TU&40D1/CL/E27 127V TU BX 1/10/50 MIH | image | datasheet | deeplink | [6 empty] | E | [10 empty] | 40 | [7 empty] | 5994100148692 | 25994100148696 | [5 empty] | 50 | 1000 |  | 11 | [5 empty] | 72 | 16 | [10 empty] | Spherical | Clear | 45 |  | BX |  | 51 | [11 empty] | EUP related | OB |  |  | 500 | [6 empty] | 5500 |  | 453x228x96mm | [9 empty] | Yes | [32 empty] | E27 | Tungsram |  |  |  | 440 | 40 | 127 | Phased-out
529698 | @TU 150A65/CL/E27 230V TU 1/20 SRB | image | datasheet | deeplink | [17 empty] | 150 |  | Standard | [5 empty] | 9004100368917 | 15994100296987 | [5 empty] | 20 | 1000 |  | 14.4 | [5 empty] | 125 | 42 | [10 empty] | GLS | Clear | 65 |  | BX |  | 65 | [11 empty] | EUP related | OB |  |  | 380 | [6 empty] | 1520 |  | 333x138x268mm | [9 empty] | Yes | [32 empty] | E27 | Tungsram |  |  |  | 2160 | 150 | 230 | Phased-out
517749 | TU@150A65/FR/E27 230V TU 1/20 MIH | image | datasheet | deeplink | [6 empty] | E | [10 empty] | 150 | [7 empty] | 9004100370514 | 15994100177491 | [5 empty] | 20 | 1000 |  | 14.4 | [5 empty] | 125 | 42 | [10 empty] | GLS | Frosted | 65 |  | BX |  | 64 | [11 empty] | EUP related | OB |  |  | 380 | [6 empty] | 1520 |  | 333x138x268mm | [9 empty] | Yes | [32 empty] | E27 | Tungsram |  |  |  | 2160 | 150 | 230 | Phased-out
143992 | TU@60A1/CL/RS/E27 127V TUBX 1/10/100 MIH | image | datasheet | deeplink | [6 empty] | E | [10 empty] | 60 | [8 empty] | 19004100439928 | [5 empty] | 100 | 1000 |  | 8.8 | [5 empty] | 106.5 | 31 | [10 empty] | GLS | Clear | 60 |  | BX |  | 46 | [11 empty] | EUP related | OB |  |  | 600 | 600 | [5 empty] | 3000 |  | 596x306x222mm | [9 empty] | Yes |  |  | 3000 | [29 empty] | E27 | Tungsram |  |  |  | 530 | 60 | 125 | Phased-out
510362 | TU@80W E27 230V TU PAR38BL FL WM MIH1/10 | image | datasheet | deeplink | [6 empty] | E | [10 empty] | 80 | [7 empty] | 9004100688718 | 09004100688718 | [5 empty] | 10 | 2000 | [7 empty] | 136 | 336 | [10 empty] | Reflector | Blue | 122 |  | BX |  | 418 | [11 empty] | EUP related | OB |  |  | 60 | [6 empty] | 360 |  | 588x238x166mm | [9 empty] | Yes | [32 empty] | E27 | Tungsram |  |  |  |  | 80 | 230 | Phased-out
529690 | @TU 60W E14 230V TU R50S 1/10/50 SRB | image | datasheet | deeplink | [17 empty] | 60 |  | Standard | [5 empty] | 5994100079958 | 15994100296901 | [5 empty] | 50 | 1000 | [7 empty] | 86 | 16 | [10 empty] | Reflector | Satin | 50 |  | BX |  | 27 | [11 empty] | EUP related | OB |  |  | 600 | [6 empty] | 3000 |  | 264x264x186mm | [9 empty] | Yes | [32 empty] | E14 | Tungsram |  |  |  |  | 60 | 230 | Marked for phase-out
511871 | TU@40W E14 230V TU R50S 2/40 MIH | image | datasheet | deeplink | [6 empty] | E | [10 empty] | 40 | [7 empty] | 5994100118718 | 05994100118718 | [5 empty] | 40 | 1000 | [7 empty] | 86 | 16 | [10 empty] | Reflector | Satin | 50 |  | BX |  | 29 | [11 empty] | EUP related | OB |  |  | 520 | [6 empty] | 4680 |  | 291x236x110mm | [9 empty] | Yes | [32 empty] | E14 | Tungsram |  |  |  |  | 40 | 230 | Phased-out
511870 | TU@25W E14 230V TU R50S 2/40 MIH | image | datasheet | deeplink | [6 empty] | E | [10 empty] | 25 | [7 empty] | 5994100118701 | 05994100118701 | [5 empty] | 40 | 1000 | [7 empty] | 86 | 16 | [10 empty] | Reflector | Satin | 50 |  | BX |  | 29 | [11 empty] | EUP related | OB |  |  | 520 | [6 empty] | 4680 |  | 291x236x110mm | [9 empty] | Yes | [32 empty] | E14 | Tungsram |  |  |  |  | 25 | 230 | Phased-out
529695 | @TU 40D1/CL/E14 230V TU 1/10/100 SRB | image | datasheet | deeplink | [17 empty] | 40 |  | Standard | [5 empty] | 9004100623511 | 15994100296956 | [5 empty] | 100 | 1000 |  | 10 | [5 empty] | 76.5 | 15 | [10 empty] | Spherical | Clear | 45 |  | BX |  | 23 | [11 empty] | EUP related | OB |  |  | 700 | [6 empty] | 4200 |  | 453x228x176mm | [9 empty] | Yes | [32 empty] | E14 | Tungsram |  |  |  | 400 | 40 | 230 | Marked for phase-out
529687 | TU 60W E14 230V TU CDL CL 1/10/100 SRB | image | datasheet | deeplink | [17 empty] | 60 |  | Standard | [5 empty] | 9004100549019 | 15994100296871 | [5 empty] | 100 | 1000 |  | 11 | [5 empty] | 99.5 | 15 | [10 empty] | Candle | Clear | 35 |  | BX |  | 24 | [11 empty] | EUP related | OB |  |  | 1200 | [6 empty] | 6000 |  | 368x188x221mm | [9 empty] | Yes | [32 empty] | E14 | Tungsram |  |  |  | 660 | 60 | 230 | Available
529686 | TU 40W E14 230V TU CDL CL 1/10/100 SRB | image | datasheet | deeplink | [17 empty] | 40 |  | Standard | [5 empty] | 9004100540115 | 15994100296864 | [5 empty] | 100 | 1000 |  | 10 | [5 empty] | 99.5 | 15 | [10 empty] | Candle | Clear | 35 |  | BX |  | 24 | [11 empty] | EUP related | OB |  |  | 1200 | [6 empty] | 6000 |  | 368x188x221mm | [9 empty] | Yes | [32 empty] | E14 | Tungsram |  |  |  | 400 | 40 | 230 | Available
529685 | TU 25W E14 230V TU CDL CL 1/10/100 SRB | image | datasheet | deeplink | [17 empty] | 25 |  | Standard | [5 empty] | 9004100532516 | 15994100296857 | [5 empty] | 100 | 1000 |  | 8.4 | [5 empty] | 99.5 | 15 | [10 empty] | Candle | Clear | 35 |  | BX |  | 24 | [11 empty] | EUP related | OB |  |  | 1200 | [6 empty] | 6000 |  | 368x188x221mm | [9 empty] | Yes | [32 empty] | E14 | Tungsram |  |  |  | 210 | 25 | 230 | Available
509774 | TU&40W E14 230V TU SPH OP 1/10/100 | image | datasheet | deeplink | [6 empty] | E | [10 empty] | 40 | [7 empty] | 9004100629018 | 05994100097747 | [5 empty] | 100 | 1000 |  | 9 | [5 empty] | 76.5 | 15 | [10 empty] | Spherical | White | 45 |  | BX |  | 25 | [11 empty] | EUP related | OB |  |  | 1000 | [6 empty] | 6000 |  | 453x228x176mm | [9 empty] | Yes | [32 empty] | E14 | Tungsram |  |  |  | 360 | 40 | 230 | Phased-out
522810 | TU@100A1/F/B22 240VTU A50 OK1/10/120MIH | image | datasheet | deeplink | [6 empty] | E | [10 empty] | 100 | [7 empty] | 5994100228103 | 15994100228100 | [5 empty] | 120 | 1000 |  | 13.3 | [5 empty] | 88.5 | 29 | [10 empty] | GLS | Frosted | 50 |  | BX |  | 39 | [11 empty] | EUP related | OB |  |  | 960 | 1200 | [5 empty] | 3840 |  | 397x281x252mm | [9 empty] | Yes |  |  | 4800 | [29 empty] | B22d | Tungsram |  |  |  | 1330 | 100 | 240 | Phased-out
522809 | TU@60A1/F/B22 240V TU A50 OK1/10/120MIH | image | datasheet | deeplink | [6 empty] | E | [10 empty] | 60 | [7 empty] | 5994100228097 | 15994100228094 | [5 empty] | 120 | 1000 |  | 11.7 | [5 empty] | 88.5 | 29 | [10 empty] | GLS | Frosted | 50 |  | BX |  | 35 | [11 empty] | EUP related | OB |  |  | 960 | 1200 | [5 empty] | 3840 |  | 397x281x252mm | [9 empty] | Yes |  |  | 4800 | [29 empty] | B22d | Tungsram |  |  |  | 700 | 60 | 240 | Phased-out
517189 | TU@100A1/CL/B22 240VTU A50 BX1/10/120MIH | image | datasheet | deeplink | [6 empty] | E | [10 empty] | 100 | [7 empty] | 5994100171898 | 25994100171892 | [5 empty] | 120 | 1000 |  | 13.3 | [5 empty] | 88.5 | 29 | [10 empty] | GLS | Clear | 50 |  | BX |  | 39 | [11 empty] | EUP related | OB |  |  | 960 | 1200 | [5 empty] | 3840 |  | 396x253x287mm | [9 empty] | Yes |  |  | 4800 | [29 empty] | B22d | Tungsram |  |  |  | 130 | 100 | 240 | Phased-out
93031747 | OT F58W/T8/54/TU/SL/1-25 EU DS | image | datasheet | deeplink | [6 empty] | A |  |  | 3925 | -15°C ...50°C |  |  |  | 58 |  |  | 68 | [7 empty] | 0064894527913 | 10064894527910 |  |  |  |  | 25 | 25 | {EM 3-hour} : 13000 |  |  |  | Daylight | 54 |  |  | 1514.2 | 196 | [10 empty] | Tubular | Coated |  | 28 | sleeve | [5 empty] | 0.87 | [7 empty] | No CE-mark | outer box |  |  |  |  | 68 |  |  |  |  | SP 1400 |  | 1550x150x145mm |  |  | 1500 | [11 empty] | 4.5 mg | [27 empty] | G13 | Tungsram | 75 | 6500 | 6500 | 3925 | 58 |  | Phased-out
93031749 | OT F36W/T8/54/TU/SL/1-25 EU DS | image | datasheet | deeplink | [6 empty] | A |  |  | 2500 | -15°C ...50°C |  |  |  | 36 |  |  | 43 | [7 empty] | 0064894527678 | 10064894527675 |  |  |  |  | 25 | 25 | {EM 3-hour} : 13000 |  |  |  | Daylight | 54 |  |  | 1213.6 | 156 | [10 empty] | Tubular | Coated |  | 28 | sleeve | [5 empty] | 0.9 | [7 empty] | No CE-mark | outer box |  |  |  |  | 69 |  |  |  |  | SP 1400 |  | 1250x150x145mm |  |  | 1199.4 | [11 empty] | 4.5 mg | [27 empty] | G13 | Tungsram | 75 | 6500 | 6500 | 2500 | 36 |  | Phased-out
93031751 | OT F18W/T8/54/TU/SL/1-25 EU DS | image | datasheet | deeplink | [6 empty] | B |  |  | 1025 | -15°C ...50°C |  |  |  | 18 |  |  | 22 | [7 empty] | 0064894527654 | 10064894527651 |  |  |  |  | 25 | 25 | {EM 3-hour} : 13000 |  |  |  | Daylight | 54 |  |  | 604 | 84 | [10 empty] | Tubular | Coated |  | 28 | sleeve | [5 empty] | 0.9 | [7 empty] | No CE-mark | outer box |  |  |  |  | 57 |  |  |  |  | SP 2800 |  | 630x150x145mm |  |  | 589.8 | [11 empty] | 4.5 mg | [27 empty] | G13 | Tungsram | 75 | 6500 | 6500 | 1025 | 18 |  | Phased-out
93031748 | OT F58W/T8/33/TU/SL/1-25 EU DS | image | datasheet | deeplink | [6 empty] | A |  |  | 4500 | -15°C ...50°C |  |  |  | 58 |  |  | 68 | [7 empty] | 0064894527685 | 10064894527682 |  |  |  |  | 25 | 25 | {EM 3-hour} : 13000 |  |  |  | Cool White | 33 |  |  | 1514.2 | 196 | [10 empty] | Tubular | Coated |  | 28 | sleeve | [5 empty] | 0.87 | [7 empty] | No CE-mark | outer box |  |  |  |  | 78 |  |  |  |  | SP 1400 |  | 1550x150x145mm |  |  | 1500 | [11 empty] | 4.5 mg | [27 empty] | G13 | Tungsram | 60 | 4000 | 4000 | 4500 | 58 |  | Phased-out
93031750 | OT F36W/T8/33/TU/SL/1-25 EU DS | image | datasheet | deeplink | [6 empty] | A |  |  | 2850 | -15°C ...50°C |  |  |  | 36 |  |  | 43 | [7 empty] | 0064894527661 | 10064894527668 |  |  |  |  | 25 | 25 | {EM 3-hour} : 13000 |  |  |  | Cool White | 33 |  |  | 1213.6 | 156 | [10 empty] | Tubular | Coated |  | 28 | sleeve | [5 empty] | 0.9 | [7 empty] | No CE-mark | outer box |  |  |  |  | 79 |  |  |  |  | SP 1400 |  | 1250x150x145mm |  |  | 1199.4 | [11 empty] | 4.5 mg | [27 empty] | G13 | Tungsram | 60 | 4000 | 4000 | 2850 | 36 |  | Phased-out
93031752 | OT F18W/T8/33/TU/SL/1-25 EU DS | image | datasheet | deeplink | [6 empty] | B |  |  | 1200 | -15°C ...50°C |  |  |  | 18 |  |  | 22 | [7 empty] | 0064894526848 | 10064894526845 |  |  |  |  | 25 | 25 | {EM 3-hour} : 13000 |  |  |  | Cool White | 33 |  |  | 604 | 84 | [10 empty] | Tubular | Coated |  | 28 | sleeve | [5 empty] | 0.9 | [7 empty] | No CE-mark | outer box |  |  |  |  | 67 |  |  |  |  | SP 2800 |  | 630x150x145mm |  |  | 589.8 | [11 empty] | 4.5 mg | [27 empty] | G13 | Tungsram | 60 | 4000 | 4000 | 1200 | 18 |  | Phased-out
93042892 | LED1.6/T25/865/100-240V/E14/F BL 1/10 TU | image | datasheet | deeplink | [5 empty] | No | A++ | [7 empty] | 1.6 |  |  | 1.6 | 100-240 | Standard | [5 empty] | 0064894545542 | 10064894545549 | [5 empty] | 10 |  | 150 |  | 0.4 | [5 empty] | 13.5 |  |  | 15000 | [8 empty] | White | 25 |  |  | 15000 |  |  | 59 | [65 empty] | E14 | Tungsram | 80 | 2700 | 2700 | 140 | 1.6 |  | Phased-out
93038473 | @LED 18/T8 PPR 4ft/865/100-240V BX1/10 | image | datasheet | deeplink |  | 150 |  |  |  | No | [5 empty] | <6 steps |  |  | 18 |  | <0.5 | 18 | 100-240 | [6 empty] | 0064894544644 | 10064894544641 |  |  |  | -30…+40°C |  | 10 |  | 2200 | 122 | >0.9 |  | 865 |  |  | 1213.6 | 240 |  |  | 50000 | [6 empty] | 93038658 - LED 18/T8 PPR 4ft/865/100-240V BX1/10 DS | T8 | Diffuse |  | 28 | sleeve | 50000 | 386 | 50 SL | 1200 | [10 empty] | Bx |  |  | SL 50 |  |  |  |  | >0.9 |  | SP 650 |  | 1305x178x80mm | Yes | Universal | [12 empty] | No | [27 empty] | G13 Rot | GE Lighting | 80 | 6500 | 6500 | 2200 | 18 | 220 | Phased-out
93038458 | LED 18/T8 PPR 4ft/840/100-240V BX1/10 | image | datasheet | deeplink |  | 150 |  |  |  | No | A++ |  |  |  |  | <6 steps |  |  | 18 |  | <0.5 | 18 | 100-240 | [6 empty] | 0064894544125 | 10064894544122 |  |  |  | -30…+40°C |  | 10 |  | 2200 | 122 | >0.9 |  | 840 |  |  | 1213.6 | 240 |  |  | 50000 | [6 empty] | 93038661 - LED 18/T8 PPR 4ft/840/100-240V BX1/10 DS | T8 | Diffuse |  | 28 | sleeve | 50000 | 386 | 50 SL | 1200 | [10 empty] | Bx |  |  | SL 50 |  |  |  |  | >0.9 |  | SP 650 |  | 1305x178x80mm | Yes | Universal | [12 empty] | No | [27 empty] | G13 Rot | GE Lighting | 80 | 4000 | 4000 | 2200 | 18 | 220 | Phased-out
93038469 | LED 18/T8 PPR 4ft/830/100-240V BX1/10 | image | datasheet | deeplink |  | 150 |  |  |  | No | A+ |  |  |  |  | <6 steps |  |  | 18 |  | <0.5 | 18 | 100-240 | [6 empty] | 0064894544118 | 10064894544115 |  |  |  | -30…+40°C |  | 10 |  | 1980 | 110 | >0.9 |  | 830 |  |  | 1213.6 | 240 |  |  | 50000 | [7 empty] | T8 | Diffuse |  | 28 | sleeve | 50000 | 386 | 50 SL | 1200 | [10 empty] | Bx |  |  | SL 50 |  |  |  |  | >0.9 |  | SP 650 |  | 1305x178x80mm | Yes | Universal | [12 empty] | No | [27 empty] | G13 Rot | GE Lighting | 80 | 3000 | 3000 | 1980 | 18 | 220 | Phased-out
93032128 | @LU250/HO/T/E40 MIC | image | datasheet | deeplink | Yes |  |  | 0.53 |  |  | A+ |  | 2.8 | [5 empty] | 265 |  |  | 291.5 | 100 | [6 empty] | 0064894538889 | 10064894538886 |  |  |  | 25 |  | 12 |  | 33114 |  |  |  |  | 0.42 | 158 | 260 | 149 |  |  |  |  | 4 | [5 empty] | Tubular | Clear |  |  |  |  | 190 | [8 empty] | 125 | 123 | 1 |  |  |  |  | 288 | 372 | [5 empty] | 864 |  | 215x162x349mm |  | universal | [10 empty] | 1152 |  | 20 | [27 empty] | E40 | GE Lighting | 21 | 2000 | 2000 | 32500 | 250 | 100 | Marked for phase-out
528607 | OT F58W/T8/29/TU/SL 1/25 DS | image | datasheet | deeplink | [6 empty] | G |  |  | 4000 | -15°C ...50°C |  |  |  | 58 |  |  | 69 |  | Direct shipment | [5 empty] | 5994100286073 | 15994100286070 |  |  |  |  | 25 | 25 | {EM 3-hour} : 9000 |  |  |  |  | 29 |  |  | 1514.2 | [11 empty] | Tubular | Coated |  | 28 | sleeve | [13 empty] | No CE-mark | outer box |  |  |  |  | 69 |  |  |  |  | SP 900 |  | 1530x150x145mm |  |  | 1500 | [11 empty] | <10 mg | [27 empty] | G13 | Tungsram | 50 | 2900 | 2900 | 4000 | 58 |  | Available
528515 | OT F36W/T8/29/TU/SL/1-25 DS | image | datasheet | deeplink | [6 empty] | G |  |  | 2600 | -15°C ...50°C |  |  |  | 34.5 |  |  | 37.95 |  | Direct shipment | [5 empty] | 5994100285151 | 15994100285158 |  |  |  |  | 25 | 25 | {EM 3-hour} : 9000 | 2860 |  |  |  | 29 |  |  | 1213.6 | [11 empty] | Tubular | Coated |  | 28 | sleeve | [13 empty] | No CE-mark | outer box |  |  |  |  | 72 |  |  |  |  | 600 |  | 1265x176x160mm |  |  | 1199.4 | [9 empty] | 900 |  | <10 mg | [27 empty] | G13 | Tungsram | 50 | 2900 | 2900 | 2600 | 36 |  | Available
528513 | OT F18W/T8/29/TU/SL/1-25 DS | image | datasheet | deeplink | [6 empty] | G |  |  | 1000 | -15°C ...50°C |  |  |  | 34.5 |  |  | 37.95 |  | Direct shipment | [5 empty] | 5994100285137 | 15994100285134 |  |  |  |  | 25 | 25 | {EM 3-hour} : 9000 | 3020 |  |  | Warm White | 29 |  |  | 604 | [11 empty] | Tubular | Coated |  | 28 | sleeve | [13 empty] | No CE-mark | outer box |  |  |  |  | 56 |  |  |  |  | 1200 |  | 665x175x158mm |  |  | 589.8 | [9 empty] | 1500 |  | < 10 mg | [27 empty] | G13 | Tungsram | 50 | 2900 | 2900 | 1000 | 18 |  | Available
525474 | OT FT5/28W/840/TU/SL 1/30 DS | image | datasheet | deeplink | [6 empty] | F |  |  | 2640 | -15°C ...60°C |  |  |  | 27.9 |  |  | 31 |  | Direct shipment | [5 empty] | 5994100254744 | 15994100254741 |  |  |  |  | 35 | 30 |  |  |  |  | Cool White | 33 |  |  | 1163.2 | [11 empty] | Tubular | Coated |  | 16 | sleeve | [14 empty] | outer box | 20000 | [8 empty] | 1800 | 17000 | 1190x120x102mm |  |  | 1149 |  | 95 | [7 empty] | 2400 |  | 3 | 104 | [6 empty] | exempt | [19 empty] | G5 | Tungsram | 82 | 4000 | 4000 | 2900 | 28 |  | Available
525472 | OT FT5/21W/840/TU/SL 1/30 DS | image | datasheet | deeplink | [6 empty] | F |  |  | 1910 | -15°C ...60°C |  |  |  | 20.6 |  |  | 23 |  | Direct shipment | [5 empty] | 5994100254720 | 15994100254727 |  |  |  |  | 35 | 30 |  |  |  |  | Cool White | 33 |  |  | 863.2 | [11 empty] | Tubular | Coated |  | 16 | sleeve | [14 empty] | outer box | 20000 | [8 empty] | 1800 | 17000 | 890x120x102mm |  |  | 849 |  | 93 | [7 empty] | 3000 |  | 3 | 101 | [6 empty] | exempt | [19 empty] | G5 | Tungsram | 82 | 4000 | 4000 | 2100 | 21 |  | Available
525470 | OT FT5/14W/840/TU/SL 1/30 DS | image | datasheet | deeplink | [6 empty] | G |  |  | 1230 | -15°C ...60°C |  |  |  | 14 |  |  | 15 |  | Direct shipment | [5 empty] | 5994100254706 | 15994100254703 |  |  |  |  | 35 | 30 |  |  |  |  | Cool White | 33 |  |  | 563.2 | [11 empty] | Tubular | Coated |  | 16 | sleeve | [14 empty] | outer box | 20000 | [8 empty] | 3600 | 17000 | 590x120x102mm |  |  | 549 |  | 88 | [7 empty] | 4800 |  | 3 | 96 | [6 empty] | exempt | [19 empty] | G5 | Tungsram | 82 | 4000 | 4000 | 1350 | 14 |  | Available
529494 | FT8/58W/840/TU/SL1/25 DS USA | image | datasheet | deeplink | [6 empty] | A |  |  | 5200 | -15°C ...50°C |  |  |  | 58 |  |  | 68 | [7 empty] | 5994100171980 | 15994100294945 |  |  |  |  | 25 | 25 | {EM 3-hour} : 15000 |  |  |  | Cool White | 33 |  |  | 1514.2 | [11 empty] | Tubular | Coated |  | 28 | sleeve | [13 empty] | CE Certified | outer box | 23000 |  |  |  | 90 |  |  |  |  | SP 900 | 20000 | 1530x150x145mm |  |  | 1500 | [11 empty] | <2.9 mg | [10 empty] | 18000 | [16 empty] | G13 | Tungsram | 80 | 4000 | 4000 | 5200 | 58 |  | Phased-out
529493 | FT8/36W/840/TU/SL1/25 DS USA | image | datasheet | deeplink | [6 empty] | A |  |  | 3350 | -15°C ...50°C |  |  |  | 36 |  |  | 42 | [7 empty] | 5994100171973 | 15994100294938 |  |  |  |  | 25 | 25 | {EM 3-hour} : 15000 |  |  |  | Cool White | 33 |  |  | 1213.6 | [11 empty] | Tubular | Coated |  | 28 | sleeve | [13 empty] | CE Certified | outer box | 23000 |  |  |  | 93 |  |  |  |  | 750 | 20000 | 1230x150x145mm |  |  | 1199.4 | [9 empty] | 900 |  | <2.9 mg | [10 empty] | 18000 | [16 empty] | G13 | Tungsram | 80 | 4000 | 4000 | 3350 | 36 |  | Phased-out
529492 | FT8/18W/840/TU/SL1/25 DS USA | image | datasheet | deeplink | [6 empty] | A |  |  | 1350 | -15°C ...50°C |  |  |  | 18 |  |  | 22 | [7 empty] | 5994100171959 | 15994100294921 |  |  |  |  | 25 | 25 | {EM 3-hour} : 15000 |  |  |  | Cool White | 33 |  |  | 604 | [11 empty] | Tubular | Coated |  | 28 | sleeve | [13 empty] | CE Certified | outer box | 23000 |  |  |  | 75 |  |  |  |  | 1500 | 20000 | 630x150x145mm |  |  | 589.8 | [9 empty] | 1800 |  | <2.9 mg | [10 empty] | 18000 | [16 empty] | G13 | Tungsram | 80 | 4000 | 4000 | 1350 | 18 |  | Phased-out
528608 | OT F58W/T8/33/TU/SL 1/25 DS | image | datasheet | deeplink | [6 empty] | G |  |  | 4000 | -15°C ...50°C |  |  |  | 58 |  |  | 69 |  | Direct shipment | [5 empty] | 5994100286080 | 15994100286087 |  |  |  |  | 25 | 25 | {EM 3-hour} : 9000 |  |  |  | Cool White | 33 |  |  | 1514.2 | [11 empty] | Tubular | Coated |  | 28 | sleeve | [13 empty] | No CE-mark | outer box |  |  |  |  | 69 |  |  |  |  | SP 900 |  | 1530x150x145mm |  |  | 1500 | [9 empty] | 450 |  | < 10 mg | [27 empty] | G13 | Tungsram | 58 | 4000 | 4000 | 4000 | 58 |  | Available
528606 | OT F36W/T8/33/TU/SL/1-25 DS | image | datasheet | deeplink | [6 empty] | G |  |  | 2600 | -15°C ...50°C |  |  |  | 36 |  |  | 44 |  | Direct shipment | [5 empty] | 5994100286066 | 15994100286063 |  |  |  |  | 25 | 25 | {EM 3-hour} : 9000 |  |  |  | Cool White | 33 |  |  | 1213.6 | [11 empty] | Tubular | Coated |  | 28 | sleeve | [13 empty] | No CE-mark | outer box |  |  |  |  | 72 |  |  |  |  | 600 |  | 1265x176x160mm |  |  | 1199.4 | [9 empty] | 900 |  | < 10 mg | [27 empty] | G13 | Tungsram | 58 | 4000 | 4000 | 2600 | 36 |  | Available
528514 | OT F18W/T8/33/TU/SL/1-25 DS | image | datasheet | deeplink | [6 empty] | G |  |  | 1000 | -15°C ...50°C |  |  |  | 19 |  |  | 20.9 |  | Direct shipment | [5 empty] | 5994100285144 | 15994100285141 |  |  |  |  | 25 | 25 | {EM 3-hour} : 9000 | 1375 |  |  | Cool White | 33 |  |  | 604 | [11 empty] | Tubular | Coated |  | 28 | sleeve | [13 empty] | No CE-mark | outer box |  |  |  |  | 56 |  |  |  |  | 1200 |  | 665x175x158mm |  |  | 589.8 | [9 empty] | 1500 |  | < 10 mg | [27 empty] | G13 | Tungsram | 58 | 4000 | 4000 | 1000 | 18 |  | Available
529707 | FT8/58W/860/TU/SL1/25 DS USA | image | datasheet | deeplink | [6 empty] | A |  |  | 5000 | -15°C ...50°C |  |  |  | 58 |  |  | 68 | [7 empty] | 5994100237938 | 15994100297076 |  |  |  |  | 25 | 25 | {EM 3-hour} : 15000 |  |  |  | Daylight | 54 |  |  | 1514.2 | [11 empty] | Tubular | Coated |  | 28 | sleeve | [13 empty] | CE Certified | outer box | 23000 |  |  |  | 86 |  |  |  |  | SP 900 | 20000 | 1530x150x145mm |  |  | 1500 | [11 empty] | <2.9 mg | [10 empty] | 18000 | [16 empty] | G13 | Tungsram | 80 | 6400 | 6400 | 5000 | 58 |  | Phased-out
529706 | FT8/36W/860/TU/SL1/25 DS USA | image | datasheet | deeplink | [6 empty] | A |  |  | 3250 | -15°C ...50°C |  |  |  | 36 |  |  | 43 | [7 empty] | 5994100237921 | 15994100297069 |  |  |  |  | 25 | 25 | {EM 3-hour} : 15000 |  |  |  | Daylight | 54 |  |  | 1213.6 | [11 empty] | Tubular | Coated |  | 28 | sleeve | [13 empty] | CE Certified | outer box | 23000 |  |  |  | 90 |  |  |  |  | 750 | 20000 | 1230x150x145mm |  |  | 1199.4 | [9 empty] | 900 |  | <2.9 mg | [10 empty] | 18000 | [16 empty] | G13 | Tungsram | 80 | 6400 | 6400 | 3250 | 36 |  | Phased-out
529495 | FT8/18W/860/TU/SL1/25 DS USA | image | datasheet | deeplink | [6 empty] | A |  |  | 1250 | -15°C ...50°C |  |  |  | 18 |  |  | 22 | [7 empty] | 5994100237914 | 15994100294952 |  |  |  |  | 25 | 25 | {EM 3-hour} : 15000 |  |  |  | Daylight | 54 |  |  | 604 | [11 empty] | Tubular | Coated |  | 28 | sleeve | [13 empty] | CE Certified | outer box | 23000 |  |  |  | 69 |  |  |  |  | 1500 | 20000 | 630x150x145mm |  |  | 589.8 | [9 empty] | 1800 |  | <2.9 mg | [10 empty] | 18000 | [16 empty] | G13 | Tungsram | 80 | 6400 | 6400 | 1250 | 18 |  | Phased-out
520747 | OT F40W/54 T12 TU 1/25 DS | image | datasheet | deeplink | [6 empty] | G |  |  | 2450 | -15°C ...50°C |  |  |  | 39.5 |  |  | 47 |  | Direct shipment | [5 empty] | 5994100207474 | 15994100207471 | [5 empty] | 25 | {EM 3-hour} : 9000 |  |  |  | Daylight | 54 |  |  | 1213.6 | [11 empty] | Tubular | Coated |  | 38 | sleeve | [14 empty] | outer box | [9 empty] | 400 |  | 1250x200x210mm |  |  | 1199.4 | [11 empty] | 16-30 | [7 empty] | exempt | [19 empty] | G13 | Tungsram | 76 | 6500 | 6500 | 2450 | 40 |  | Available
520746 | OT F20W/54 T12 TU 1/25 DS | image | datasheet | deeplink | [6 empty] | G |  |  | 950 |  |  |  |  | 20.5 (TMDS:19.3) |  |  | 24 |  | Direct shipment | [5 empty] | 5994100207467 | 15994100207464 | [5 empty] | 25 | {EM 3-hour} : 9000 |  |  |  | Daylight | 54 |  |  | 604 | [11 empty] | Tubular | Coated |  | 38 | sleeve | [14 empty] | outer box | [9 empty] | 800 |  | 620x200x205mm |  |  | 589.8 | [11 empty] | 16-30 | [7 empty] | exempt | [19 empty] | G13 | Tungsram | 76 | 6500 | 6500 | 950 | 20 |  | Available
525475 | OT FT5/28W/865/TU/SL 1/30 DS | image | datasheet | deeplink | [6 empty] | G |  |  | 2450 | -15°C ...60°C |  |  |  | 27.9 |  |  | 31 |  | Direct shipment | [5 empty] | 5994100254751 | 15994100254758 |  |  |  |  | 35 | 30 |  |  |  |  | Daylight | 54 |  |  | 1163.2 | [11 empty] | Tubular | Coated |  | 16 | sleeve | [14 empty] | outer box | 20000 | [8 empty] | 1800 | 17000 | 1190x120x102mm |  |  | 1149 |  | 88 | [7 empty] | 2400 |  | 3 | 97 | [26 empty] | G5 | Tungsram | 82 | 6500 | 6500 | 2700 | 28 |  | Available
525473 | OT FT5/21W/865/TU/SL 1/30 DS | image | datasheet | deeplink | [6 empty] | G |  |  | 1770 | -15°C ...60°C |  |  |  | 20.6 |  |  | 23 |  | Direct shipment | [5 empty] | 5994100254737 | 15994100254734 |  |  |  |  | 35 | 30 |  |  |  |  | Daylight | 54 |  |  | 863.2 | [11 empty] | Tubular | Coated |  | 16 | sleeve | [14 empty] | outer box | 20000 | [8 empty] | 1800 | 17000 | 890x120x102mm |  |  | 849 |  | 86 | [7 empty] | 3000 |  | 3 | 95 | [6 empty] | exempt | [19 empty] | G5 | Tungsram | 82 | 6500 | 6500 | 1950 | 21 |  | Available
525471 | OT FT5/14W/865/TU/SL 1/30 DS | image | datasheet | deeplink | [6 empty] | G |  |  | 1140 | -15°C ...60°C |  |  |  | 14 |  |  | 15 |  | Direct shipment | [5 empty] | 5994100254713 | 15994100254710 |  |  |  |  | 35 | 30 |  |  |  |  | Daylight | 54 |  |  | 563.2 | [11 empty] | Tubular | Coated |  | 16 | sleeve | [14 empty] | outer box | 20000 | [8 empty] | 3600 | 17000 | 590x120x102mm |  |  | 549 |  | 84 | [7 empty] | 4800 |  | 3 | 89 | [6 empty] | exempt | [19 empty] | G5 | Tungsram | 82 | 6500 | 6500 | 1250 | 14 |  | Available
528651 | OT F36W/T8/54/TU/SL/1-25 IN DS | image | datasheet | deeplink | [6 empty] | G |  |  | 2400 | -15°C ...50°C |  |  |  | 36 |  |  | 43 |  | Direct shipment | [5 empty] | 5994100286516 | 15994100286513 |  |  |  |  | 25 | 25 | {EM 3-hour} : 9000 |  |  |  | Daylight | 54 |  |  | 1213.6 | [11 empty] | Tubular | Coated |  | 28 | sleeve |  | 160 | [11 empty] | No CE-mark | outer box |  |  | 750 | 900 | 67 | [6 empty] | 1230x150x145mm |  |  | 1199.4 | [11 empty] | < 10 mg | [27 empty] | G13 | Tungsram | 76 | 6500 | 6500 | 2400 | 36 |  | Available
528650 | OT F18W/T8/54/TU/SL/1-25 IN DS | image | datasheet | deeplink | [6 empty] | G |  |  | 1050 | -15°C ...50°C |  |  |  | 18 |  |  | 22 |  | Direct shipment | [5 empty] | 5994100286509 | 15994100286506 |  |  |  |  | 25 | 25 | {EM 3-hour} : 9000 |  |  |  | Daylight | 54 |  |  | 604 | [11 empty] | Tubular | Coated |  | 28 | sleeve |  | 80 | [11 empty] | No CE-mark | outer box |  |  | 1500 | 1800 | 58 | [6 empty] | 630x150x145mm |  |  | 589.8 | [11 empty] | < 10 mg | [27 empty] | G13 | Tungsram | 76 | 6500 | 6500 | 1050 | 18 |  | Available
524449 | OT F58W/T8/54/TUNGSRAM/SL/1-25 DS PRC | image | datasheet | deeplink | [6 empty] | G |  |  | 3700 | -15°C ...50°C |  |  |  | 58 |  |  | 70 |  | Direct shipment | [5 empty] | 5994100244493 | 15994100244490 |  |  |  |  | 25 | 25 | {EM 3-hour} : 9000 |  |  |  | Daylight | 54 |  |  | 1514.2 | [11 empty] | Tubular | Coated |  | 28 | sleeve | [13 empty] | No CE-mark | outer box |  |  |  |  | 64 |  |  |  |  | SP 900 |  | 1530x150x145mm |  |  | 1500 | [11 empty] | < 10 mg | [27 empty] | G13 | Tungsram | 70 | 6500 | 6500 | 3700 | 58 |  | Available
524448 | OT F36W/T8/54/TUNGSRAM/SL/1-25 DS PRC | image | datasheet | deeplink | [6 empty] | G |  |  | 2350 | -15°C ...50°C |  |  |  | 36 |  |  | 44 |  | Direct shipment | [5 empty] | 5994100244486 | 15994100244483 |  |  |  |  | 25 | 25 | {EM 3-hour} : 9000 |  |  |  | Daylight | 54 |  |  | 1213.6 | [11 empty] | Tubular | Coated |  | 28 | sleeve | [13 empty] | No CE-mark | outer box |  |  |  |  | 65 |  |  |  |  | 750 |  | 1230x150x145mm |  |  | 1199.4 | [11 empty] | < 10 mg | [27 empty] | G13 | Tungsram | 70 | 6500 | 6500 | 2350 | 36 |  | Available
524447 | OT F18W/T8/54/TUNGSRAM/SL/1-25 DS PRC | image | datasheet | deeplink | [6 empty] | G |  |  | 900 | -15°C ...50°C |  |  |  | 18 |  |  | 22 |  | Direct shipment | [5 empty] | 5994100244479 | 15994100244476 |  |  |  |  | 25 | 25 | {EM 3-hour} : 9000 |  |  |  | Daylight | 54 |  |  | 604 | [11 empty] | Tubular | Coated |  | 28 | sleeve | [13 empty] | No CE-mark | outer box |  |  |  |  | 50 |  |  |  |  | 1500 |  | 630x150x145mm |  |  | 589.8 | [11 empty] | < 10 mg | [27 empty] | G13 | Tungsram | 70 | 6500 | 6500 | 900 | 18 |  | Available
523782 | OT F58W/T8/54/TU/SL 1/25 DS | image | datasheet | deeplink | [6 empty] | G |  |  | 3700 | -15°C ...50°C |  |  |  | 58 |  |  | 70 |  | Direct shipment | [5 empty] | 5994100237822 | 15994100237829 |  |  |  |  | 25 | 25 | {EM 3-hour} : 9000 |  |  |  | Daylight | 54 |  |  | 1514.2 | [11 empty] | Tubular | Coated |  | 28 | sleeve | [13 empty] | No CE-mark | outer box |  |  |  |  | 64 |  |  |  |  | SP 900 |  | 1530x150x145mm |  |  | 1500 | [11 empty] | < 10 mg | [27 empty] | G13 | Tungsram | 70 | 6500 | 6500 | 3700 | 58 |  | Available
522517 | OT F36W/T8/54/TUNGSRAM/SL/1-25 DS | image | datasheet | deeplink | [6 empty] | G |  |  | 2350 | -15°C ...50°C |  |  |  | 36 |  |  | 44 |  | Direct shipment | [5 empty] | 5994100225171 | 15994100225178 |  |  |  |  | 25 | sleeve | {EM 3-hour} : 9000 |  |  |  | Daylight | 54 |  |  | 1213.6 | [11 empty] | Tubular | Coated |  | 28 | bulk | [13 empty] | No CE-mark | outer box |  |  |  |  | 65 |  |  |  |  | 600 |  | 1265x176x160mm |  |  | 1199.4 | [11 empty] | < 10 mg | [27 empty] | G13 | Tungsram | 70 | 6500 | 6500 | 2350 | 36 |  | Available
522516 | OT F18W/T8/54/TUNGSRAM/SL/1-25 DS | image | datasheet | deeplink | [6 empty] | G |  |  | 900 | -15°C ...50°C |  |  |  | 18 |  |  | 22 |  | Direct shipment | [5 empty] | 5994100225164 | 15994100225161 |  |  |  |  | 25 | sleeve | {EM 3-hour} : 9000 |  |  |  | Daylight | 54 |  |  | 604 | [11 empty] | Tubular | Coated |  | 28 | bulk | [13 empty] | No CE-mark | outer box |  |  |  |  | 50 |  |  |  |  | 1200 |  | 665x175x158mm |  |  | 589.8 | [11 empty] | < 10 mg | [27 empty] | G13 | Tungsram | 70 | 6500 | 6500 | 900 | 18 |  | Available
93031418 | LED3/GU10/827/100-240V/35/TU BX 1/8 | image | datasheet | deeplink |  | 35 | 550 |  |  | No | A++ | [7 empty] | 3 |  |  | 3 | 100-240 | Standard | [5 empty] | 0064894539107 | 10064894539104 | [5 empty] | 8 |  | 230 |  | 0.5 | [8 empty] | 50000 | [7 empty] | PAR | White | 50.2 |  |  | 12000 |  |  | 53.7 | [5 empty] | 230 | [59 empty] | GU10 | Tungsram | 80 | 2700 | 2700 | 240 | 3 |  | Phased-out
93031421 | LED4.5/GU10/827/100-240V/35/TU BX 1/8 | image | datasheet | deeplink |  | 35 | 800 |  |  | No | A+ | [7 empty] | 4.5 |  |  | 4.5 | 100-240 | Standard | [5 empty] | 0064894539084 | 10064894539081 | [5 empty] | 8 |  | 345 |  | 0.5 | [8 empty] | 50000 | [7 empty] | PAR | White | 50.2 |  |  | 12000 |  |  | 53.7 | [5 empty] | 345 | [59 empty] | GU10 | Tungsram | 80 | 2700 | 2700 | 360 | 4.5 |  | Phased-out
529406 | OT&FLE14HLX/T3/865/E27 TU 1/10 8Y /04 DS | image | datasheet | deeplink | [6 empty] | A | [9 empty] | 0.3 | 14 | 230 | [6 empty] | 5994100294061 | 15994100294068 | [5 empty] | 10 | 8000 | [7 empty] | 119 |  |  |  | 5000 | [9 empty] | 45 |  | BOX | [13 empty] | EUP Related | [55 empty] | E27 | Tungsram | 82 | 6500 | 6500 | 800 | 14 |  | Phased-out
529402 | OT&FLE11HLX/T3/865/E27 TU 1/10 8Y /04 DS | image | datasheet | deeplink | [6 empty] | A | [9 empty] | 0.3 | 11 | 230 | [6 empty] | 5994100294023 | 15994100294020 | [5 empty] | 10 | 8000 | [7 empty] | 114 |  |  |  | 5000 | [9 empty] | 45 |  | BOX | [13 empty] | EUP Related | [55 empty] | E27 | Tungsram | 82 | 6500 | 6500 | 630 | 11 |  | Phased-out
529400 | @OT F18W/T8/29/GE/SL/1-25 IN DS | image | datasheet | deeplink | [6 empty] | A | [9 empty] | 0.3 | 43 | 230 | [6 empty] | 5994100294009 | 15994100294006 | [5 empty] | 10 | 8000 | [7 empty] | 143 |  |  |  | 5000 | [9 empty] | 52 |  | BOX | [13 empty] | EUP Related | [55 empty] | E27 | Tungsram | 82 | 6500 | 6500 | 1200 | 20 |  | Phased-out
529398 | OT&FLE11TBX/T3/865E27 BX1/10 TU 8Y/04 DS | image | datasheet | deeplink | [6 empty] | A | [9 empty] | 0.3 | 11 | 230 | [6 empty] | 5994100293989 | 15994100293986 | [5 empty] | 10 | 8000 | [7 empty] | 124 |  |  |  | 5000 | [9 empty] | 44 |  | BOX | [13 empty] | EUP Related | [55 empty] | E27 | Tungsram | 82 | 6500 | 6500 | 630 | 11 |  | Phased-out
529393 | OT&FLE20TBXT3/865E27 TU 1/10 8Y /04 DS | image | datasheet | deeplink | [6 empty] | A | [9 empty] | 0.3 | 20 | 230 | [6 empty] | 5994100293934 | 15994100293931 | [5 empty] | 10 | 8000 | [7 empty] | 152 |  |  |  | 5000 | [9 empty] | 44 |  | BOX | [13 empty] | EUP Related | [55 empty] | E27 | Tungsram | 82 | 6500 | 6500 | 1180 | 20 |  | Phased-out
529391 | OT&FLE15TBXT3/865E27 TU 1/10 8Y /04 DS | image | datasheet | deeplink | [6 empty] | B | [9 empty] | 0.3 | 22 | 230 | [6 empty] | 5994100293910 | 15994100293917 | [5 empty] | 10 | 8000 | [7 empty] | 139 |  |  |  | 5000 | [9 empty] | 44 |  | BOX | [13 empty] | EUP Related | [55 empty] | E27 | Tungsram | 82 | 6500 | 6500 | 840 | 15 |  | Phased-out
529129 | OT&LE24HLXT3/865/E27 TU BX1/10 8Y/04 DS | image | datasheet | deeplink | [6 empty] | A | [9 empty] | 2 | 24 | 220-240 | [6 empty] | 5994100291299 | 15994100291296 | [5 empty] | 10 | 8000 | [7 empty] | 140 |  |  |  | 10000 | [9 empty] | 59 |  | BOX | [13 empty] | EUP Related | [55 empty] | E27 | Tungsram | 82 | 6500 | 6500 | 1500 | 24 |  | Phased-out
528808 | OT&FLE12HLX/T2/E27/865 TU 8Y 1/10 /01 DS | image | datasheet | deeplink | [6 empty] | A | [9 empty] | 1.5 | 12 | 220-240 | [6 empty] | 5994100288084 | 15994100288081 | [5 empty] | 10 | 8000 | [7 empty] | 98 |  |  |  | 8000 | [9 empty] | 45 |  | BOX | [13 empty] | EUP Related | [55 empty] | E27 | Tungsram | 82 | 6500 | 6500 | 685 | 12 |  | Phased-out
528806 | OT&FLE8HLX/T2/E27/865 TU 8Y BX1/10/01 DS | image | datasheet | deeplink | [6 empty] | A | [9 empty] | 1.5 | 8 | 220-240 | [6 empty] | 5994100288060 | 15994100288067 | [5 empty] | 10 | 8000 | [7 empty] | 86 |  |  |  | 8000 | [9 empty] | 45 |  | BOX | [13 empty] | EUP Related | [55 empty] | E27 | Tungsram | 82 | 6500 | 6500 | 440 | 8 |  | Phased-out
524332 | OT FLE24HLX/T3/865/E27 TU 1/10 8Y /01 DS | image | datasheet | deeplink | [6 empty] | A | [9 empty] | 2 | 24 | 220-240 | [6 empty] | 5994100243328 | 15994100243325 | [5 empty] | 10 | 8000 | [7 empty] | 135 |  |  |  | 10000 | [9 empty] | 59 |  | BOX | [13 empty] | EUP Related | [55 empty] | E27 | Tungsram | 82 | 6500 | 6500 | 1600 | 24 |  | Phased-out
523922 | OT FLE14HLX/T3/865/E27 TU 1/10 8Y /01 DS | image | datasheet | deeplink | [6 empty] | A | [9 empty] | 1.5 | 14 | 220-240 | [6 empty] | 5994100239222 | 15994100239229 | [5 empty] | 10 | 8000 | [7 empty] | 127 |  |  |  | 10000 | [9 empty] | 52 |  | BOX | [13 empty] | EUP Related | [55 empty] | E27 | Tungsram | 82 | 6500 | 6500 | 900 | 14 |  | Phased-out
523918 | OT&FLE11HLX/T3/865/E27 TU 1/10 8Y /01 DS | image | datasheet | deeplink | [6 empty] | A | [9 empty] | 1.5 | 11 | 220-240 | [6 empty] | 5994100239185 | 15994100239182 | [5 empty] | 10 | 8000 | [7 empty] | 112 |  |  |  | 10000 | [9 empty] | 42 |  | BOX | [13 empty] | EUP Related | [55 empty] | E27 | Tungsram | 82 | 6500 | 6500 | 560 | 11 |  | Phased-out
523127 | OT&FLE20HLX/T3/865/E27 TU 1/10 8Y /01 DS | image | datasheet | deeplink | [6 empty] | A | [9 empty] | 2 | 20 | 220-240 | [6 empty] | 5994100223177 | 15994100231278 | [5 empty] | 10 | 8000 | [7 empty] | 123 |  |  |  | 10000 | [9 empty] | 59 |  | BOX | [13 empty] | EUP Related | [55 empty] | E27 | Tungsram | 82 | 6500 | 6500 | 1152 | 20 |  | Phased-out
529416 | OT&FLE26HLX/T3/865/E27 TU1/10 8Y/04 DS | image | datasheet | deeplink | [6 empty] | B | [9 empty] | 0.3 | 26 | 230 | [6 empty] | 5994100294160 | 15994100294167 | [5 empty] | 10 | 8000 | [7 empty] | 138 |  |  |  | 5000 | [9 empty] | 59 |  | BOX | [13 empty] | EUP Related | [55 empty] | E27 | Tungsram | 82 | 6500 | 6500 | 1560 | 26 |  | Phased-out
529411 | OT&FLE24HLX/T3/865/E27 TU 1/10 8Y /04 DS | image | datasheet | deeplink | [6 empty] | B | [9 empty] | 0.3 | 24 | 230 | [6 empty] | 5994100294115 | 15994100294112 | [5 empty] | 10 | 8000 | [7 empty] | 148 |  |  |  | 5000 | [9 empty] | 52 |  | BOX | [13 empty] | EUP Related | [55 empty] | E27 | Tungsram | 82 | 6500 | 6500 | 1291 | 24 |  | Phased-out
529395 | OT&FLE23TBXT3/865E27 TU 1/10 8Y /04 DS | image | datasheet | deeplink | [6 empty] | B | [9 empty] | 0.3 | 23 | 230 | [6 empty] | 5994100293958 | 15994100293955 | [5 empty] | 10 | 8000 | [7 empty] | 169 |  |  |  | 5000 | [9 empty] | 49 |  | BOX | [13 empty] | EUP Related | [55 empty] | E27 | Tungsram | 82 | 6500 | 6500 | 1320 | 23 |  | Phased-out
529242 | OT FLE23HLX/T3/E27/865 TU 6Y 1/10 /01 DS | image | datasheet | deeplink | [6 empty] | A | [9 empty] | 0.3 | 23 | 220-240 | [6 empty] | 5994100292425 | 15994100292422 | [5 empty] | 10 | 6000 | [7 empty] | 121 |  |  |  | 3000 | [9 empty] | 59 |  | BOX | [13 empty] | EUP Related | [55 empty] | E27 | Tungsram | 82 | 6500 | 6500 | 1480 | 23 |  | Phased-out
529239 | OT FLE18HLX/T3/E27/865 TU 6Y 1/10 /01 DS | image | datasheet | deeplink | [6 empty] | A | [9 empty] | 0.3 | 18 | 220-240 | [6 empty] | 5994100292395 | 15994100292392 | [5 empty] | 10 | 6000 | [7 empty] | 116 |  |  |  | 3000 | [9 empty] | 59 |  | BOX | [13 empty] | EUP Related | [55 empty] | E27 | Tungsram | 82 | 6500 | 6500 | 1100 | 18 |  | Phased-out
529236 | OT FLE14HLX/T3/E27/865 TU 6Y 1/10 /01 DS | image | datasheet | deeplink | [6 empty] | A | [9 empty] | 0.3 | 14 | 220-240 | [6 empty] | 5994100292364 | 15994100292361 | [5 empty] | 10 | 6000 | [7 empty] | 119 |  |  |  | 3000 | [9 empty] | 52 |  | BOX | [13 empty] | EUP Related | [55 empty] | E27 | Tungsram | 82 | 6500 | 6500 | 820 | 14 |  | Phased-out
529163 | OT&FLE10HLX/T3/E27/865 TU 6Y 1/10 /01 DS | image | datasheet | deeplink | [6 empty] | A | [9 empty] | 0.3 | 10 | 220-240 | [6 empty] | 5994100291633 | 15994100291630 | [5 empty] | 10 | 6000 | [7 empty] | 105 |  |  |  | 3000 | [9 empty] | 43 |  | BOX | [13 empty] | EUP Related | [55 empty] | E27 | Tungsram | 82 | 6500 | 6500 | 540 | 10 |  | Phased-out
528811 | OT&FLE45HLX/T5/E27/865 TU 6Y 1/10 /01 DS | image | datasheet | deeplink | [6 empty] | B | [9 empty] | 1 | 45 | 220-240 | [6 empty] | 5994100288114 | 15994100288111 | [5 empty] | 10 | 6000 | [7 empty] | 209 |  |  |  | 9000 | [9 empty] | 78 |  | BOX | [13 empty] | EUP Related | [55 empty] | E27 | Tungsram | 82 | 6500 | 6500 | 2900 | 45 |  | Phased-out
528809 | OT&FLE60HLX/T5/E27/865 TU 6Y 1/10 /01 DS | image | datasheet | deeplink | [6 empty] | B | [9 empty] | 1 | 60 | 220-240 | [6 empty] | 5994100288091 | 15994100288098 | [5 empty] | 10 | 6000 | [7 empty] | 216 |  |  |  | 9000 | [9 empty] | 78 |  | BOX | [13 empty] | EUP Related | [55 empty] | E27 | Tungsram | 82 | 6500 | 6500 | 3600 | 60 |  | Phased-out
528617 | OT FLE20HLX/T3/865/E27 TU 1/10 6Y /01 DS | image | datasheet | deeplink | [6 empty] | B | [9 empty] | 0.3 | 20 | 220-240 | [6 empty] | 5994100286172 | 15994100286179 | [5 empty] | 10 | 6000 | [7 empty] | 124 |  |  |  | 3000 | [9 empty] | 59 |  | BOX | [13 empty] | EUP Related | [55 empty] | E27 | Tungsram | 82 | 6500 | 6500 | 1020 | 20 |  | Phased-out
528595 | OT FLE23HLX/T3/865/E27 1/10 TU 6Y /01 DS | image | datasheet | deeplink | [6 empty] | B | [9 empty] | 0.3 | 24 | 220-240 | [6 empty] | 5994100285953 | 15994100285950 | [5 empty] | 10 | 6000 | [7 empty] | 137.5 |  |  |  | 3000 | [9 empty] | 59 |  | BOX | [13 empty] | EUP Related | [55 empty] | E27 | Tungsram | 82 | 6500 | 6500 | 1124 | 24 |  | Phased-out
528075 | OT&FLE11TBX/T3/865E27 BX1/10 TU 6Y/01 DS | image | datasheet | deeplink | [6 empty] | A | [9 empty] | 2 | 11 | 220-240 | [6 empty] | 5994100280750 | 15994100280757 | [5 empty] | 10 | 6000 | [7 empty] | 123 |  |  |  | 5000 | [9 empty] | 44.5 |  | BOX | [13 empty] | EUP Related | [55 empty] | E27 | Tungsram | 82 | 6500 | 6500 | 580 | 11 |  | Phased-out
93029909 | OT&FLE23HLX/T3/865/E27 1/10 TU 4Y /04 DS | image | datasheet | deeplink | [6 empty] | B | [9 empty] | 0.3 | 23 | 220-240 | Direct shipment | [5 empty] | 0064894537943 | 10064894537940 | [5 empty] | 10 | 4000 | [7 empty] | 134 |  |  |  | 5000 | [9 empty] | 59 |  | BOX | [13 empty] | EUP Related | [55 empty] | E27 | Tungsram | 82 | 6500 | 6500 | 1300 | 23 |  | Phased-out
93029907 | OT&FLE20HLX/T3/865/E27 1/10 TU 4Y /04 DS | image | datasheet | deeplink | [6 empty] | A | [9 empty] | 0.3 | 20 | 220-240 | Direct shipment | [5 empty] | 0064894537929 | 10064894537926 | [5 empty] | 10 | 4000 | [7 empty] | 127 |  |  |  | 5000 | [9 empty] | 59 |  | BOX | [13 empty] | EUP Related | [55 empty] | E27 | Tungsram | 82 | 6500 | 6500 | 1160 | 20 |  | Phased-out
529419 | OT&FLE26HLX/T3/865/B22 TU1/10 8Y/04 DS | image | datasheet | deeplink | [6 empty] | B | [9 empty] | 0.3 | 26 | 230 | [6 empty] | 5994100294191 | 15994100294198 | [5 empty] | 10 | 8000 | [7 empty] | 137 |  |  |  | 5000 | [9 empty] | 59 |  | BOX | [13 empty] | EUP Related | [55 empty] | B22 | Tungsram | 82 | 6500 | 6500 | 1560 | 26 |  | Phased-out
529409 | OT&FLE20HLX/T3/865/B22 TU 1/10 8Y /04 DS | image | datasheet | deeplink | [6 empty] | A | [9 empty] | 0.3 | 20 | 230 | [6 empty] | 5994100294092 | 15994100294099 | [5 empty] | 10 | 8000 | [7 empty] | 141 |  |  |  | 5000 | [9 empty] | 52 |  | BOX | [13 empty] | EUP Related | [55 empty] | B22 | Tungsram | 82 | 6500 | 6500 | 1200 | 20 |  | Phased-out
529403 | OT&FLE11HLX/T3/865/B22 TU 1/10 8Y /04 DS | image | datasheet | deeplink | [6 empty] | A | [9 empty] | 0.3 | 11 | 230 | [6 empty] | 5994100294030 | 15994100294037 | [5 empty] | 10 | 8000 | [7 empty] | 113 |  |  |  | 5000 | [9 empty] | 45 |  | BOX | [13 empty] | EUP Related | [55 empty] | B22 | Tungsram | 82 | 6500 | 6500 | 630 | 11 |  | Phased-out
93012666 | OT&FLE60HLX/T5/B22/865 TU 6Y 1/10 /01 DS | image | datasheet | deeplink | [6 empty] | A | [9 empty] | 1 | 60 | 220-240 | [6 empty] | 0064894519628 | 10064894519625 | [5 empty] | 10 | 6000 | [7 empty] | 215 |  |  |  | 9000 | [9 empty] | 78 |  | BOX | [13 empty] | EUP Related | [55 empty] | B22 | Tungsram | 82 | 6500 | 6500 | 3600 | 60 |  | Phased-out
93012722 | OT&FLE45HLX/T5/B22/865 TU 6Y 1/10 /01 DS | image | datasheet | deeplink | [6 empty] | B | [9 empty] | 1 | 45 | 220-240 | [6 empty] | 0064894520501 | 10064894520508 | [5 empty] | 10 | 6000 | [7 empty] | 208 |  |  |  | 9000 | [9 empty] | 78 |  | BOX | [13 empty] | EUP Related | [55 empty] | B22 | Tungsram | 82 | 6500 | 6500 | 2900 | 45 |  | Phased-out
523926 | OT&FLE20HLX/T3/865/B22 TU 1/10 8Y /01 DS | image | datasheet | deeplink | [6 empty] | A | [9 empty] | 2 | 20 | 220-240 | [6 empty] | 5994100239260 | 15994100239267 | [5 empty] | 10 | 8000 | [7 empty] | 122 |  |  |  | 10000 | [9 empty] | 59 |  | BOX | [13 empty] | EUP Related | [55 empty] | B22 | Tungsram | 82 | 6500 | 6500 | 1152 | 20 |  | Phased-out
529397 | OT&FLE9TBX/T3/865/E14 BX1/10 TU 8Y/04 DS | image | datasheet | deeplink | [6 empty] | A | [9 empty] | 0.3 | 9 | 230 | [6 empty] | 5994100293972 | 15994100293979 | [5 empty] | 10 | 8000 | [7 empty] | 118 |  |  |  | 5000 | [9 empty] | 44 |  | BOX | [13 empty] | EUP Related | [55 empty] | E14 | Tungsram | 82 | 6500 | 6500 | 460 | 9 |  | Phased-out
528074 | OT&FLE9TBX/T3/865/E14 BX1/10 TU 6Y/01 DS | image | datasheet | deeplink | [6 empty] | A | [9 empty] | 2 | 9 | 220-240 | [6 empty] | 5994100280743 | 15994100280740 | [5 empty] | 10 | 6000 | [7 empty] | 113 |  |  |  | 5000 | [9 empty] | 44.5 |  | BOX | [13 empty] | EUP Related | [55 empty] | E14 | Tungsram | 82 | 6500 | 6500 | 405 | 9 |  | Phased-out
529407 | OT&FLE20HLX/T3/827/E27 TU 1/10 8Y /04 DS | image | datasheet | deeplink | [6 empty] | A | [9 empty] | 0.3 | 20 | 230 | [6 empty] | 5994100294078 | 15994100294075 | [5 empty] | 10 | 8000 | [7 empty] | 143 |  |  |  | 5000 | [9 empty] | 52 |  | BOX | [13 empty] | EUP Related | [55 empty] | E27 | Tungsram | 82 | 2700 | 2700 | 1200 | 20 |  | Phased-out
529404 | OT&FLE14HLX/T3/827/E27 TU 1/10 8Y /04 DS | image | datasheet | deeplink | [6 empty] | A | [9 empty] | 0.3 | 14 | 230 | [6 empty] | 5994100294047 | 15994100294044 | [5 empty] | 10 | 8000 | [7 empty] | 119 |  |  |  | 5000 | [9 empty] | 45 |  | BOX | [13 empty] | EUP Related | [55 empty] | E27 | Tungsram | 82 | 2700 | 2700 | 820 | 14 |  | Phased-out
529399 | OT&FLE11TBX/T3/827E27 BX1/10 TU 8Y/04 DS | image | datasheet | deeplink | [6 empty] | A | [9 empty] | 0.3 | 11 | 230 | [6 empty] | 5994100293996 | 15994100293993 | [5 empty] | 10 | 8000 | [7 empty] | 124 |  |  |  | 5000 | [9 empty] | 44 |  | BOX | [13 empty] | EUP Related | [55 empty] | E27 | Tungsram | 82 | 2700 | 2700 | 630 | 11 |  | Phased-out
529392 | OT&FLE20TBXT3/827E27 TU 1/10 8Y /04 DS | image | datasheet | deeplink | [6 empty] | A | [9 empty] | 0.3 | 20 | 230 | [6 empty] | 5994100293927 | 15994100293924 | [5 empty] | 10 | 8000 | [7 empty] | 152 |  |  |  | 5000 | [9 empty] | 44 |  | BOX | [13 empty] | EUP Related | [55 empty] | E27 | Tungsram | 82 | 2700 | 2700 | 1180 | 20 |  | Phased-out
529390 | OT&FLE15TBXT3/827E27 TU 1/10 8Y /04 DS | image | datasheet | deeplink | [6 empty] | A | [9 empty] | 0.3 | 15 | 230 | [6 empty] | 5994100293903 | 15994100293900 | [5 empty] | 10 | 8000 | [7 empty] | 139 |  |  |  | 5000 | [9 empty] | 44 |  | BOX | [13 empty] | EUP Related | [55 empty] | E27 | Tungsram | 82 | 2700 | 2700 | 840 | 15 |  | Phased-out
529389 | OT&FLE11TBXT3/827E27 TU 1/10 8Y /04 DS | image | datasheet | deeplink | [6 empty] | A | [9 empty] | 0.3 | 11 | 230 | [6 empty] | 5994100293897 | 15994100293894 | [5 empty] | 10 | 8000 | [7 empty] | 124 |  |  |  | 5000 | [9 empty] | 44 |  | BOX | [13 empty] | EUP Related | [55 empty] | E27 | Tungsram | 82 | 2700 | 2700 | 630 | 11 |  | Phased-out
529244 | OT FLE23HLX/T3/E27/827 TU 6Y 1/10 /01 DS | image | datasheet | deeplink | [6 empty] | A | [9 empty] | 0.3 | 23 | 220-240 | [6 empty] | 5994100292449 | 15994100292446 | [5 empty] | 10 | 6000 | [7 empty] | 121 |  |  |  | 3000 | [9 empty] | 59 |  | BOX | [13 empty] | EUP Related | [55 empty] | E27 | Tungsram | 82 | 2700 | 2700 | 1480 | 23 |  | Phased-out
529241 | OT&FLE18HLX/T3/E27/827 TU 6Y 1/10 /01 DS | image | datasheet | deeplink | [6 empty] | A | [9 empty] | 0.3 | 18 | 220-240 | [6 empty] | 5994100292418 | 15994100292415 | [5 empty] | 10 | 6000 | [7 empty] | 116 |  |  |  | 3000 | [9 empty] | 59 |  | BOX | [13 empty] | EUP Related | [55 empty] | E27 | Tungsram | 82 | 2700 | 2700 | 1100 | 18 |  | Phased-out
529238 | OT&FLE14HLX/T3/E27/827 TU 6Y 1/10 /01 DS | image | datasheet | deeplink | [6 empty] | A | [9 empty] | 0.3 | 14 | 220-240 | [6 empty] | 5994100292388 | 15994100292385 | [5 empty] | 10 | 6000 | [7 empty] | 119 |  |  |  | 3000 | [9 empty] | 52 |  | BOX | [13 empty] | EUP Related | [55 empty] | E27 | Tungsram | 82 | 2700 | 2700 | 820 | 14 |  | Phased-out
529165 | OT&FLE10HLX/T3/E27/827 TU 6Y 1/10 /01 DS | image | datasheet | deeplink | [6 empty] | A | [9 empty] | 0.3 | 10 | 220-240 | [6 empty] | 5994100291657 | 15994100291654 | [5 empty] | 10 | 6000 | [7 empty] | 105 |  |  |  | 3000 | [9 empty] | 43 |  | BOX | [13 empty] | EUP Related | [55 empty] | E27 | Tungsram | 82 | 2700 | 2700 | 540 | 10 |  | Phased-out
529394 | OT&FLE23TBXT3/827E27 TU 1/10 8Y /04 DS | image | datasheet | deeplink | [6 empty] | B | [9 empty] | 0.3 | 23 | 230 | [6 empty] | 5994100293941 | 15994100293948 | [5 empty] | 10 | 8000 | [7 empty] | 169 |  |  |  | 5000 | [9 empty] | 49 |  | BOX | [13 empty] | EUP Related | [55 empty] | E27 | Tungsram | 82 | 2700 | 2700 | 1360 | 23 |  | Phased-out
529128 | OT&LE24HLXT3/827/E27 TU BX1/10 8Y/04 DS | image | datasheet | deeplink | [6 empty] | A | [9 empty] | 2 | 24 | 220-240 | [6 empty] | 5994100291282 | 15994100291289 | [5 empty] | 10 | 8000 | [7 empty] | 140 |  |  |  | 10000 | [9 empty] | 59 |  | BOX | [13 empty] | EUP Related | [55 empty] | E27 | Tungsram | 82 | 2700 | 2700 | 1550 | 24 |  | Phased-out
528812 | OT&FLE45HLX/T5/E27/827 TU 6Y 1/10 /01 DS | image | datasheet | deeplink | [6 empty] | B | [9 empty] | 1 | 45 | 220-240 | [6 empty] | 5994100288121 | 15994100288128 | [5 empty] | 10 | 6000 | [7 empty] | 209 |  |  |  | 9000 | [9 empty] | 78 |  | BOX | [13 empty] | EUP Related | [55 empty] | E27 | Tungsram | 82 | 2700 | 2700 | 2900 | 45 |  | Phased-out
528810 | OT&FLE60HLX/T5/E27/827 TU 6Y 1/10 /01 DS | image | datasheet | deeplink | [6 empty] | B | [9 empty] | 1 | 60 | 220-240 | [6 empty] | 5994100288107 | 15994100288104 | [5 empty] | 10 | 6000 | [7 empty] | 216 |  |  |  | 9000 | [9 empty] | 78 |  | BOX | [13 empty] | EUP Related | [55 empty] | E27 | Tungsram | 82 | 2700 | 2700 | 3600 | 60 |  | Phased-out
528807 | OT&FLE12HLX/T2/E27/827 TU 8Y 1/10 /01 DS | image | datasheet | deeplink | [6 empty] | A | [9 empty] | 1.5 | 12 | 220-240 | [6 empty] | 5994100288077 | 15994100288074 | [5 empty] | 10 | 8000 | [7 empty] | 98 |  |  |  | 8000 | [9 empty] | 45 |  | BOX | [13 empty] | EUP Related | [55 empty] | E27 | Tungsram | 82 | 2700 | 2700 | 690 | 12 |  | Phased-out
93029910 | OT&FLE23HLX/T3/827/E27 1/10 TU 4Y /04 DS | image | datasheet | deeplink | [6 empty] | B | [9 empty] | 0.3 | 23 | 220-240 | Direct shipment | [5 empty] | 0064894537950 | 10064894537957 | [5 empty] | 10 | 4000 | [7 empty] | 134 |  |  |  | 5000 | [9 empty] | 59 |  | BOX | [13 empty] | EUP Related | [55 empty] | E27 | Tungsram | 82 | 2700 | 2700 | 1300 | 23 |  | Phased-out
93029908 | OT&FLE20HLX/T3/827/E27 1/10 TU 4Y /04 DS | image | datasheet | deeplink | [6 empty] | A | [9 empty] | 0.3 | 20 | 220-240 | Direct shipment | [5 empty] | 0064894537936 | 10064894537933 | [5 empty] | 10 | 4000 | [7 empty] | 127 |  |  |  | 5000 | [9 empty] | 59 |  | BOX | [13 empty] | EUP Related | [55 empty] | E27 | Tungsram | 82 | 2700 | 2700 | 1160 | 20 |  | Phased-out
529417 | OT&FLE26HLX/T3/827/E27 TU1/10 8Y/04 DS | image | datasheet | deeplink | [6 empty] | B | [9 empty] | 0.3 | 26 | 230 | [6 empty] | 5994100294177 | 15994100294174 | [5 empty] | 10 | 8000 | [7 empty] | 138 |  |  |  | 5000 | [9 empty] | 59 |  | BOX | [13 empty] | EUP Related | [55 empty] | E27 | Tungsram | 82 | 2700 | 2700 | 1560 | 26 |  | Phased-out
529412 | OT&FLE24HLX/T3/827E27 BX1/10 TU 8Y/04 DS | image | datasheet | deeplink | [6 empty] | B | [9 empty] | 0.3 | 24 | 230 | [6 empty] | 5994100294122 | 15994100294129 | [5 empty] | 10 | 8000 | [7 empty] | 148 |  |  |  | 5000 | [9 empty] | 52 |  | BOX | [13 empty] | EUP Related | [55 empty] | E27 | Tungsram | 82 | 2700 | 2700 | 1350 | 24 |  | Phased-out
93012667 | OT&FLE60HLX/T5/B22/827 TU 6Y 1/10 /01 DS | image | datasheet | deeplink | [6 empty] | B | [9 empty] | 1 | 60 | 220-240 | [6 empty] | 0064894519635 | 10064894519632 | [5 empty] | 10 | 6000 | [7 empty] | 215 |  |  |  | 9000 | [9 empty] | 78 |  | BOX | [13 empty] | EUP Related | [55 empty] | B22 | Tungsram | 82 | 2700 | 2700 | 3600 | 60 |  | Phased-out
93012721 | OT&FLE45HLX/T5/B22/827 TU 6Y 1/10 /01 DS | image | datasheet | deeplink | [6 empty] | B | [9 empty] | 1 | 45 | 220-240 | [6 empty] | 0064894520532 | 10064894520539 | [5 empty] | 10 | 6000 | [7 empty] | 208 |  |  |  | 9000 | [9 empty] | 78 |  | BOX | [13 empty] | EUP Related | [55 empty] | B22 | Tungsram | 82 | 2700 | 2700 | 2900 | 45 |  | Phased-out
529422 | OT&FLE14HLX/T3/827/B22 TU 1/10 8Y /04 DS | image | datasheet | deeplink | [6 empty] | A | [9 empty] | 0.3 | 14 | 230 | [6 empty] | 5994100294221 | 15994100294228 | [5 empty] | 10 | 8000 | [7 empty] | 118 |  |  |  | 5000 | [9 empty] | 45 |  | BOX | [13 empty] | EUP Related | [55 empty] | B22 | Tungsram | 82 | 2700 | 2700 | 820 | 14 |  | Phased-out
529421 | OT&FLE11HLX/T3/827/B22 TU 1/10 8Y /04 DS | image | datasheet | deeplink | [6 empty] | A | [9 empty] | 0.3 | 11 | 230 | [6 empty] | 5994100294214 | 15994100294211 | [5 empty] | 10 | 8000 | [7 empty] | 113 |  |  |  | 5000 | [9 empty] | 45 |  | BOX | [13 empty] | EUP Related | [55 empty] | B22 | Tungsram | 82 | 2700 | 2700 | 660 | 11 |  | Phased-out
529418 | OT&FLE26HLX/T3/827/B22 TU1/10 8Y/04 DS | image | datasheet | deeplink | [6 empty] | B | [9 empty] | 0.3 | 26 | 230 | [6 empty] | 5994100294184 | 15994100294181 | [5 empty] | 10 | 8000 | [7 empty] | 137 |  |  |  | 5000 | [9 empty] | 59 |  | BOX | [13 empty] | EUP Related | [55 empty] | B22 | Tungsram | 82 | 2700 | 2700 | 1560 | 26 |  | Phased-out
529408 | OT&FLE20HLX/T3/827/B22 TU 1/10 8Y /04 DS | image | datasheet | deeplink | [6 empty] | A | [9 empty] | 0.3 | 20 | 230 | [6 empty] | 5994100294085 | 15994100294082 | [5 empty] | 10 | 8000 | [7 empty] | 141 |  |  |  | 5000 | [9 empty] | 52 |  | BOX | [13 empty] | EUP Related | [55 empty] | B22 | Tungsram | 82 | 2700 | 2700 | 1200 | 20 |  | Phased-out
523925 | OT FLE20HLX/T3/827/B22 TU 1/10 8Y /01 DS | image | datasheet | deeplink | [6 empty] | A | [9 empty] | 2 | 20 | 220-240 | [6 empty] | 5994100239253 | 15994100239250 | [5 empty] | 10 | 8000 | [7 empty] | 122 |  |  |  | 10000 | [9 empty] | 59 |  | BOX | [13 empty] | EUP Related | [55 empty] | B22 | Tungsram | 82 | 2700 | 2700 | 1200 | 20 |  | Phased-out
523921 | OT FLE14HLX/T3/827/B22 TU 1/10 8Y /01 DS | image | datasheet | deeplink | [6 empty] | A | [9 empty] | 1.5 | 14 | 220-240 | [6 empty] | 5994100239215 | 15994100239212 | [5 empty] | 10 | 8000 | [7 empty] | 126 |  |  |  | 10000 | [9 empty] | 52 |  | BOX | [13 empty] | EUP Related | [55 empty] | B22 | Tungsram | 82 | 2700 | 2700 | 950 | 14 |  | Phased-out
529396 | OT&FLE9TBX/T3/827/E14 BX1/10 TU 8Y/04 DS | image | datasheet | deeplink | [6 empty] | A | [9 empty] | 0.3 | 9 | 230 | [6 empty] | 5994100293965 | 15994100293962 | [5 empty] | 10 | 8000 | [7 empty] | 118 |  |  |  | 5000 | [9 empty] | 44 |  | BOX | [13 empty] | EUP Related | [55 empty] | E14 | Tungsram | 82 | 2700 | 2700 | 460 | 9 |  | Phased-out
528725 | OT&FLE8HLX/T2/E14/827 TU 8Y BX1/10/01 DS | image | datasheet | deeplink | [6 empty] | A | [9 empty] | 1.5 | 8 | 220-240 | [6 empty] | 5994100287254 | 15994100287251 | [5 empty] | 10 | 8000 | [7 empty] | 97.5 |  |  |  | 8000 | [9 empty] | 45 |  | BOX | [13 empty] | EUP Related | [55 empty] | E14 | Tungsram | 82 | 2700 | 2700 | 460 | 8 |  | Phased-out
528724 | OT&FLE8HLX/T2/E27/827 TU 8Y BX1/10/01 DS | image | datasheet | deeplink | [6 empty] | A | [9 empty] | 1.5 | 8 | 220-240 | [6 empty] | 5994100287247 | 15994100287244 | [5 empty] | 10 | 8000 | [7 empty] | 86 |  |  |  | 8000 | [9 empty] | 45 |  | BOX | [13 empty] | EUP Related | [55 empty] | E27 | Tungsram | 82 | 2700 | 2700 | 460 | 8 |  | Phased-out
528176 | OT&FLE11TBX/T3/827E27 BX1/10 TU 6Y/01 DS | image | datasheet | deeplink | [6 empty] | A | [9 empty] | 2 | 11 | 220-240 | [6 empty] | 5994100281764 | 15994100281761 | [5 empty] | 10 | 6000 | [7 empty] | 123 |  |  |  | 5000 | [9 empty] | 44.5 |  | BOX | [13 empty] | EUP Related | [55 empty] | E27 | Tungsram | 82 | 2700 | 2700 | 580 | 11 |  | Phased-out
525162 | OT&FLE20TBXT3/827E27 TU 1/10 6Y /01 DS | image | datasheet | deeplink | [6 empty] | A | [9 empty] | 0.3 | 20 | 220-240 | [6 empty] | 5994100251620 | 15994100251627 | [5 empty] | 10 | 6000 | [7 empty] | 154 |  |  |  | 3000 | [9 empty] | 44.5 |  | BOX | [13 empty] | EUP Related | [55 empty] | E27 | Tungsram | 82 | 2700 | 2700 | 1152 | 20 |  | Phased-out
524415 | OT&FLE24HLX/T3/827E27 BX1/10 TU 8Y/01 DS | image | datasheet | deeplink | [6 empty] | A | [9 empty] | 2 | 24 | 220-240 | [6 empty] | 5994100244158 | 15994100244155 | [5 empty] | 10 | 8000 | [7 empty] | 135 |  |  |  | 10000 | [9 empty] | 59 |  | BOX | [13 empty] | EUP Related | [55 empty] | E27 | Tungsram | 82 | 2700 | 2700 | 1700 | 24 |  | Phased-out
523920 | OT&FLE14HLX/T3/827/E27 TU 1/10 8Y /01 DS | image | datasheet | deeplink | [6 empty] | A | [9 empty] | 1.5 | 14 | 220-240 | [6 empty] | 5994100239208 | 15994100239205 | [5 empty] | 10 | 8000 | [7 empty] | 127 |  |  |  | 10000 | [9 empty] | 52 |  | BOX | [13 empty] | EUP Related | [55 empty] | E27 | Tungsram | 82 | 2700 | 2700 | 950 | 14 |  | Phased-out
524491 | OT&FLE20TBXT3/827E27 TU1/10 6Y /01 DS PR | image | datasheet | deeplink | [6 empty] | A | [9 empty] | 0.3 | 20 | 220-240 | [6 empty] | 5994100244912 | 15994100244919 | [5 empty] | 10 | 6000 | [7 empty] | 154 |  |  |  | 3000 | [9 empty] | 44.5 |  | BOX | [13 empty] | EUP Related / P.R.C. | [55 empty] | E27 | Tungsram | 82 | 2700 | 2700 | 1152 | 20 |  | Phased-out
524489 | OT&FLE15TBXT3/827E27 TU1/10 6Y /01 DS PR | image | datasheet | deeplink | [6 empty] | A | [9 empty] | 0.3 | 11 | 220-240 | [6 empty] | 5994100244899 | 15994100244896 | [5 empty] | 10 | 6000 | [7 empty] | 136 |  |  |  | 3000 | [9 empty] | 44.5 |  | BOX | [13 empty] | EUP Related / P.R.C. | [55 empty] | E27 | Tungsram | 82 | 2700 | 2700 | 820 | 15 |  | Phased-out
524487 | OT&FLE11DBXT3/827E27 TU1/10 6Y /01 DS PR | image | datasheet | deeplink | [6 empty] | A | [9 empty] | 0.3 | 11 | 220-240 | [6 empty] | 5994100244875 | 15994100244872 | [5 empty] | 10 | 6000 | [7 empty] | 144 |  |  |  | 3000 | [9 empty] | 44.5 |  | BOX | [13 empty] | EUP Related / P.R.C. | [55 empty] | E27 | Tungsram | 82 | 2700 | 2700 | 600 | 11 |  | Phased-out
529387 | OT&FLE23TBXT3/827E27 TU1/10 8Y /04 DS PR | image | datasheet | deeplink | [6 empty] | B | [9 empty] | 0.3 | 23 | 230 | [6 empty] | 5994100293873 | 15994100293870 | [5 empty] | 10 | 8000 | [7 empty] | 169 |  |  |  | 5000 | [9 empty] | 49 |  | BOX | [13 empty] | EUP Related / P.R.C. | [55 empty] | E27 | Tungsram | 82 | 2700 | 2700 | 1360 | 23 |  | Phased-out
529385 | OT&FLE20TBXT3/827E27 TU1/10 8Y /04 DS PR | image | datasheet | deeplink | [6 empty] | A | [9 empty] | 0.3 | 20 | 230 | [6 empty] | 5994100293859 | 15994100293856 | [5 empty] | 10 | 8000 | [7 empty] | 152 |  |  |  | 5000 | [9 empty] | 44 |  | BOX | [13 empty] | EUP Related / P.R.C. | [55 empty] | E27 | Tungsram | 82 | 2700 | 2700 | 1180 | 20 |  | Phased-out
529383 | OT&FLE15TBXT3/827E27 TU1/10 8Y /04 DS PR | image | datasheet | deeplink | [6 empty] | A | [9 empty] | 0.3 | 15 | 230 | [6 empty] | 5994100293835 | 15994100293832 | [5 empty] | 10 | 8000 | [7 empty] | 139 |  |  |  | 5000 | [9 empty] | 44 |  | BOX | [13 empty] | EUP Related / P.R.C. | [55 empty] | E27 | Tungsram | 82 | 2700 | 2700 | 840 | 15 |  | Phased-out
529381 | OT&FLE11TBXT3/827E27 TU1/10 8Y /04 DS PR | image | datasheet | deeplink | [6 empty] | A | [9 empty] | 0.3 | 11 | 230 | [6 empty] | 5994100293811 | 15994100293818 | [5 empty] | 10 | 8000 | [7 empty] | 124 |  |  |  | 5000 | [9 empty] | 44 |  | BOX | [13 empty] | EUP Related / P.R.C. | [55 empty] | E27 | Tungsram | 82 | 2700 | 2700 | 630 | 11 |  | Phased-out
529420 | OT&FLE26HLX/T3/865E27 TU1/10 8Y/04 DS PR | image | datasheet | deeplink | [6 empty] | B | [9 empty] | 0.3 | 26 | 230 | [6 empty] | 5994100294207 | 15994100294204 | [5 empty] | 10 | 8000 | [7 empty] | 138 |  |  |  | 5000 | [9 empty] | 59 |  | BOX | [13 empty] | EUP Related / P.R.C. | [55 empty] | E27 | Tungsram | 82 | 6500 | 6500 | 1560 | 26 |  | Phased-out
529415 | OT&FLE24HLX/T3/865E27 TU1/10 8Y/04 DS PR | image | datasheet | deeplink | [6 empty] | B | [9 empty] | 0.3 | 24 | 230 | [6 empty] | 5994100294153 | 15994100294150 | [5 empty] | 10 | 8000 | [7 empty] | 148 |  |  |  | 5000 | [9 empty] | 52 |  | BOX | [13 empty] | EUP Related / P.R.C. | [55 empty] | E27 | Tungsram | 82 | 6500 | 6500 | 1291 | 24 |  | Phased-out
529388 | OT&FLE23TBXT3/865E27 TU1/10 8Y /04 DS PR | image | datasheet | deeplink | [6 empty] | B | [9 empty] | 0.3 | 23 | 230 | [6 empty] | 5994100293880 | 15994100293887 | [5 empty] | 10 | 8000 | [7 empty] | 169 |  |  |  | 5000 | [9 empty] | 49 |  | BOX | [13 empty] | EUP Related / P.R.C. | [55 empty] | E27 | Tungsram | 82 | 6500 | 6500 | 1320 | 23 |  | Phased-out
529414 | OT&FLE14HLX/T3/865E27 TU1/10 8Y/04 DS PR | image | datasheet | deeplink | [6 empty] | A | [9 empty] | 0.3 | 14 | 230 | [6 empty] | 5994100294146 | 15994100294143 | [5 empty] | 10 | 8000 | [7 empty] | 119 |  |  |  | 5000 | [9 empty] | 45 |  | BOX | [13 empty] | EUP Related / P.R.C. | [55 empty] | E27 | Tungsram | 82 | 6500 | 6500 | 800 | 14 |  | Phased-out
529413 | OT&FLE11HLX/T3/865E27 TU1/10 8Y/04 DS PR | image | datasheet | deeplink | [6 empty] | A | [9 empty] | 0.3 | 11 | 230 | [6 empty] | 5994100294139 | 15994100294136 | [5 empty] | 10 | 8000 | [7 empty] | 114 |  |  |  | 5000 | [9 empty] | 45 |  | BOX | [13 empty] | EUP Related / P.R.C. | [55 empty] | E27 | Tungsram | 82 | 6500 | 6500 | 630 | 11 |  | Phased-out
529410 | OT&FLE20HLXT3/865E27 TU1/10 8Y /04 DS PR | image | datasheet | deeplink | [6 empty] | A | [9 empty] | 0.3 | 20 | 230 | [6 empty] | 5994100294108 | 15994100294105 | [5 empty] | 10 | 8000 | [7 empty] | 143 |  |  |  | 5000 | [9 empty] | 52 |  | BOX | [13 empty] | EUP Related / P.R.C. | [55 empty] | E27 | Tungsram | 82 | 6500 | 6500 | 1200 | 20 |  | Phased-out
529386 | OT&FLE20TBXT3/865E27 TU1/10 8Y /04 DS PR | image | datasheet | deeplink | [6 empty] | A | [9 empty] | 0.3 | 20 | 230 | [6 empty] | 5994100293866 | 15994100293863 | [5 empty] | 10 | 8000 | [7 empty] | 152 |  |  |  | 5000 | [9 empty] | 44 |  | BOX | [13 empty] | EUP Related / P.R.C. | [55 empty] | E27 | Tungsram | 82 | 6500 | 6500 | 1180 | 20 |  | Phased-out
529384 | OT&FLE15TBXT3/865E27 TU1/10 8Y /04 DS PR | image | datasheet | deeplink | [6 empty] | A | [9 empty] | 0.3 | 15 | 230 | [6 empty] | 5994100293842 | 15994100293849 | [5 empty] | 10 | 8000 | [7 empty] | 129 |  |  |  | 5000 | [9 empty] | 44 |  | BOX | [13 empty] | EUP Related / P.R.C. | [55 empty] | E27 | Tungsram | 82 | 6500 | 6500 | 840 | 15 |  | Phased-out
529382 | OT&FLE11TBXT3/865E27 TU1/10 8Y /04 DS PR | image | datasheet | deeplink | [6 empty] | A | [9 empty] | 0.3 | 11 | 230 | [6 empty] | 5994100293828 | 15994100293825 | [5 empty] | 10 | 8000 | [7 empty] | 124 |  |  |  | 5000 | [9 empty] | 44 |  | BOX | [13 empty] | EUP Related / P.R.C. | [55 empty] | E27 | Tungsram | 82 | 6500 | 6500 | 630 | 11 |  | Phased-out
529243 | OT&FLE23HLX/T3E27/865 TU 6Y 1/10/01 DSPR | image | datasheet | deeplink | [6 empty] | A | [9 empty] | 0.3 | 23 | 220-240 | [6 empty] | 5994100292432 | 15994100292439 | [5 empty] | 10 | 6000 | [7 empty] | 121 |  |  |  | 3000 | [9 empty] | 59 |  | BOX | [13 empty] | EUP Related / P.R.C. | [55 empty] | E27 | Tungsram | 82 | 6500 | 6500 | 1480 | 23 |  | Phased-out
529240 | OT&FLE18HLX/T3E27/865 TU 6Y 1/10/01 DSPR | image | datasheet | deeplink | [6 empty] | A | [9 empty] | 0.3 | 18 | 220-240 | [6 empty] | 5994100292401 | 15994100292408 | [5 empty] | 10 | 6000 | [7 empty] | 116 |  |  |  | 3000 | [9 empty] | 59 |  | BOX | [13 empty] | EUP Related / P.R.C. | [55 empty] | E27 | Tungsram | 82 | 6500 | 6500 | 1100 | 18 |  | Phased-out
529237 | OT&FLE14HLX/T3E27/865 TU 6Y 1/10/01 DSPR | image | datasheet | deeplink | [6 empty] | A | [9 empty] | 0.3 | 14 | 220-240 | [6 empty] | 5994100292371 | 15994100292378 | [5 empty] | 10 | 6000 | [7 empty] | 119 |  |  |  | 3000 | [9 empty] | 52 |  | BOX | [13 empty] | EUP Related / P.R.C. | [55 empty] | E27 | Tungsram | 82 | 6500 | 6500 | 820 | 14 |  | Phased-out
529164 | OT&FLE10HLX/T3E27/865 TU 6Y 1/10/01 DSPR | image | datasheet | deeplink | [6 empty] | A | [9 empty] | 0.3 | 10 | 220-240 | [6 empty] | 5994100291640 | 15994100291647 | [5 empty] | 10 | 6000 | [7 empty] | 105 |  |  |  | 3000 | [9 empty] | 43 |  | BOX | [13 empty] | EUP Related / P.R.C. | [55 empty] | E27 | Tungsram | 82 | 6500 | 6500 | 540 | 10 |  | Phased-out
528927 | OT&FLE45HLXT5E27/865 TU 6Y 1/10 01 DS PR | image | datasheet | deeplink | [6 empty] | B | [9 empty] | 1 | 45 | 220-240 | [6 empty] | 5994100289272 | 15994100289279 | [5 empty] | 10 | 6000 | [7 empty] | 209 |  |  |  | 9000 | [9 empty] | 78 |  | BOX | [13 empty] | EUP Related / P.R.C. | [55 empty] | E27 | Tungsram | 82 | 6500 | 6500 | 2900 | 45 |  | Phased-out
528926 | OT&FLE60HLXT5E27/865 TU 6Y 1/10 01 DS PR | image | datasheet | deeplink | [6 empty] | B | [9 empty] | 1 | 60 | 220-240 | [6 empty] | 5994100289265 | 15994100289262 | [5 empty] | 10 | 6000 | [7 empty] | 216 |  |  |  | 9000 | [9 empty] | 78 |  | BOX | [13 empty] | EUP Related / P.R.C. | [55 empty] | E27 | Tungsram | 82 | 6500 | 6500 | 3600 | 60 |  | Phased-out
528905 | OT&FLE12HLXT2E27/865 TU 8Y 1/10 01 DS PR | image | datasheet | deeplink | [6 empty] | A | [9 empty] | 1.5 | 12 | 220-240 | [6 empty] | 5994100289050 | 15994100289057 | [5 empty] | 10 | 8000 | [7 empty] | 98 |  |  |  | 8000 | [9 empty] | 45 |  | BOX | [13 empty] | EUP Related / P.R.C. | [55 empty] | E27 | Tungsram | 82 | 6500 | 6500 | 685 | 12 |  | Phased-out
528904 | OT FLE8HLX/T2E27/865 TU 8Y 1/10 01 DS PR | image | datasheet | deeplink | [6 empty] | A | [9 empty] | 1.5 | 8 | 220-240 | [6 empty] | 5994100289043 | 15994100289040 | [5 empty] | 10 | 8000 | [7 empty] | 86 |  |  |  | 8000 | [9 empty] | 45 |  | BOX | [13 empty] | EUP Related / P.R.C. | [55 empty] | E27 | Tungsram | 82 | 6500 | 6500 | 440 | 8 |  | Phased-out
524274 | OT&FLE20HLXT3/865E27 1/10 TU 6Y/01 DS PR | image | datasheet | deeplink | [6 empty] | B | [9 empty] | 0.3 | 20 | 220-240 | [6 empty] | 5994100252740 | 15994100252747 | [5 empty] | 10 | 6000 | [7 empty] | 124 |  |  |  | 3000 | [9 empty] | 59 |  | BOX | [13 empty] | EUP Related / P.R.C. | [55 empty] | E27 | Tungsram | 82 | 6500 | 6500 | 1020 | 20 |  | Phased-out
524747 | OT&FLE24HLX/T3/865E27 TU1/10 8Y/01 DS PR | image | datasheet | deeplink | [6 empty] | A | [9 empty] | 2 | 24 | 220-240 | [6 empty] | 5994100247470 | 15994100247477 | [5 empty] | 10 | 8000 | [7 empty] | 135 |  |  |  | 10000 | [9 empty] | 59 |  | BOX | [13 empty] | EUP Related / P.R.C. | [55 empty] | E27 | Tungsram | 82 | 6500 | 6500 | 1600 | 24 |  | Phased-out
524740 | OT&FLE14HLX/T3/865E27 TU1/10 8Y/01 DS PR | image | datasheet | deeplink | [6 empty] | A | [9 empty] | 1.5 | 14 | 220-240 | [6 empty] | 5994100247401 | 15994100247408 | [5 empty] | 10 | 8000 | [7 empty] | 127 |  |  |  | 10000 | [9 empty] | 52 |  | BOX | [13 empty] | EUP Related / P.R.C. | [55 empty] | E27 | Tungsram | 82 | 6500 | 6500 | 900 | 14 |  | Phased-out
524494 | OT&FLE23TBXT3/865E27 TU1/10 6Y /01 DS PR | image | datasheet | deeplink | [6 empty] | A | [9 empty] | 0.3 | 23 | 220-240 | [6 empty] | 5994100244943 | 15994100244940 | [5 empty] | 10 | 6000 | [7 empty] | 173 |  |  |  | 3000 | [9 empty] | 44.5 |  | BOX | [13 empty] | EUP Related / P.R.C. | [55 empty] | E27 | Tungsram | 82 | 6500 | 6500 | 1380 | 23 |  | Phased-out
524492 | OT&FLE20TBXT3/865E27 TU1/10 6Y /01 DS PR | image | datasheet | deeplink | [6 empty] | A | [9 empty] | 0.3 | 20 | 220-240 | [6 empty] | 5994100244929 | 15994100244926 | [5 empty] | 10 | 6000 | [7 empty] | 154 |  |  |  | 3000 | [9 empty] | 44.5 |  | BOX | [13 empty] | EUP Related / P.R.C. | [55 empty] | E27 | Tungsram | 82 | 6500 | 6500 | 1152 | 20 |  | Phased-out
524490 | OT&FLE15TBXT3/865E27 TU1/10 6Y /01 DS PR | image | datasheet | deeplink | [6 empty] | A | [9 empty] | 0.3 | 15 | 220-240 | [6 empty] | 5994100244905 | 15994100244902 | [5 empty] | 10 | 6000 | [7 empty] | 136 |  |  |  | 3000 | [9 empty] | 44.5 |  | BOX | [13 empty] | EUP Related / P.R.C. | [55 empty] | E27 | Tungsram | 82 | 6500 | 6500 | 799 | 15 |  | Phased-out
525279 | OT FLE24HLXT3/865B22 1/10 TU 6Y/01 DS PR | image | datasheet | deeplink | [6 empty] | B | [9 empty] | 0.3 | 24 | 220-240 | [6 empty] | 5994100252795 | 15994100252792 | [5 empty] | 10 | 6000 | [7 empty] | 136.5 |  |  |  | 3000 | [9 empty] | 59 |  | BOX | [13 empty] | EUP Related / P.R.C. | [55 empty] | B22 | Tungsram | 82 | 6500 | 6500 | 1124 | 24 |  | Phased-out
93031411 | LED4.5/GU10/840/100-240V/35/BX 1/8 | image | datasheet | deeplink |  | 35 | 800 |  |  | No | A++ |  |  |  |  | 6 steps |  |  | 4.5 |  |  | 4.5 | 230 | Standard | [5 empty] | 0064894539046 | 10064894539043 | [5 empty] | 8 |  | 365 | 81.1111 | 0.5 | [5 empty] | 30 |  |  | 50000 | [7 empty] | Reflector | White | 50.2 |  | Box | 12000 |  |  | 53.7 | [5 empty] | 365 | [59 empty] | GU10 | GE Lighting | 86 | 4000 | 4000 | 390 | 4.5 | 230 | Phased-out
93031290 | LED4.5/GU10/830/100-240V/35/BX 1/8 | image | datasheet | deeplink |  | 35 | 800 |  |  | No | [5 empty] | 6 steps |  |  | 4.5 |  |  | 4.5 | 230 | Standard | [5 empty] | 0064894539039 | 10064894539036 | [5 empty] | 8 |  | 360 | 80 | 0.5 | [5 empty] | 30 |  |  | 50000 | [7 empty] | Reflector | White | 50.2 |  | Box | 12000 |  |  | 53.7 | [5 empty] | 360 | [59 empty] | GU10 | GE Lighting | 83 | 3000 | 3000 | 380 | 4.5 | 230 | Phased-out
93031289 | LED3/GU10/830/100-240V/35/BX 1/8 | image | datasheet | deeplink |  | 35 | 550 |  |  | No | A++ |  |  |  |  | 6 steps |  |  | 3 |  |  | 3 | 230 | Standard | [5 empty] | 0064894538698 | 10064894538695 | [5 empty] | 1/8 |  | 250 | 80 | 0.5 | [5 empty] | 30 |  |  | 50000 | [7 empty] | Reflector | White | 50.2 |  | Box | 12000 |  |  | 53.7 | [5 empty] | 250 | [59 empty] | GU10 | GE Lighting | 83 | 3000 | 3000 | 250 | 3 | 230 | Phased-out
93031285 | LED3/GU10/827/100-240V/35/BX 1/8 | image | datasheet | deeplink |  | 35 | 550 |  |  | No | A++ |  |  |  |  | 6 steps |  |  | 3 |  |  | 3 | 230 | Standard | [5 empty] | 0064894538681 | 10064894538688 | [5 empty] | 8 |  | 230 | 76.6667 | 0.5 | [5 empty] | 30 |  |  | 50000 | [7 empty] | Reflector | White | 50.2 |  | Box | 12000 |  |  | 53.7 | [5 empty] | 230 | [59 empty] | GU10 | GE Lighting | 80 | 2700 | 2700 | 240 | 3 | 230 | Phased-out
524022 | OT&FLE20HLXT3/865E27 TU1/10 8Y /01 DS PR | image | datasheet | deeplink | [6 empty] | A | [9 empty] | 2 | 20 | 220-240 | [6 empty] | 5994100240228 | 15994100240225 | [5 empty] | 10 | 8000 | [7 empty] | 123 |  |  |  | 10000 | [9 empty] | 59 |  | BOX | [13 empty] | EUP Related / P.R.C. | [55 empty] | E27 | Tungsram | 82 | 6500 | 6500 | 1152 | 20 |  | Phased-out
93033877 | @LED 16/T8 SG 4ft/865/100-240V BX1/15 | image | datasheet | deeplink | [5 empty] | No | A+ |  |  |  |  | <6 steps | 200 |  | 16 |  | <0.5 sec | 16 | 100-240 | [6 empty] | 0064894536830 | 10064894536837 |  |  |  | -20…+40°C |  | 15 |  | 1600 | 100 | >0.9 |  | 865 |  |  | 1213.6 | 230 |  |  | 30000 | [6 empty] | 93033882 - LED 16/T8 SG 4ft/865/100-240V BX1/15 DS | T8 | Diffuse |  | 28 | Sleeve | 20000 | 380 | 45 SL | 1200 | [10 empty] | Bx |  |  | SL 45 | [6 empty] | SP 270 |  | 1345x245x160mm | Yes | Universal | [12 empty] | No | [27 empty] | G13 | GE Lighting | 80 | 6500 | 6500 | 1600 | 16 |  | Phased-out
93033878 | LED 16/T8 SG 4ft/840/100-240V BX1/15 | image | datasheet | deeplink | [5 empty] | No | A+ |  |  |  |  | <6 steps | 200 |  | 16 |  | <0.5 sec | 16 | 100-240 | [6 empty] | 0064894536823 | 10064894536820 |  |  |  | -20…+40°C |  | 15 |  | 1600 | 100 | >0.9 |  | 840 |  |  | 1213.6 | 230 |  |  | 30000 | [6 empty] | 93033883 - LED 16/T8 SG 4ft/840/100-240V BX1/15 DS | T8 | Diffuse |  | 28 | Sleeve | 20000 | 380 | 45 SL | 1200 | [10 empty] | Bx |  |  | SL 45 | [6 empty] | SP 270 |  | 1345x245x160mm | Yes | Universal | [12 empty] | No | [27 empty] | G13 | GE Lighting | 80 | 4000 | 4000 | 1600 | 16 |  | Phased-out
93033879 | @LED 16/T8 SG 4ft/830/100-240V BX1/15 | image | datasheet | deeplink | [5 empty] | No | [5 empty] | <6 steps | 200 |  | 16 |  | <0.5 sec | 16 | 100-240 | [6 empty] | 0064894536816 | 10064894536813 |  |  |  | -20…+40°C |  | 15 |  | 1440 | 90 | >0.9 |  | 830 |  |  | 1213.6 | 230 |  |  | 30000 | [7 empty] | T8 | Diffuse |  | 28 | Sleeve | 20000 | 380 | 45 SL | 1200 | [10 empty] | Bx |  |  | SL 45 | [6 empty] | SP 270 |  | 1345x245x160mm | Yes | Universal | [12 empty] | No | [27 empty] | G13 | GE Lighting | 80 | 3000 | 3000 | 1440 | 16 |  | Phased-out
529499 | OT 100A1/CL/E27 240V TU A55 1/10/100 MII | image | datasheet | deeplink | [17 empty] | 100 |  | Direct shipment | [5 empty] | 5994100294993 | 15994100294990 | [5 empty] | 100 | 750 | [20 empty] | Clear | 55 | [5 empty] | 93 | [65 empty] | E27 | Tungsram |  |  |  | 1330 | 100 | 240 | Available
529307 | OT 100A1/FR/E27 240V TU A55 1/10/100 MII | image | datasheet | deeplink | [17 empty] | 100 |  | Direct shipment | [5 empty] | 5994100293071 | 15994100293078 | [5 empty] | 100 | 750 | [20 empty] | Frosted | 55 | [5 empty] | 93 | [65 empty] | E27 | Tungsram |  |  |  | 1330 | 100 | 240 | Available
525764 | @OT&100A1/CL/E27 220-230VTUASC1/10/100 DS | image | datasheet | deeplink | [17 empty] | 100 |  | Direct shipment | [5 empty] | 5994100257646 | 15994100257643 | [5 empty] | 100 | 1000 | [20 empty] | Clear | 60 | [5 empty] | 105 | [65 empty] | E27 | Tungsram |  |  |  | 1240 | 100 | 230 | Phased-out
522609 | OT&100A1/FR/E27 240V TU 1/10/100 MIC | image | datasheet | deeplink | [17 empty] | 100 |  | Direct shipment | [5 empty] | 5994100226093 | 15994100226090 | [5 empty] | 100 | 1000 | [20 empty] | Frosted | 60 | [5 empty] | 106 | [65 empty] | E27 | Tungsram |  |  |  | 1230 | 100 | 240 | Available
522608 | OT&100A1/CL/E27 240V TU 1/10/100 MIC | image | datasheet | deeplink | [17 empty] | 100 |  | Direct shipment | [5 empty] | 5994100226086 | 15994100226083 | [5 empty] | 100 | 1000 | [20 empty] | Clear | 60 | [5 empty] | 106 | [65 empty] | E27 | Tungsram |  |  |  | 1230 | 100 | 240 | Available
522040 | OT&100A1/FR/E27 230V TU 1/10/100 MIC | image | datasheet | deeplink | [17 empty] | 100 |  | Direct shipment | [5 empty] | 5994100220404 | 15994100220401 | [5 empty] | 100 | 1000 | [20 empty] | Frosted | 60 | [5 empty] | 105 | [65 empty] | E27 | Tungsram |  |  |  | 1240 | 100 | 230 | Available
522037 | OT&100A1/CL/E27 230V TU 1/10/100 MIC | image | datasheet | deeplink | [17 empty] | 100 |  | Direct shipment | [5 empty] | 5994100220374 | 15994100220371 | [5 empty] | 100 | 1000 | [20 empty] | Clear | 60 | [5 empty] | 105 | [65 empty] | E27 | Tungsram |  |  |  | 1240 | 100 | 230 | Available
529308 | OT 100A1/FR/B22 240V TU A55 1/10/100 MII | image | datasheet | deeplink | [17 empty] | 100 |  | Direct shipment | [5 empty] | 5994100293088 | 15994100293085 | [5 empty] | 100 | 750 | [20 empty] | Frosted | 55 | [5 empty] | 93 | [65 empty] | B22d | Tungsram |  |  |  | 1330 | 100 | 240 | Available
522607 | OT&100A1/FR/B22 240V TU 1/10/100 MIC | image | datasheet | deeplink | [17 empty] | 100 |  | Direct shipment | [5 empty] | 5994100226079 | 15994100226076 | [5 empty] | 100 | 1000 | [20 empty] | Frosted | 60 | [5 empty] | 104.5 | [65 empty] | B22d | Tungsram |  |  |  | 1230 | 100 | 240 | Available
522606 | OT&100A1/CL/B22 240V TU 1/10/100 MIC | image | datasheet | deeplink | [17 empty] | 100 |  | Direct shipment | [5 empty] | 5994100226062 | 15994100226069 | [5 empty] | 100 | 1000 | [20 empty] | Clear | 60 | [5 empty] | 104.5 | [65 empty] | B22d | Tungsram |  |  |  | 1230 | 100 | 240 | Available
529309 | OT 75A1/FR/E27 240V TU A55 1/10/100 MII | image | datasheet | deeplink | [17 empty] | 75 |  | Direct shipment | [5 empty] | 5994100293095 | 15994100293092 | [5 empty] | 100 | 750 | [20 empty] | Frosted | 55 | [5 empty] | 93 | [65 empty] | E27 | Tungsram |  |  |  | 930 | 75 | 240 | Available
525765 | OT&75A1/CL/E27 230V TU ASC 1/10/100 DS | image | datasheet | deeplink | [17 empty] | 75 |  | Direct shipment | [5 empty] | 5994100257653 | 15994100257650 | [5 empty] | 100 | 800 | [20 empty] | Clear | 60 | [5 empty] | 105 | [65 empty] | E27 | Tungsram |  |  |  | 840 | 75 | 230 | Available
524028 | OT&75A1/FR/E27 230V TU 1/10/100 MIC | image | datasheet | deeplink | [17 empty] | 75 |  | Direct shipment | [5 empty] | 5994100240280 | 15994100240287 | [5 empty] | 100 | 800 | [20 empty] | Frosted | 60 | [5 empty] | 105 | [65 empty] | E27 | Tungsram |  |  |  | 840 | 75 | 230 | Available
529310 | OT 75A1/FR/B22 240V TU A55 1/10/100 MII | image | datasheet | deeplink | [17 empty] | 75 |  | Direct shipment | [5 empty] | 5994100293101 | 15994100293108 | [5 empty] | 100 | 750 | [20 empty] | Frosted | 55 | [5 empty] | 93 | [65 empty] | B22d | Tungsram |  |  |  | 930 | 75 | 240 | Available
524029 | OT&75A1/FR/B22 240V TU 1/10/100 MIC | image | datasheet | deeplink | [17 empty] | 75 |  | Direct shipment | [5 empty] | 5994100240297 | 15994100240294 | [5 empty] | 100 | 1000 | [20 empty] | Frosted | 60 | [5 empty] | 104.5 | [65 empty] | B22d | Tungsram |  |  |  | 830 | 75 | 240 | Available
529498 | OT 60A1/CL/E27 240V TU A55 1/10/100 MII | image | datasheet | deeplink | [17 empty] | 60 |  | Direct shipment | [5 empty] | 5994100294986 | 15994100294983 | [5 empty] | 100 | 750 | [20 empty] | Clear | 55 | [5 empty] | 93 | [65 empty] | E27 | Tungsram |  |  |  | 700 | 60 | 240 | Available
529205 | OT 60A1/FR/E27 240V TU A55 1/10/100 MII | image | datasheet | deeplink | [17 empty] | 60 |  | Direct shipment | [5 empty] | 5994100292050 | 15994100292057 | [5 empty] | 100 | 750 | [20 empty] | Frosted | 55 | [5 empty] | 93 | [65 empty] | E27 | Tungsram |  |  |  | 700 | 60 | 240 | Available
525763 | @OT&60A1/CL/E27 220-230V TUASC1/10/100 DS | image | datasheet | deeplink | [17 empty] | 60 |  | Direct shipment | [5 empty] | 5994100257639 | 15994100257636 | [5 empty] | 100 | 800 | [20 empty] | Clear | 60 | [5 empty] | 105 | [65 empty] | E27 | Tungsram |  |  |  | 620 | 60 | 230 | Phased-out
522613 | OT&60A1/FR/E27 240V TU 1/10/100 MIC | image | datasheet | deeplink | [17 empty] | 60 |  | Direct shipment | [5 empty] | 5994100226130 | 15994100226137 | [5 empty] | 100 | 1000 | [20 empty] | Frosted | 60 | [5 empty] | 106 | [65 empty] | E27 | Tungsram |  |  |  | 610 | 60 | 240 | Available
522612 | OT&60A1/CL/E27 240V TU 1/10/100 MIC | image | datasheet | deeplink | [17 empty] | 60 |  | Direct shipment | [5 empty] | 5994100226123 | 15994100226120 | [5 empty] | 100 | 1000 | [20 empty] | Clear | 60 | [5 empty] | 106 | [65 empty] | E27 | Tungsram |  |  |  | 610 | 60 | 240 | Available
522039 | @FT5/49W/865/GE/SL1/30 DS | image | datasheet | deeplink | [6 empty] | E | [10 empty] | 60 |  | Direct shipment | [5 empty] | 5994100220398 | 15994100220395 | [5 empty] | 100 | 800 | [20 empty] | Frosted | 60 | [5 empty] | 105 | [65 empty] | E27 | Tungsram |  |  |  | 620 | 60 | 230 | Marked for phase-out
522036 | OT&60A1/CL/E27 230V TU 1/10/100 MIC | image | datasheet | deeplink | [17 empty] | 60 |  | Direct shipment | [5 empty] | 5994100220367 | 15994100220364 | [5 empty] | 100 | 800 | [20 empty] | Clear | 60 | [5 empty] | 105 | [65 empty] | E27 | Tungsram |  |  |  | 620 | 60 | 230 | Available
529306 | OT 60A1/FR/B22 240V TU A55 1/10/100 MII | image | datasheet | deeplink | [17 empty] | 60 |  | Direct shipment | [5 empty] | 5994100293064 | 15994100293061 | [5 empty] | 100 | 750 | [20 empty] | Frosted | 55 | [5 empty] | 93 | [65 empty] | B22d | Tungsram |  |  |  | 700 | 60 | 240 | Available
522611 | OT&60A1/FR/B22 240V TU 1/10/100 MIC | image | datasheet | deeplink | [17 empty] | 60 |  | Direct shipment | [5 empty] | 5994100226116 | 15994100226113 | [5 empty] | 100 | 1000 | [20 empty] | Frosted | 60 | [5 empty] | 104.5 | [65 empty] | B22d | Tungsram |  |  |  | 610 | 60 | 240 | Available
522610 | OT&60A1/CL/B22 240V TU 1/10/100 MIC | image | datasheet | deeplink | [17 empty] | 60 |  | Direct shipment | [5 empty] | 5994100226109 | 15994100226106 | [5 empty] | 100 | 1000 | [20 empty] | Clear | 60 | [5 empty] | 104.5 | [65 empty] | B22d | Tungsram |  |  |  | 610 | 60 | 240 | Available
529497 | OT 40A1/CL/E27 240V TU A55 1/10/100 MII | image | datasheet | deeplink | [17 empty] | 40 |  | Direct shipment | [5 empty] | 5994100294979 | 15994100294976 | [5 empty] | 100 | 750 | [20 empty] | Clear | 55 | [5 empty] | 93 | [65 empty] | E27 | Tungsram |  |  |  | 410 | 40 | 240 | Available
522038 | OT&40A1/FR/E27 230V TU 1/10/100 MIC | image | datasheet | deeplink | [17 empty] | 40 |  | Direct shipment | [5 empty] | 5994100220381 | 15994100220388 | [5 empty] | 100 | 1000 | [20 empty] | Frosted | 60 | [5 empty] | 105 | [65 empty] | E27 | Tungsram |  |  |  | 345 | 40 | 230 | Available
522025 | OT&40A1/CL/E27 230V TU 1/10/100 MIC | image | datasheet | deeplink | [17 empty] | 40 |  | Direct shipment | [5 empty] | 5994100220251 | 15994100220258 | [5 empty] | 100 | 1000 | [20 empty] | Clear | 60 | [5 empty] | 105 | [65 empty] | E27 | Tungsram |  |  |  | 345 | 40 | 230 | Available
522615 | OT&40A1/FR/B22 240V TU 1/10/100 MIC | image | datasheet | deeplink | [17 empty] | 40 |  | Direct shipment | [5 empty] | 5994100226154 | 15994100226151 | [5 empty] | 100 | 1000 | [20 empty] | Frosted | 60 | [5 empty] | 104.5 | [65 empty] | B22d | Tungsram |  |  |  | 340 | 40 | 240 | Available
522614 | OT&40A1/CL/B22 240V TU 1/10/100 MIC | image | datasheet | deeplink | [17 empty] | 40 |  | Direct shipment | [5 empty] | 5994100226147 | 15994100226144 | [5 empty] | 100 | 1000 | [20 empty] | Clear | 60 | [5 empty] | 104.5 | [65 empty] | B22d | Tungsram |  |  |  | 340 | 40 | 240 | Available
93023879 | TU 40D1/OP/E27 230V TU MIH1/10/100 EGYPT | image | datasheet | deeplink | [17 empty] | 40 |  | Standard | [5 empty] | 0064894528071 | 10064894528078 | [5 empty] | 100 | 1000 | [20 empty] | Opal | 45 | [5 empty] | 69.5 | [65 empty] | E27 | Tungsram |  |  |  | 360 | 40 | 230 | Available
93023882 | TU 40C1/OP/E14 230V TU MIH1/10/100 EGYPT | image | datasheet | deeplink | [17 empty] | 40 |  | Standard | [5 empty] | 0064894528040 | 10064894528047 | [5 empty] | 100 | 1000 | [20 empty] | Opal | 35 | [5 empty] | 97 | [65 empty] | E14 | Tungsram |  |  |  | 360 | 40 | 230 | Available
93023883 | @TU 40C1/CL/E14 230V TU MIH1/10/100 EGYPT | image | datasheet | deeplink | [17 empty] | 40 |  | Standard | [5 empty] | 0064894528033 | 10064894528030 | [5 empty] | 100 | 1000 | [20 empty] | Clear | 35 | [5 empty] | 97 | [65 empty] | E14 | Tungsram |  |  |  | 400 | 40 | 230 | Phased-out
93023878 | TU 40D1/FR/E14 230V GE MIH1/10/100 EGYPT | image | datasheet | deeplink | [6 empty] | E | [10 empty] | 40 |  | Direct shipment | [5 empty] | 5994100286066 | 15994100286063 | [5 empty] | 100 | 1000 | [20 empty] | Frosted | 45 | [5 empty] | 74 | [65 empty] | E14 | Tungsram |  |  |  | 400 | 40 | 230 | Phased-out
93030259 | LED4D/P45/827/E27/220-240V/FR 1/6 | image | datasheet | deeplink |  | 240 |  |  |  | Yes | [8 empty] | 4 |  |  | 4 |  | Standard | [5 empty] | 0064894532917 | 10064894532914 | [5 empty] | 6 |  | 270 |  | 0.6 | [8 empty] | 40000 | [8 empty] | White | 42 |  |  | 20000 |  |  | 76 | [65 empty] | E27 | GE Lighting | 80 | 2700 | 2700 | 270 | 4 |  | Phased-out
93030258 | LED4D/P45/827/E27/220-240V/CLS 1/6 | image | datasheet | deeplink |  | 160 |  |  |  | Yes | [8 empty] | 4 |  |  | 4 |  | Standard | [5 empty] | 0064894532924 | 10064894532921 | [5 empty] | 6 |  | 270 |  | 0.6 | [8 empty] | 40000 | [8 empty] | Clear | 42 |  |  | 20000 |  |  | 76 | [65 empty] | E27 | GE Lighting | 80 | 2700 | 2700 | 270 | 4 |  | Phased-out
93030257 | LED4D/P45/827/E14/220-240V/FR 1/6 | image | datasheet | deeplink |  | 240 |  |  |  | Yes | [8 empty] | 4 |  |  | 4 |  | Standard | [5 empty] | 0064894532931 | 10064894532938 | [5 empty] | 6 |  | 270 |  | 0.6 | [8 empty] | 40000 | [8 empty] | White | 42 |  |  | 20000 |  |  | 76 | [65 empty] | E14 | GE Lighting | 80 | 2700 | 2700 | 270 | 4 |  | Phased-out
93030256 | LED4D/P45/827/E14/220-240V/CLS 1/6 | image | datasheet | deeplink |  | 160 |  |  |  | Yes | [8 empty] | 4 |  |  | 4 |  | Standard | [5 empty] | 0064894532948 | 10064894532945 | [5 empty] | 6 |  | 270 |  | 0.6 | [8 empty] | 40000 | [8 empty] | Clear | 42 |  |  | 20000 |  |  | 76 | [65 empty] | E14 | GE Lighting | 80 | 2700 | 2700 | 270 | 4 |  | Phased-out
93030266 | LED6D/P45/827/E27/220-240V/FR 1/6 | image | datasheet | deeplink |  | 240 |  |  |  | Yes | A+ | [7 empty] | 6 |  |  | 6 |  | Standard | [5 empty] | 0064894533020 | 10064894533027 | [5 empty] | 6 |  | 470 |  | 0.6 | [8 empty] | 40000 | [8 empty] | White | 45 |  |  | 20000 |  |  | 90 | [65 empty] | E27 | GE Lighting | 80 | 2700 | 2700 | 470 | 6 |  | Phased-out
93030265 | LED6D/P45/827/E27/220-240V/CLS 1/6 | image | datasheet | deeplink |  | 160 |  |  |  | Yes | [8 empty] | 6 |  |  | 6 |  | Standard | [5 empty] | 0064894533037 | 10064894533034 | [5 empty] | 6 |  | 470 |  | 0.6 | [8 empty] | 40000 | [8 empty] | Clear | 45 |  |  | 20000 |  |  | 90 | [65 empty] | E27 | GE Lighting | 80 | 2700 | 2700 | 470 | 6 |  | Phased-out
93030264 | @LED6D/P45/827/E14/220-240V/FR 1/6 | image | datasheet | deeplink |  | 240 |  |  |  | Yes | [8 empty] | 6 |  |  | 6 |  | Standard | [5 empty] | 0064894533044 | 10064894533041 | [5 empty] | 6 |  | 470 |  | 0.6 | [8 empty] | 40000 | [8 empty] | Clear | 45 |  |  | 20000 |  |  | 90 | [65 empty] | E14 | GE Lighting | 80 | 2700 | 2700 | 470 | 6 |  | Marked for phase-out
93030263 | @LED6D/P45/827/E14/220-240V/CLS 1/6 | image | datasheet | deeplink |  | 160 |  |  |  | Yes | [8 empty] | 6 |  |  | 6 |  | Standard | [5 empty] | 0064894533051 | 10064894533058 | [5 empty] | 6 |  | 470 |  | 0.6 | [8 empty] | 40000 | [8 empty] | Clear | 45 |  |  | 20000 |  |  | 90 | [65 empty] | E14 | GE Lighting | 80 | 2700 | 2700 | 470 | 6 |  | Marked for phase-out
93030254 | @LED6D/B38/827/E27/220-240V/FR 1/10 | image | datasheet | deeplink |  | 240 |  |  |  | Yes | [8 empty] | 6 |  |  | 6 |  | Standard | [5 empty] | 0064894532962 | 10064894532969 | [5 empty] | 10 |  | 470 |  | 0.6 | [8 empty] | 40000 | [8 empty] | White | 38 |  |  | 20000 |  |  | 112 | [65 empty] | E27 | GE Lighting | 80 | 2700 | 2700 | 470 | 6 |  | Marked for phase-out
93030253 | LED6D/B38/827/E27/220-240V/CLS 1/10 | image | datasheet | deeplink |  | 160 |  |  |  | Yes | [8 empty] | 6 |  |  | 6 |  | Standard | [5 empty] | 0064894532979 | 10064894532976 | [5 empty] | 10 |  | 470 |  | 0.6 | [8 empty] | 40000 | [8 empty] | Clear | 38 |  |  | 20000 |  |  | 112 | [65 empty] | E27 | GE Lighting | 80 | 2700 | 2700 | 470 | 6 |  | Phased-out
93030252 | @LED6D/B38/827/E14/220-240V/FR 1/10 | image | datasheet | deeplink |  | 240 |  |  |  | Yes | [8 empty] | 6 |  |  | 6 |  | Standard | [5 empty] | 0064894532986 | 10064894532983 | [5 empty] | 10 |  | 470 |  | 0.6 | [8 empty] | 40000 | [8 empty] | White | 38 |  |  | 20000 |  |  | 112 | [65 empty] | E14 | GE Lighting | 80 | 2700 | 2700 | 470 | 6 |  | Marked for phase-out
93030251 | LED6D/B38/827/E14/220-240V/CLS 1/10 | image | datasheet | deeplink |  | 160 |  |  |  | Yes | [8 empty] | 6 |  |  | 6 |  | Standard | [5 empty] | 0064894532993 | 10064894532990 | [5 empty] | 10 |  | 470 |  | 0.6 | [8 empty] | 40000 | [8 empty] | Clear | 38 |  |  | 20000 |  |  | 112 | [65 empty] | E14 | GE Lighting | 80 | 2700 | 2700 | 470 | 6 |  | Phased-out
93030120 | @LED6D/B38/827/B22/220-240V/FR 1/10 | image | datasheet | deeplink |  | 240 |  |  |  | Yes | [8 empty] | 6 |  |  | 6 |  | Standard | [5 empty] | 0064894533006 | 10064894533003 | [5 empty] | 10 |  | 470 |  | 0.6 | [8 empty] | 40000 | [8 empty] | White | 38 |  |  | 20000 |  |  | 112 | [65 empty] | B22 | GE Lighting | 80 | 2700 | 2700 | 470 | 6 |  | Marked for phase-out
93030119 | @LED6D/B38/827/B22/220-240V/CLS 1/10 | image | datasheet | deeplink |  | 160 |  |  |  | Yes | [8 empty] | 6 |  |  | 6 |  | Standard | [5 empty] | 0064894533013 | 10064894533010 | [5 empty] | 10 |  | 470 |  | 0.6 | [8 empty] | 40000 | [8 empty] | Clear | 38 |  |  | 20000 |  |  | 112 | [65 empty] | B22 | GE Lighting | 80 | 2700 | 2700 | 470 | 6 |  | Marked for phase-out
93030092 | LED4D/B35/827/E14/220-240V/CLS 1/10 | image | datasheet | deeplink |  | 160 |  |  |  | Yes | [8 empty] | 4 |  |  | 4 |  | Standard | [5 empty] | 0064894532771 | 10064894532778 | [5 empty] | 10 |  | 270 |  | 0.6 | [8 empty] | 40000 | [8 empty] | Clear | 36 |  |  | 20000 |  |  | 94 | [65 empty] | E14 | GE Lighting | 80 | 2700 | 2700 | 270 | 4 |  | Phased-out
93030091 | @LED4D/B35/827/B22/220-240V/CLS 1/10 | image | datasheet | deeplink |  | 160 |  |  |  | Yes | [8 empty] | 4 |  |  | 4 |  | Standard | [5 empty] | 0064894532795 | 10064894532792 | [5 empty] | 10 |  | 270 |  | 0.6 | [8 empty] | 40000 | [8 empty] | Clear | 36 |  |  | 20000 |  |  | 94 | [65 empty] | B22 | GE Lighting | 80 | 2700 | 2700 | 270 | 4 |  | Marked for phase-out
93019426 | @LED1.6/G4/827/12V/BL 1/10 | image | datasheet | deeplink |  | 240 |  |  |  | No | [8 empty] | 1.6 |  |  | 1.76 |  | Standard | [5 empty] | 0064894522352 | 10064894522359 | [5 empty] | 10 |  | 150 |  | 0.5 | [8 empty] | 30000 | [8 empty] | Clear | 14 |  |  | 15000 |  |  | 38 | [65 empty] | G4 | GE Lighting | 80 | 2700 | 2700 | 150 | 1.6 |  | Marked for phase-out
93021980 | LED4/A60 FIL/827/220-240V/E27 H | image | datasheet | deeplink |  | 355 |  |  |  | No | [8 empty] | 4 |  |  | 4 |  | Standard | [5 empty] | 0064894529788 | 10064894529785 | [5 empty] | 6 |  | 420 |  | 0.6 | [8 empty] | 10000 | [8 empty] | Clear | 60 |  |  | 10000 |  |  | 115 | [65 empty] | E27 | GE Lighting | 80 | 2700 | 2700 | 420 | 4 |  | Phased-out
93013249 | OT&FLE20HLX/T3/865/B22 1/10 GE 4Y /04 DS | image | datasheet | deeplink | [6 empty] | A | [10 empty] | 20 |  | Direct shipment | [5 empty] | 5994100244486 | 15994100244483 | [5 empty] | 10 | [8 empty] | 126 | [13 empty] | 59 |  | BOX | [8 empty] | 4000 |  |  |  |  | Not sellable in EU | [55 empty] | B22d | Tungsram | 82 | 6500 | 6500 | 1160 | 20 |  | Phased-out
93022318 | LED 18/T8 VGR 4ft/865/100-240V BX1/15 | image | datasheet | deeplink |  | 200 |  |  |  | No | A+ | [7 empty] | 18 |  |  | 18 | 100-240 | [6 empty] | 0064894525292 | 10064894525299 |  | -20 | 40 |  |  | 15 |  | 2050 | 114 | >0.9 |  | 865 |  |  | 1214 | 240 |  | <0.5s | 50000 | [7 empty] | Linear tube | White | 28 |  | Sleeve | 40000 | [12 empty] | CE certified | Corrugated BOX | [9 empty] | 360 |  | 1310x200x155mm | Yes | Universal | 1200 | [39 empty] | G13 Rot | GE Lighting | 80 | 6500 | 6500 | 2050 | 18 | 230 | Phased-out
93022315 | LED 14.5/T8 VGR 4ft/840/100-240V BX1/15 | image | datasheet | deeplink |  | 200 |  |  |  | No | A+ | [10 empty] | 14.5 | 100-240 | [6 empty] | 0064894525261 | 10064894525268 |  | -20 | 40 |  |  | 15 |  | 1650 | 114 | >0.9 |  | 865 |  |  | 1214 | 240 |  | <0.5s | 50000 | [7 empty] | Linear tube | White | 28 |  | Sleeve | 40000 | [12 empty] | CE certified | Corrugated BOX | [9 empty] | 360 |  | 1310x200x155mm | Yes | Universal | 1200 | [39 empty] | G13 Rot | GE Lighting | 80 | 6500 | 6500 | 1650 | 14.5 | 230 | Phased-out
93022317 | LED 18/T8 VGR 4ft/840/100-240V BX1/15 | image | datasheet | deeplink |  | 200 |  |  |  | No | A+ | [7 empty] | 18 |  |  | 18 | 100-240 | [6 empty] | 0064894525285 | 10064894525282 |  | -20 | 40 |  |  | 15 |  | 2050 | 114 | >0.9 |  | 840 |  |  | 1214 | 240 |  | <0.5s | 50000 | [7 empty] | Linear tube | White | 28 |  | Sleeve | 40000 | [12 empty] | CE certified | Corrugated BOX | [9 empty] | 360 |  | 1310x200x155mm | Yes | Universal | 1200 | [39 empty] | G13 Rot | GE Lighting | 80 | 4000 | 4000 | 2050 | 18 | 230 | Phased-out
93022313 | LED 14.5/T8 VGR 4ft/865/100-240V BX1/15 | image | datasheet | deeplink |  | 200 |  |  |  | No | A+ | [10 empty] | 14.5 | 100-240 | [6 empty] | 0064894525254 | 10064894525251 |  | -20 | 40 |  |  | 15 |  | 1650 | 114 | >0.9 |  | 840 |  |  | 1214 | 240 |  | <0.5s | 50000 | [7 empty] | Linear tube | White | 28 |  | Sleeve | 40000 | [12 empty] | CE certified | Corrugated BOX | [9 empty] | 360 |  | 1310x200x155mm | Yes | Universal | 1200 | [39 empty] | G13 Rot | GE Lighting | 80 | 4000 | 4000 | 1650 | 14.5 | 230 | Phased-out
93022316 | LED 18/T8 VGR 4ft/830/100-240V BX1/15 | image | datasheet | deeplink |  | 200 |  |  |  | No | A+ | [7 empty] | 18 |  |  | 18 | 100-240 | [6 empty] | 0064894525278 | 10064894525275 |  | -20 | 40 |  |  | 15 |  | 1850 | 103 | >0.9 |  | 830 |  |  | 1214 | 240 |  | <0.5s | 50000 | [7 empty] | Linear tube | White | 28 |  | Sleeve | 40000 | [12 empty] | CE certified | Corrugated BOX | [9 empty] | 360 |  | 1310x200x155mm | Yes | Universal | 1200 | [39 empty] | G13 Rot | GE Lighting | 80 | 3000 | 3000 | 1850 | 18 | 230 | Phased-out
93022312 | LED 14.5/T8 VGR 4ft/830/100-240V BX1/15 | image | datasheet | deeplink |  | 200 |  |  |  | No | A+ | [10 empty] | 14.5 | 100-240 | [6 empty] | 0064894525230 | 10064894525237 |  | -20 | 40 |  |  | 15 |  | 1450 | 100 | >0.9 |  | 830 |  |  | 1214 | 240 |  | <0.5s | 50000 | [7 empty] | Linear tube | White | 28 |  | Sleeve | 40000 | [12 empty] | CE certified | Corrugated BOX | [9 empty] | 360 |  | 1310x200x155mm | Yes | Universal | 1200 | [39 empty] | G13 Rot | GE Lighting | 80 | 3000 | 3000 | 1450 | 14.5 | 230 | Phased-out
93013140 | LED 18/T8 VG 4ft/865/100-240V BX1/15 | image | datasheet | deeplink |  | 200 |  |  |  | No | A+ | [10 empty] | 18 | 100-240 | [6 empty] | 0064894519666 | 10064894519663 |  | -20 | 40 |  |  | 15 |  | 2050 | 114 | >0.9 |  | 865 |  |  | 1214 | 240 |  | <0.5s | 50000 | [7 empty] | Linear tube | White | 28 |  | Sleeve | 40000 | [12 empty] | CE certified | Corrugated BOX | [9 empty] | 360 |  | 1310x200x155mm | Yes | Universal | 1200 | [39 empty] | G13 | GE Lighting | 80 | 6500 | 6500 | 2050 | 18 | 230 | Phased-out
93013233 | LED 14.5/T8 VG 4ft/865/100-240V BX1/15 | image | datasheet | deeplink |  | 200 |  |  |  | No | A+ | [7 empty] | 14.5 |  |  | 14.5 | 100-240 | [6 empty] | 0064894519857 | 10064894519854 |  | -20 | 40 |  |  | 15 |  | 1650 | 114 | >0.9 |  | 865 |  |  | 1214 | 240 |  | <0.5s | 50000 | [6 empty] | 93013185 - LED 14.5/T8 VG 4ft/865/100-240V BX1/15 DS | Linear tube | White | 28 |  | Sleeve | 40000 | [12 empty] | CE certified | Corrugated BOX | [9 empty] | 360 |  | 1310x200x155mm | Yes | Universal | 1200 | [39 empty] | G13 | GE Lighting | 80 | 6500 | 6500 | 1650 | 14.5 | 230 | Phased-out
93013222 | LED 18/T8 VG 4ft/840/100-240V BX1/15 | image | datasheet | deeplink |  | 200 |  |  |  | No | A+ | [10 empty] | 18 | 100-240 | [6 empty] | 0064894519680 | 10064894519687 |  | -20 | 40 |  |  | 15 |  | 2050 | 114 | >0.9 |  | 840 |  |  | 1214 | 240 |  | <0.5s | 50000 | [7 empty] | Linear tube | White | 28 |  | Sleeve | 40000 | [12 empty] | CE certified | Corrugated BOX | [9 empty] | 360 |  | 1310x200x155mm | Yes | Universal | 1200 | [39 empty] | G13 | GE Lighting | 80 | 4000 | 4000 | 2050 | 18 | 230 | Phased-out
93013232 | LED 14.5/T8 VG 4ft/840/100-240V BX1/15 | image | datasheet | deeplink |  | 200 |  |  |  | No | A+ | [7 empty] | 14.5 |  |  | 14.5 | 100-240 | [6 empty] | 0064894519840 | 10064894519847 |  | -20 | 40 |  |  | 15 |  | 1650 | 114 | >0.9 |  | 840 |  |  | 1214 | 240 |  | <0.5s | 50000 | [6 empty] | 93013186 - LED 14.5/T8 VG 4ft/840/100-240V BX1/15 DS | Linear tube | White | 28 |  | Sleeve | 40000 | [12 empty] | CE certified | Corrugated BOX | [9 empty] | 360 |  | 1310x200x155mm | Yes | Universal | 1200 | [39 empty] | G13 | GE Lighting | 80 | 4000 | 4000 | 1650 | 14.5 | 230 | Phased-out
93013139 | LED 18/T8 VG 4ft/830/100-240V BX1/15 | image | datasheet | deeplink |  | 200 |  |  |  | No | A+ | [10 empty] | 18 | 100-240 | [6 empty] | 0064894519642 | 10064894519649 |  | -20 | 40 |  |  | 15 |  | 1850 | 103 | >0.9 |  | 830 |  |  | 1214 | 240 |  | <0.5s | 50000 | [7 empty] | Linear tube | White | 28 |  | Sleeve | 40000 | [12 empty] | CE certified | Corrugated BOX | [9 empty] | 360 |  | 1310x200x155mm | Yes | Universal | 1200 | [39 empty] | G13 | GE Lighting | 80 | 3000 | 3000 | 1850 | 18 | 230 | Phased-out
93013231 | @LED 14.5/T8 VG 4ft/830/100-240V BX1/15 | image | datasheet | deeplink |  | 200 |  |  |  | No | A+ | [10 empty] | 14.5 | 100-240 | [6 empty] | 0064894519833 | 10064894519830 |  | -20 | 40 |  |  | 15 |  | 1450 | 100 | >0.9 |  | 830 |  |  | 1214 | 240 |  | <0.5s | 50000 | [7 empty] | Linear tube | White | 28 |  | Sleeve | 40000 | [12 empty] | CE certified | Corrugated BOX | [9 empty] | 360 |  | 1310x200x155mm | Yes | Universal | 1200 | [39 empty] | G13 | GE Lighting | 80 | 3000 | 3000 | 1450 | 14.5 | 230 | Phased-out
93022938 | @LED1.6/T25/827/100-240V/E14/F | image | datasheet | deeplink | [5 empty] | No | [8 empty] | 1.6 |  |  | 1.6 |  | Standard | [5 empty] | 0064894522345 | 10064894522342 | [5 empty] | 10 |  | 140 |  | 0.4 | [5 empty] | 13.5 |  |  | 15000 | [8 empty] | White | 25 |  |  | 15000 |  |  | 59 | [65 empty] | E14 | GE Lighting | 80 | 2700 | 2700 | 150 | 1.6 |  | Marked for phase-out
93011166 | @LED12D/P30SG/927/220-240V/35/E27BX1/6 | image | datasheet | deeplink |  | 35 | 2200 |  |  | Yes |  |  | 0.15 |  |  | 6 steps | 35 | 2200 | 12 |  | <500ms | 12 | 230 | Standard | [5 empty] | 0064894501432 | 10064894501439 |  |  | 40 |  |  | 6 |  | 740 |  | 0.8 |  |  |  |  | 97 | 230 |  |  | 40000 |  | <1s | [5 empty] | PAR | Silver | 93 | 93 | Box | 40000 | 407 | 66 EUR. 78 UK | [6 empty] | 740 |  |  |  |  | Outer Box |  |  | 66 | 78 |  |  |  | 0.9 |  | 462 |  | 334 x 223 x 143 (mm) | [12 empty] | 546 | [29 empty] | E27 | GE Lighting | 90 | 2700 | 2700 | 780 | 12 | 230 | Marked for phase-out
93011198 | TU 60W E27 24V TU GLS CL 1/10/100 MIH | image | datasheet | deeplink |  | 150 |  |  |  | No | [5 empty] | <6 steps |  |  | 100 |  | <0.5 | 106 |  | Standard | [5 empty] | 9004100149615 | 05994100081623 |  |  |  | -20 … +40°C |  | 15 |  | 1740 |  | => 0.9 |  | 830 |  |  | 604 | 140 |  |  | 80000 | [7 empty] | T8 | Diffuse | 28 |  | SLEEVE | 40000 | 202 |  | 600 | [10 empty] | BOX |  |  | 105 | 120 |  |  |  | => 0.9 |  | 945 |  | 673x173x115 (mm) | [12 empty] | 1080 | [29 empty] | G13 | Tungsram | 80 | 3000 | 3000 | 700 | 8 | 220 | Phased-out
93011464 | CSR1600/SE/HR/UV-C | image | datasheet | deeplink | Yes |  |  | 0.321 |  | No | A | 55 | 10.7 | 130000 |  |  |  |  | 1600 |  |  | 1760 | [7 empty] | 0064894510649 | 10064894510646 | [5 empty] | 6 | 500 | 130000 | 81 |  | 960 |  | 0.335 | 85 | 175 | 322 | [10 empty] | Tubular | Clear | 40 | 40 | BOX |  |  |  | 175 | [10 empty] | BOX | [9 empty] | 300 |  |  | Yes | U - Universal |  | 500 |  |  |  | 500 |  |  |  |  | 400 | 13 | 70 | [7 empty] | RG-3 |  |  |  | 500 | 500 |  |  | 500 | [11 empty] | G22 | GE Lighting | 90 | 6000 | 6000 | 130000 | 1600 | 150 | Phased-out
93011463 | CSR800/SE/HR/UVC | image | datasheet | deeplink | Yes |  |  | 0.322 |  | No | A | 55 | 8.5 | 64000 | [15 empty] | 0064894510632 | 10064894510639 | [5 empty] | 10 | 1000 | 64000 | 80 |  |  | 960 | 0.325 | 70 | 145 | 117 | [10 empty] | Tubular | Clear | 31 | 31 | BOX |  |  |  | 145 | [10 empty] | BOX | [9 empty] | 600 |  |  | Yes | U - Universal | [5 empty] | 1000 |  |  |  |  | 750 | 7 | 83 | [7 empty] | RG-3 |  |  |  | 1000 | 1000 |  |  | 1000 | [11 empty] | G22 | GE Lighting | 90 | 6000 | 6000 | 64000 | 800 | 95 | Phased-out
93011462 | CSR400SE/HR/UV-C | image | datasheet | deeplink | Yes |  |  | 0.318 |  | No | A | 55 | 6 | 32000 | [15 empty] | 0064894510618 | 10064894510615 | [5 empty] | 10 | 650 | 32000 | 80 |  |  | 960 | 0.321 | 60 | 120 | 35 | [10 empty] | Tubular | Clear | 23 | 23 | BOX |  |  |  | 110 | [10 empty] | BOX | [9 empty] | 2640 |  |  | Yes | U - Universal | [5 empty] | 650 |  |  |  |  | 3190 | 6 | 15 | [7 empty] | RG-3 |  |  |  | 650 | 650 |  |  | 650 | [11 empty] | GZZ9.5 | GE Lighting | 90 | 6000 | 6000 | 32000 | 400 | 67 | Phased-out
93011465 | CSR200/SE/HR/UV-C | image | datasheet | deeplink | Yes |  |  | 0.323 |  | No | A | 55 | 3.3 | 16000 | [15 empty] | 0064894510625 | 10064894510622 | [5 empty] | 10 | 200 | 16000 | 80 |  |  | 960 | 0.33 | 39 | 80 | 25 | [10 empty] | Tubular | Clear | 20 | 20 | BOX |  |  |  | 80 | [10 empty] | BOX | [9 empty] | 2640 |  |  | Yes | U - Universal | [5 empty] | 200 |  |  |  |  | 32190 | 5 | 8.3 | [7 empty] | RG-3 |  |  |  | 200 | 200 |  |  | 200 | [11 empty] | GZY9.5 | GE Lighting | 90 | 6000 | 6000 | 16000 | 200 | 70 | Phased-out
93010602 | OT 56040 20W 12V G4AX 2000H TU BX 1/20 | image | datasheet | deeplink |  |  |  |  | C-6 | Yes | C | [7 empty] | 20 |  | 0.0 s | 21.2 |  | Standard | [5 empty] | 5994100094524 | 25994100094528 | [5 empty] | 20 | 2000 | 380 | 19 | [5 empty] | 33 | 12 |  |  | 8000 | [7 empty] | Tubular |  | 8 |  | BOX |  | 14 | 6400 EUR. 8400 UK |  |  | 80% |  | instant | [6 empty] | OUTER BOX |  |  | 6400 | 8400 | [5 empty] | 32000 |  | 131 x 90 x 40 (mm) | [12 empty] | 42000 | [29 empty] | G4 | Tungsram | 100 | 2900 | 2900 | 380 | 20 | 12 | Phased-out
84619 | @LED5.5D/GU10G/827/220-240V/35/BX 1/8 | image | datasheet | deeplink |  | 35 | 800 |  |  | Yes |  |  | 35mA |  |  | 6 steps | 35 | 800 | 5.5 |  | <0.2s | 5.5 | 230 | Standard | [5 empty] | 0043168846196 | 10043168846193 |  |  | 40 |  |  | 8 |  | 360 | 65.4545 | 0.5 |  |  |  |  | 53.7 | 30 |  |  | 50000 |  | <1s | [5 empty] | PAR | Silver | 50 | 50.2 | HANGING BOX | 25000 | 104 | 216 EUR. 312 UK | [6 empty] | 360 |  |  |  |  | TRAY OUTER |  |  | 216 | 312 | [5 empty] | 2808 |  | 230x118x70 mm | [12 empty] | 4056 | [29 empty] | GU10 | GE Lighting | 80 | 2700 | 2700 | 360 | 5.5 | 230 | Marked for phase-out
84612 | LED3.5D/GU10G/830/220-240V/35/BX 1/8 | image | datasheet | deeplink |  | 35 | 550 |  |  | Yes | A++ |  | 30mA |  |  | 6 steps | 35 | 550 | 3.5 |  | <0.2s | 3.5 | 230 | Standard | [5 empty] | 0043168846127 | 10043168846124 |  |  | 40 |  |  | 8 |  | 250 | 71.4286 | 0.5 |  |  |  |  | 53.7 | 30 |  |  | 50000 |  | <1s | [5 empty] | PAR | Silver | 50 | 50.2 | HANGING BOX | 25000 | 104 | 216 EUR. 312 UK | [6 empty] | 250 |  |  |  |  | TRAY OUTER |  |  | 216 | 312 | [5 empty] | 2808 |  | 230x118x70 mm | [12 empty] | 4056 | [29 empty] | GU10 | GE Lighting | 80 | 3000 | 3000 | 250 | 3.5 | 230 | Phased-out
65852 | CSR 9000/SE/HR | image | datasheet | deeplink | Yes |  |  | 0.323 |  | No | A+ | 55 | 56 | 850000 |  |  |  |  | 9000 |  | 20 | 9900 | [7 empty] | 0004316865852 | 10043168658529 | [5 empty] | 6 | 250 | 850000 | 94 | 0.004 |  | 958 | 0.32 | 210 | 360 | 880 | [10 empty] | Tubular | Clear | 85 | 85 | BOX |  | 1700 |  | 360 | [8 empty] | 1 |  | BOX |  |  | 12 | 24 | [5 empty] | 12 |  |  | Yes | U - Universal |  | 250 | [8 empty] | 24 | 24 | 650 | [7 empty] | RG-3 |  |  |  | 250 | 250 |  |  | 250 | [11 empty] | G38 | GE Lighting | 90 | 5800 | 5800 | 850000 | 9000 | 160 | Phased-out
69064 | CSR 575/2/SE | image | datasheet | deeplink | Yes |  |  | 0.302 |  | No | A | 2.5 | 5.9 | 46000 |  |  |  |  | 575 |  | 20 | [8 empty] | 0043168690645 | 10043168690642 | [5 empty] | 10 | 1000 | 46000 | 80 | 0.03 |  | 672 | 0.32 | 65 | 125 | 57 | [10 empty] | Tubular | Clear | 30 | 31 | BOX |  | 850 |  | 125 | [10 empty] | BOX |  | 80 | 250 | 320 | [5 empty] | 2250 |  |  | Yes | U - Universal |  | 1000 | [8 empty] | 2880 | 7 | 80 | [7 empty] | RG-3 |  |  |  | 1000 | 1000 |  |  | 1000 | [11 empty] | GX9.5 | GE Lighting | 65 | 7200 | 7200 | 46000 | 575 | 97 | Phased-out
529551 | OT FLE20TBX/T3/865/E27 UAE 1/10 7Y/01DS | image | datasheet | deeplink | [5 empty] | No | A |  | 0.155 |  | -10 | [6 empty] | 19 | [7 empty] | 5994100295518 | 15994100295515 |  |  | 50 |  |  | 10 | 7000 |  |  |  |  | 865 |  |  |  | 85 |  | 0.3 | 7000 |  | <40 | [5 empty] | Hex |  |  | 44.5 | BOX |  | 117 | 350 Special | 154 | [9 empty] | EUP related | OUTER BOX | [11 empty] | 245 x 102 x 177 (mm) |  | U - Universal | [12 empty] | 2 | [7 empty] | exempt | [19 empty] | E27 | Tungsram | 82 | 6500 | 6500 | 1152 | 20 | 230 | Phased-out
529546 | OT FLE14HLX/T3/865/E27 UAE 1/10 8Y/01 DS | image | datasheet | deeplink | [5 empty] | No | A |  | 0.134 | [8 empty] | 14 | [7 empty] | 5994100295464 | 15994100295461 |  |  | 50 |  |  | 10 | 8000 |  |  |  |  | 865 |  |  |  | 60 |  | 1 | 30000 |  | <40 | [5 empty] | Heliax |  |  | 52 | BOX |  | 93 | 320 Special | 126 | [9 empty] | EUP related | OUTER BOX | [11 empty] | 285 x 118 x 142 (mm) | [14 empty] | 1 | [27 empty] | E27 | Tungsram | 82 | 6500 | 6500 | 820 | 14 | 230 | Phased-out
529552 | OT FLE23TBX/T3/865/E27 UAE 1/10 7Y/01 DS | image | datasheet | deeplink | [5 empty] | No | A |  | 0.175 |  | -10 | [6 empty] | 21 | [7 empty] | 5994100295525 | 15994100295522 |  |  | 50 |  |  | 10 | 7000 |  |  |  |  | 865 |  |  |  | 88 |  | 0.3 | 7000 | [7 empty] | Hex |  |  | 44.5 | BOX |  | 128 | 400 Special | 173 | [9 empty] | EUP related | OUTER BOX | [11 empty] | 245 x 102 x 196 (mm) |  | U - Universal | [12 empty] | 2 | [7 empty] | exempt | [19 empty] | E27 | Tungsram | 82 | 6500 | 6500 | 1380 | 23 | 230 | Phased-out
529162 | TU 30W HALO R50/E14 230V TU BX 1/10 | image | datasheet | deeplink |  | 25 | 410 |  |  | Yes | D | [5 empty] | 20 | 410 | 30 |  | 0.0 s | 30.79 | [7 empty] | 5994100291626 | 15994100291623 | [5 empty] | 10 | 2000 | 155 |  | 1 |  |  |  |  | 86 | 20 |  |  | 8000 | [7 empty] | Reflector |  | 50 |  | BOX |  | 35 | 330 EUR. 410 UK |  |  | 80% |  | instant | [6 empty] | OUTER BOX |  |  | 330 | 410 | [5 empty] | 3300 |  | 285 x 109 x 102 (mm) | [12 empty] | 4100 | [29 empty] | E14 | Tungsram |  | 2800 | 2800 |  | 30 | 230 | Phased-out
63604 | G16 T5 1/24 | image | datasheet | deeplink | [14 empty] | 16 | [11 empty] | 10043168636046 | [5 empty] | 24 | 9000 | [8 empty] | 24 | [10 empty] | Tubular |  | 16 |  | SLEEVE |  | 33 | 504 EUR. 624 UK | [10 empty] | EUP related | OUTER BOX |  |  | 504 | 624 | [5 empty] | 6048 |  | 326 x 126 x 89 (mm) | [12 empty] | 7488 | [29 empty] | G5 | GE Lighting | 1 | 1 | 1 | 1 |  |  | Phased-out
528437 | OT FLE14HLX/T3/827/E27 TU BX 1/10 8Y/01 | image | datasheet | deeplink | [5 empty] | No | A |  | 0.11 | [7 empty] | 1 | 14 | [7 empty] | 5994100284376 | 15994100284373 |  |  | 50 |  |  | 10 |  | 820 |  | =>0.55 |  | 827 |  |  |  | 59.5 |  |  | 30000 |  | <40 | [5 empty] | Heliax |  | 51 | 52 | BOX |  | 95 |  | 126 |  | 88 | [7 empty] | CE | OUTER BOX | [9 empty] | 1560 |  | 285 x 118 x 150 (mm) | Yes | U - Universal |  | 8000 |  |  | 70 | [5 empty] | 2040 |  | 1 |  |  | 70 |  |  |  |  | exempt |  |  |  | 8000 | [15 empty] | E27 | Tungsram | 82 | 2700 | 2700 | 820 | 14 | 230 | Phased-out
528436 | OT FLE20HLX/T3/827/E27 TU BX 1/10 8Y/01 | image | datasheet | deeplink | [5 empty] | No | A |  | 0.15 |  | -10 | [5 empty] | 1 | 20 | [7 empty] | 5994100284369 | 15994100284366 |  |  | 50 |  |  | 10 |  | 1200 |  | =>0.55 |  | 827 |  |  |  | 67.8 |  |  | 30000 |  | <40 | [5 empty] | Heliax |  | 55 | 60 | BOX |  | 120 |  | 124 |  | 88 | [7 empty] | CE | OUTER BOX | [9 empty] | 1470 |  | 320 x 132 x 150 (mm) | Yes | U - Universal |  | 8000 |  |  | 70 | [5 empty] | 1890 |  | 1 |  |  | 70 |  |  |  |  | exempt |  |  |  | 8000 | [15 empty] | E27 | Tungsram | 82 | 2700 | 2700 | 1200 | 20 | 230 | Phased-out
528438 | OT FLE24HLX/T3/827/E27 TU BX 1/10 8Y/01 | image | datasheet | deeplink | [5 empty] | No | A |  | 0.19 |  | -10 | [5 empty] | 1 | 25 | [7 empty] | 5994100284383 | 15994100284380 |  |  | 50 |  |  | 10 |  | 1700 |  | =>0.55 |  | 827 |  |  |  | 75.2 |  |  | 30000 |  | <40 | [5 empty] | Heliax |  | 59 | 60 | BOX |  | 127 |  | 135 |  | 88 | [7 empty] | CE | OUTER BOX | [9 empty] | 1260 |  | 320 x 132 x 161 (mm) | Yes | U - Universal |  | 8000 |  |  | 70 | [5 empty] | 1620 |  | 1 |  |  | 70 |  |  |  |  | exempt |  |  |  | 8000 | [15 empty] | E27 | Tungsram | 82 | 2700 | 2700 | 1700 | 24 | 230 | Phased-out
528426 | OT FLE11HLX/T3/827/E27 TU BX 1/10 8Y/01 | image | datasheet | deeplink | [5 empty] | No | A |  | 0.08 |  | -10 | [5 empty] | 1 | 10 | [7 empty] | 5994100284260 | 15994100284267 |  |  | 50 |  |  | 10 | 8000 | 580 |  | =>0.55 |  | 827 |  |  |  | 44.7 |  |  | 30000 |  | <40 | [5 empty] | Heliax |  | 42 | 43 | BOX |  | 76 |  | 112 |  | 88 | [7 empty] | CE | OUTER BOX | [9 empty] | 3040 |  | 350 x 142 x 151 (mm) | Yes | U - Universal |  | 8000 |  |  | 70 | [5 empty] | 3840 |  | 1 |  |  | 70 |  |  |  |  | exempt |  |  |  | 8000 | [15 empty] | E27 | Tungsram | 82 | 2700 | 2700 | 580 | 11 | 230 | Phased-out
529096 | OT K12 C100W 240V R7S 78MM TU TBL2/20MIC | image | datasheet | deeplink | [5 empty] | Yes | D | [7 empty] | 100 |  | 0.0 s | 100 |  | Standard | [5 empty] | 5994100238119 | 15994100290961 | [5 empty] | 20 | 2000 | 1800 | [6 empty] | 78 | 6 |  |  | 8000 | [7 empty] | Tubular |  | 10 |  | BLISTER |  | 21 | 480 EUR. 560 UK |  |  | 80% |  | instant | [6 empty] | TRAY OUTER |  |  | 480 | 560 | [5 empty] | 3840 |  | 262 x 143 x 125 (mm) | [12 empty] | 4480 | [29 empty] | R7s | Tungsram |  | 2800 | 2800 | 1800 | 100 | 240 | Phased-out
529075 | OT K12 C100W 230V R7S 78MM TU BX1/10MIC | image | datasheet | deeplink | [5 empty] | Yes | D | [7 empty] | 100 |  | 0.0 s | 100 | [7 empty] | 5994100233619 | 15994100290756 | [5 empty] | 10 | 2000 | 1800 | [6 empty] | 78 | 6 |  |  | 8000 | [7 empty] | Tubular |  | 10 |  | BOX |  | 9 | 4800 EUR. 6000 UK |  |  | 80% |  | instant | [6 empty] | OUTER BOX |  |  | 4800 | 6000 | [5 empty] | 24000 |  | 191 x 188 x 2121 (mm) | [12 empty] | 30000 | [29 empty] | R7s | Tungsram | 100 | 2800 | 2800 | 1800 | 100 | 230 | Phased-out
529074 | OT K12 C100W 240V R7S 78MM TU BX1/10MIC | image | datasheet | deeplink | [5 empty] | Yes | D | [7 empty] | 100 |  | 0.0 s | 100 |  | Standard | [5 empty] | 5994100233572 | 15994100290749 | [5 empty] | 10 | 2000 | 1800 | [6 empty] | 78 | 6 |  |  | 8000 | [7 empty] | Tubular |  | 10 |  | BOX |  | 9 | 4800 EUR. 6000 UK |  |  | 80% |  | instant | [6 empty] | OUTER BOX |  |  | 4800 | 6000 | [5 empty] | 24000 |  | 91 x 188 x 212 (mm) | [12 empty] | 30000 | [29 empty] | R7s | Tungsram |  | 2800 | 2800 | 1800 | 100 | 240 | Phased-out
67687 | CMH35/MR16/UVC/U/930/GX10/25 PRECISE | image | datasheet | deeplink | Yes | 25 |  | 0.433 |  | No | A |  | 0.53 | [5 empty] | 39.2 |  |  | 43.12 | 93 | [6 empty] | 0043168676878 | 10043168676875 |  |  |  | 25 |  | 12 |  | 2137 |  |  |  | 930 | 0.394 |  | 54.5 | 60 |  |  |  |  | <1.5 | [5 empty] | Mirrored reflector | Clear | 51 |  | BOX |  | 85 | 288 EUR. 348 UK | [6 empty] | 2137 | 68 |  | <7 |  | OUTER BOX |  |  | 288 | 348 | [5 empty] | 4032 |  | 226 x 171 x 77 (mm) |  | U - Universal |  | 18000 | [8 empty] | 4872 |  | 4.5 | [7 empty] | Exempt | [19 empty] | GX10 | GE Lighting | 91 | 3000 | 3000 | 2400 | 39 | 93 | Phased-out
529112 | @TU 40T28/CL/E14 230V TU 1/50 MIH | image | datasheet | deeplink | [14 empty] | 40 |  |  | 40 |  | Standard | [5 empty] | 5994100291121 | 15994100291128 | [5 empty] | 50 | 1000 | 400 |  | 1 | [5 empty] | 17 |  |  | 4000 |  | instant startup | [5 empty] | Tubular | Clear | 29 |  | BOX |  | 40 | 850 EUR | 93.5 | [9 empty] | EUP related | OUTER BOX |  |  | 850 | [6 empty] | 7650 |  | 308 x 158 x 118 (mm) | [42 empty] | E14 | Tungsram |  | 2500 | 2500 | 400 | 40 | 230 | Phased-out
85886 | @LU1000/40/MIH | image | datasheet | deeplink |  |  |  | 0.1 |  | Yes | A+ | [7 empty] | 1000 |  |  | 1100 | 250 | [6 empty] | 0043168858861 | 10043168858868 | [5 empty] | 6 |  | 127590 |  |  |  |  | 0.1 |  | 380 | 368 |  |  |  |  | <4 | [5 empty] | Droplet | Clear |  |  | SLEEVE |  | 449 | 72 UK | [7 empty] | 127.6 | 130 | 162 | EUP related | OUTER BOX |  |  |  | 72 | [7 empty] | 394 x 241 x 182 (mm) |  | U - Universal |  | 24000 | [7 empty] | 480V | 360 |  | 24.75 | [27 empty] | E40 | GE Lighting | 22 | 2100 | 2100 | 130000 | 1000 | 250 | Marked for phase-out
528228 | OT FLE11DBX/T3/827/E27 TU BX 1/10 7Y /01 | image | datasheet | deeplink | [5 empty] | No | A |  | 0.085 |  | -10 |  |  |  | 11 |  | 0.3 | 11 | [7 empty] | 5994100282280 | 15994100282287 |  |  | 50 |  |  | 10 | 7000 | 600 |  | =>0.55 |  | 827 |  |  |  | 65 |  |  | 7000 |  | <40 | [5 empty] | Quad |  | 45 | 44.5 |  |  | 76 |  | 142 |  | 88 | [7 empty] | CE | [10 empty] | 2220 |  |  | Yes | U - Universal |  | 7000 |  |  | 70 | [5 empty] | 2880 |  | 2 |  |  | 70 |  |  |  |  | exempt |  |  |  | 7000 | [15 empty] | E27 | Tungsram | 82 | 2700 | 2700 | 600 | 11 | 230 | Phased-out
528174 | OT FLE23TBX/T3/827/E27 230V 1/10 7Y/01 | image | datasheet | deeplink | [5 empty] | No | A |  | 0.175 |  | -10 | [5 empty] | 0.3 | 21 | [7 empty] | 5994100281740 | 15994100281747 |  |  | 50 |  |  | 10 | 7000 | 1380 |  | =>0.55 |  | 827 |  |  |  | 88 |  |  | 7000 |  | <40 | [5 empty] | Hex |  | 45 | 44.5 |  |  | 128 |  | 173 |  | 88 | [7 empty] | CE | [10 empty] | 1700 |  |  | Yes | U - Universal |  | 7000 |  |  | 70 | [7 empty] | 2 |  |  | 70 |  |  |  |  | exempt |  |  |  | 7000 | [15 empty] | E27 | Tungsram | 82 | 2700 | 2700 | 1380 | 23 | 230 | Phased-out
528227 | OT FLE11DBX/T3/827/E14 TU BX 1/10 7Y /01 | image | datasheet | deeplink | [5 empty] | No | A |  | 0.085 |  | -10 |  |  |  | 11 |  | 0.3 | 11 | [7 empty] | 5994100282273 | 15994100282270 |  |  | 50 |  |  | 10 | 7000 | 600 |  | =>0.55 |  | 827 |  |  |  | 65 |  |  | 7000 |  | <40 | [5 empty] | Quad |  | 45 | 44.5 |  |  | 76 |  | 142 |  | 88 | [7 empty] | CE | [10 empty] | 2220 |  |  | Yes | U - Universal |  | 7000 |  |  | 70 | [5 empty] | 2880 |  | 2 |  |  | 70 |  |  |  |  | exempt |  |  |  | 7000 | [15 empty] | E14 | Tungsram | 82 | 2700 | 2700 | 600 | 11 | 230 | Phased-out
528172 | OT FLE9DBX/T3/827/E14 230V 1/10 7Y/01 | image | datasheet | deeplink | [5 empty] | No | A |  | 0.07 |  | -10 | [5 empty] | 0.3 | 9 | [7 empty] | 5994100281726 | 15994100281723 |  |  | 50 |  |  | 10 | 7000 | 435 |  | => 0.55 |  | 827 |  |  |  | 52 |  |  | 7000 |  | <40 | [5 empty] | Quad |  | 40 | 40 |  |  | 97 |  | 123 |  | 88 | [7 empty] | CE | [10 empty] | 2660 |  | 245 x 102 x 150 (mm) | Yes | U - Universal |  | 7000 |  |  | 70 | [7 empty] | 2 |  |  | 70 |  |  |  |  | exempt |  |  |  | 7000 | [15 empty] | E14 | Tungsram | 82 | 2700 | 2700 | 435 | 9 | 230 | Phased-out
528173 | OT FLE9DBX/T3/827/E27 230V 1/10 7Y/01 | image | datasheet | deeplink | [5 empty] | No | A |  | 0.07 |  | -10 | [5 empty] | 0.3 | 9 | [7 empty] | 5994100281733 | 15994100281730 |  |  | 50 |  |  | 10 | 7000 | 415 |  | =>55 |  | 827 |  |  |  | 52 |  |  | 7000 |  | <40 | [5 empty] | Quad |  | 40 | 40 |  |  | 97 |  | 124 |  | 88 | [7 empty] | CE | [10 empty] | 2660 |  | 245 x 102 x 150 (mm) | Yes | U - Universal |  | 7000 |  |  | 70 | [7 empty] | 2 |  |  | 70 |  |  |  |  | exempt |  |  |  | 7000 | [15 empty] | E27 | Tungsram | 82 | 2700 | 2700 | 435 | 9 | 230 | Phased-out
528693 | OT 42W HALO R63/E27 230V TU BX 1/10 MIC | image | datasheet | deeplink |  |  | 530 |  |  | Yes | D | [7 empty] | 42 |  | 0.0 s | 44.54 | [7 empty] | 5994100249610 | 15994100286933 | [5 empty] | 10 | 2000 | [7 empty] | 105 | 38 |  |  | 8000 | [7 empty] | Reflector |  | 63 |  | BOX |  | 55 | 180 EUR. 220 UK |  |  | 80% |  | instant | [6 empty] | OUTER BOX |  |  | 180 | 220 | [5 empty] | 1440 |  | 340 x 145 x 130 (mm) | [12 empty] | 1760 | [29 empty] | E27 | Tungsram |  | 2600 | 2600 |  | 42 | 230 | Phased-out
528682 | @FDT 32W F840 GX24Q3 TU | image | datasheet | deeplink | [5 empty] | Yes | G |  |  |  | -15 |  |  |  | 32 |  |  | 35.2 |  | Standard | [5 empty] | 5994100286820 | 15994100286827 |  | -15 |  |  |  | 10 | 12000 | 2400 |  |  |  | 840 |  |  |  | 88 | [10 empty] | Hex plug-in |  |  | 49.3 | BOX |  | 125 | 320 EUR | [12 empty] | 20000 |  | 320 | [6 empty] | 1920 | 17000 | 262 x 108 x 166 (mm) |  | U - Universal | [20 empty] | exempt | [19 empty] | GX24q-3 | Tungsram | 82 | 4000 | 4000 | 2400 | 32 | 100 | Phased-out
67699 | @CMH70/T/UVC/U/830/G12 PLUS | image | datasheet | deeplink | Yes |  |  | 0.434 |  | Yes | A+ |  | 1 | [5 empty] | 72 |  |  | 79.2 | 85 | [6 empty] | 0043168676991 | 10043168676998 |  |  |  | 25 |  | 12 |  | 7000 |  |  |  | 830 | 0.404 | 56 |  | 27 |  |  |  |  | 120 | [5 empty] | Tubular | Clear |  |  | BOX |  | 42 | 960 EUR. 1236 UK | [7 empty] | 97 |  | 900 |  | OUTER BOX |  |  | 960 | 1236 | [5 empty] | 8640 |  | 138 x 82 x 118 (mm) |  | U - Universal | [10 empty] | 11124 |  | 8.9 | [7 empty] | Exempt | [19 empty] | G12 | GE Lighting | 83 | 3000 | 3000 | 7000 | 72 | 85 | Marked for phase-out
74873 | CSR1500/TAL/60/S | image | datasheet | deeplink | [6 empty] | A | [10 empty] | 1650 | [7 empty] | 0043168748735 | 10043168748732 | [5 empty] | 4 | [7 empty] | 65 |  | 130 | [10 empty] | Globe | Clear |  |  | BOX |  | 232 | 96 EUR. 120 UK | [11 empty] | OUTER BOX |  |  | 96 | 120 | [5 empty] | 480 |  | 175 x 210 x 175 (mm) |  | U - Universal | [10 empty] | 600 | [29 empty] | PGJX50 | GE Lighting | 90 | 5600 | 5600 |  | 1500 | 95 | Phased-out
88422 | PAR56 HX502 240-250V 500W DENNARD | image | datasheet | deeplink | [6 empty] | D | [7 empty] | 500 |  |  | 500 | [7 empty] | 0043168884228 | 10043168884225 | [5 empty] | 6 | 4000 | 4000 | [6 empty] | 115 | 540 | [10 empty] | PAR |  | 180 |  | BOX |  | 1072 | 24 EUR. 30 UK | [6 empty] | 4000 |  |  |  |  | OUTER BOX |  |  | 24 | 30 | [5 empty] | 120 |  | 536 x 391 x 196 (mm) | [12 empty] | 150 | [29 empty] | Slip-on terminals | GE Lighting |  | 2800 | 2800 |  | 500 | 245 | Phased-out
88483 | PAR 64 HX420 240V 500W DENNARD | image | datasheet | deeplink | [6 empty] | D | [7 empty] | 500 |  |  | 500 | [7 empty] | 0043168884839 | 10043168884836 | [5 empty] | 6 | 4000 | 4700 | [6 empty] | 115 | 821 | [10 empty] | PAR |  | 204 |  | BOX |  | 1082 | 24 EUR. 30 UK | [6 empty] | 4700 |  |  |  |  | OUTER BOX |  |  | 24 | 30 | [5 empty] | 120 |  | 536 x 391 x 196 (mm) | [12 empty] | 150 | [29 empty] | G16d | GE Lighting |  | 2800 | 2800 |  | 500 | 240 | Phased-out
88421 | PAR 56 HX504 240-250V 500W DENNARD | image | datasheet | deeplink | [6 empty] | E | [10 empty] | 453.9 | [7 empty] | 0043168884211 | 10043168884218 | [5 empty] | 6 | 4000 | [7 empty] | 115 | 540 | [10 empty] | PAR |  | 180 |  | BOX |  | 1072 | 24 EUR. 30 UK | [11 empty] | OUTER BOX |  |  | 24 | 30 | [5 empty] | 120 |  | 536 x 391 x 196 (mm) | [12 empty] | 150 | [29 empty] | Slip-on terminals | GE Lighting |  | 2800 | 2800 |  | 500 | 245 | Phased-out
80590 | Q6 6A200PK30D-F | image | datasheet | deeplink | [6 empty] | C | [10 empty] | 212.07 | [7 empty] | 0043168805902 | 10043168805909 | [5 empty] | 10 | 1000 | [7 empty] | 64 | 18 | [10 empty] | Tubular |  | 12.8 |  | BOX |  | 146 | 350 EUR. 500 UK | [14 empty] | 350 | 500 | [5 empty] | 3850 |  | 225 x 89 x 80 (mm) | [12 empty] | 5500 | [29 empty] | Special | GE Lighting |  |  |  | 4800 | 200 |  | Phased-out
528615 | F8W/T5/29 TU 1/25 | image | datasheet | deeplink | [5 empty] | Yes | A |  |  |  | -15 |  |  |  | 7.1 |  |  | 7.81 | [7 empty] | 5994100286158 | 15994100286155 |  |  |  |  | 25 | 25 | 5000 | 380 |  |  |  | 29 |  |  |  | 29 | [10 empty] | Tubular |  | 15.875 | 16 | SLEEVE |  | 32 | 2000 EUR. 3000 UK | [10 empty] | EUP related | OUTER BOX |  |  | 2000 | 3000 | [5 empty] | 6000 |  | 90 x 90 x 310 (mm) |  |  | 288.3 | [9 empty] | 9000 | [9 empty] | Exempt | [19 empty] | G5 | Tungsram | 52 | 3000 | 3000 | 395 | 8 |  | Phased-out
528440 | F8W/T5/33 TU 1/25 | image | datasheet | deeplink | [5 empty] | Yes | A |  |  |  | -15 |  |  |  | 7.1 |  |  | 7.81 | [7 empty] | 5994100284406 | 15994100284403 |  |  |  |  | 25 | 25 | 5000 | 380 |  |  |  | 33 |  |  |  | 29 | [10 empty] | Tubular |  | 15.875 | 16 | SLEEVE |  | 32 | 2000 EUR. 3000 UK | [10 empty] | EUP related | OUTER BOX |  |  | 2000 | 3000 | [5 empty] | 6000 |  | 90 x 90 x 310 (mm) |  |  | 288.3 | [9 empty] | 9000 | [9 empty] | Exempt | [19 empty] | G5 | Tungsram | 60 | 4000 | 4000 | 400 | 8 |  | Phased-out
528441 | F8W/T5/35 TU 1/25 | image | datasheet | deeplink | [5 empty] | Yes | A |  |  |  | -15 |  |  |  | 7.1 |  |  | 7.81 | [7 empty] | 5994100284413 | 15994100284410 |  |  |  |  | 25 | 25 | 5000 | 380 |  |  |  | 35 |  |  |  | 29 | [10 empty] | Tubular |  | 15.875 | 16 | SLEEVE |  | 32 | 2000 EUR. 3000 UK | [10 empty] | EUP related | OUTER BOX |  |  | 2000 | 3000 | [5 empty] | 6000 |  | 90 x 90 x 310 (mm) |  |  | 288.3 | [9 empty] | 9000 | [9 empty] | Exempt | [19 empty] | G5 | Tungsram | 54 | 3500 | 3500 | 400 | 8 |  | Phased-out
527898 | FDT 42W F840 GX24Q4 TU | image | datasheet | deeplink | [5 empty] | Yes |  |  |  |  | -15 | [14 empty] | 5994100278986 | 15994100278983 |  | -15 |  |  |  | 10 | 99999999 |  |  |  |  | 840 |  |  |  | 103 |  | 0.1 | [8 empty] | Hex plug-in |  |  | 49.3 | BOX |  | 150 | 330 EUR | [12 empty] | 20000 |  | 330 | [6 empty] | 1980 | 17000 | 261 x 108 x 178 (mm) |  | U - Universal | [20 empty] | exempt | [19 empty] | GX24q-4 | Tungsram | 82 | 4000 | 4000 | 3200 | 42 | 135 | Phased-out
527900 | FDT 26W F840 GX24Q3 TU | image | datasheet | deeplink | [5 empty] | Yes |  |  |  |  | -15 | [14 empty] | 5994100279006 | 15994100279003 |  | -15 |  |  |  | 10 | 20000 |  |  |  |  | 840 |  |  |  | 85 | [10 empty] | Hex plug-in |  |  | 49.3 | BOX |  | 125 | 320 EUR | [12 empty] | 20000 |  | 320 | [6 empty] | 1920 | 17000 | 263 x 110 x 158 (mm) |  | U - Universal | [20 empty] | exempt | [19 empty] | GX24q-3 | Tungsram | 82 | 4000 | 4000 | 1800 | 26 | 105 | Phased-out
527899 | @FDT 32W F840 GX24Q3 TU | image | datasheet | deeplink | [5 empty] | Yes |  |  |  |  | -15 | [14 empty] | 5994100278993 | 15994100278990 |  | -15 |  |  |  | 10 | 20000 |  |  |  |  | 840 |  |  |  | 92 | [10 empty] | Hex plug-in |  |  | 49.3 | BOX |  | 125 | 320 EUR | [12 empty] | 20000 |  | 320 | [6 empty] | 1920 | 17000 | 263 x 110 x 166 (mm) |  | U - Universal | [20 empty] | exempt | [19 empty] | GX24q-3 | Tungsram | 82 | 4000 | 4000 | 2400 | 32 | 100 | Phased-out
527897 | @FDL 55W F865 2G11 TU | image | datasheet | deeplink | [5 empty] | Yes |  |  |  |  | -15 | [14 empty] | 5994100278979 | 15994100278976 |  | -15 |  |  |  | 25 | 20000 |  |  |  |  | 865 |  |  |  | 160 | [10 empty] | Biax Plug-in |  |  | 43.8 | BOX |  | 260 | 250 EUR | [12 empty] | 22500 |  | 250 | [6 empty] | 1000 | 20000 | 572 x 141 x 238 (mm) |  | U - Universal | [20 empty] | exempt | [19 empty] | 2G11 | Tungsram | 82 | 6500 | 6500 | 4550 | 55 | 101 | Phased-out
527896 | FDL 36W F865 2G11 TU | image | datasheet | deeplink | [5 empty] | Yes |  |  |  |  | -15 | [14 empty] | 5994100278962 | 15994100278969 |  | -15 |  |  |  | 25 | 10000 |  |  |  |  | 865 |  |  |  | 127 | [10 empty] | Biax Plug-in |  |  | 43.8 | BOX |  | 206 | 325 EUR | [14 empty] | 325 | [6 empty] | 1300 |  | 453 x 141 x 242 (mm) |  | U - Universal | [20 empty] | exempt | [19 empty] | 2G11 | Tungsram | 82 | 6500 | 6500 | 2750 | 36 | 106 | Phased-out
527895 | FDD 18W F865 G24Q2 TU | image | datasheet | deeplink | [5 empty] | Yes | A |  |  |  | -15 |  |  |  | 16.5 |  |  | 18.15 | [7 empty] | 5994100278955 | 15994100278952 |  | -15 |  |  |  | 10 | 12000 | 1200 |  |  |  | 865 |  |  |  | 59 | [10 empty] | Quad plug-in |  |  | 34.4 | BOX |  | 77 | 600 EUR | [12 empty] | 20000 |  | 600 | [6 empty] | 3600 | 17000 | 185 x 76 x 160 (mm) |  | U - Universal | [20 empty] | exempt | [19 empty] | G24q-2 | Tungsram | 82 | 6500 | 6500 | 1200 | 18 | 100 | Phased-out
527894 | FDD 26W F865 G24Q3 TU | image | datasheet | deeplink | [5 empty] | Yes | A |  |  |  | -15 |  |  |  | 24 |  |  | 26.4 | [7 empty] | 5994100278948 | 15994100278945 |  | -15 |  |  |  | 10 | 12000 | 1710 |  |  |  | 865 |  |  |  | 66 | [10 empty] | Quad plug-in |  |  | 34.4 | BOX |  | 89 | 600 EUR | [12 empty] | 20000 |  | 600 | [6 empty] | 3000 | 17000 | 191 x 82 x 187 (mm) |  | U - Universal | [20 empty] | exempt | [19 empty] | G24q-3 | Tungsram | 82 | 6500 | 6500 | 1710 | 26 | 105 | Phased-out
99989 | @CMH35/R111/UVC/930/GX8.5/SP10 | image | datasheet | deeplink |  | 10 |  | 0.435 |  | No | A |  | 0.45 | [5 empty] | 39 |  |  | 34.32 | 87 | [6 empty] | 0043168999892 | 10043168999899 | [5 empty] | 6 |  | 1596 |  |  |  |  | 0.394 |  | 95 | 79 |  |  |  |  | <150 | [5 empty] | Reflector | Clear | 111 |  | BOX |  | 129 | 96 EUR. 120 UK | [6 empty] | 1596 | 40.9 | 51 | <900 |  | OUTER BOX |  |  | 96 | 120 | [5 empty] | 864 |  | 293 x 198 x 115 (mm) |  | U - Universal |  | 12000 | [8 empty] | 1080 |  | 4.5 | [27 empty] | GX8.5 | GE Lighting | 88 | 3000 | 3000 | 1800 | 35 | 87 | Marked for phase-out
99994 | CMH70/R111/UVC/930/GX8.5/FL40 | image | datasheet | deeplink |  | 40 |  | 0.431 |  | No | A |  | 1 | [5 empty] | 73 |  |  | 64.24 | 95 | [6 empty] | 0043168999946 | 10043168999943 | [5 empty] | 6 |  | 3647 |  |  |  |  | 0.4 |  | 95 | 79 |  |  |  |  | <150 | [5 empty] | Reflector | Clear | 111 |  | BOX |  | 129 | 96 EUR. 120 UK | [6 empty] | 3647 | 50 | 56 | <900 |  | OUTER BOX |  |  | 96 | 120 | [5 empty] | 864 |  | 293 x 198 x 115 (mm) |  | U (ECG) / V60 (EM) |  | 12000 | [8 empty] | 1080 |  | 4.9 | [27 empty] | GX8.5 | GE Lighting | 88 | 3000 | 3000 | 3900 | 70 | 95 | Phased-out
99992 | @CMH70/R111/UVC/930/GX8.5/SP10 | image | datasheet | deeplink |  | 10 |  | 0.431 |  | No | A |  | 1 | [5 empty] | 73 |  |  | 64.24 | 95 | [6 empty] | 0043168999922 | 10043168999929 | [5 empty] | 6 |  | 2818 |  |  |  |  | 0.4 |  | 95 | 79 |  |  |  |  | <150 | [5 empty] | Reflector | Clear | 111 |  | BOX |  | 129 | 96 EUR. 120 UK | [6 empty] | 2818 | 38.6 | 46 | <900 |  | OUTER BOX |  |  | 96 | 120 | [5 empty] | 864 |  | 293 x 198 x 115 (mm) |  | U (ECG) / V60 (EM) |  | 12000 | [8 empty] | 1080 |  | 4.9 | [27 empty] | GX8.5 | GE Lighting | 88 | 3000 | 3000 | 3200 | 70 | 95 | Marked for phase-out
65754 | CSR1600/SE/HR/UV-C | image | datasheet | deeplink | Yes |  |  | 0.31 |  | No | A+ |  | 10.7 | [5 empty] | 1600 |  |  | 1760 | [7 empty] | 0043168657549 | 10043168657546 | [5 empty] | 6 |  | 140000 |  |  |  |  | 0.31 | 85 |  | 285 | [10 empty] | Tubular | Clear |  |  | BOX |  | 727 | 36 EUR. 66 UK | [14 empty] | 36 | 66 | [5 empty] | 108 |  | 385 x 280 x 346 (mm) |  | U - Universal | [10 empty] | 132 | [29 empty] | G22 | GE Lighting | 90 | 6000 | 6000 | 140000 | 1600 | 150 | Phased-out
526553 | OT@FLE23HLX/T3/827/E27 BX 1/10 TU 6Y | image | datasheet | deeplink | [5 empty] | No | A | [18 empty] | 5994100265535 | 15994100265532 | [5 empty] | 10 | 6000 | [8 empty] | 83 | [10 empty] | Heliax |  |  | 59 | BOX |  | 100 | 210 EUR. 270 UK | [10 empty] | EUP related |  |  |  | 210 | 270 | [5 empty] | 1260 |  | 320 x 132 x 164 (mm) | [12 empty] | 1620 | [29 empty] | E27 | Tungsram | 82 | 2700 | 2700 | 1371 |  | 230 | Phased-out
526552 | OT@FLE14HLX/T3/827/E27 BX 1/10 TU 6Y | image | datasheet | deeplink | [5 empty] | No | A | [18 empty] | 5994100265528 | 15994100265525 | [5 empty] | 10 | 6000 | [8 empty] | 64 | [10 empty] | Heliax |  |  | 52 | BOX |  | 130 | 260 EUR. 340 UK | [10 empty] | EUP related |  |  |  | 260 | 340 | [5 empty] | 1560 |  | 285 x 118 x 153 (mm) | [12 empty] | 2040 | [29 empty] | E27 | Tungsram | 82 | 2700 | 2700 | 820 |  | 230 | Phased-out
97282 | @LU400/HO/T/E40 GL | image | datasheet | deeplink | Yes |  |  | 0.52 |  | No | A+ | [7 empty] | 400 |  |  | 440 | 100 | [6 empty] | 0043168972826 | 10043168972823 |  |  |  | 25 |  | 12 |  | 54000 |  |  |  |  | 0.42 | 175 |  | 155 | [10 empty] | Tubular | Clear |  |  | SLEEVE |  | 210 | 288 EUR. 372 UK | [14 empty] | 288 | 372 | [5 empty] | 864 |  | 215 x 162 x 349 (mm) |  | U - Universal | [10 empty] | 1116 | [29 empty] | E40 | GE Lighting | 25 | 2000 | 2000 | 54000 | 400 | 100 | Marked for phase-out
525652 | @TU 30W HALO S/CL/E14 240V TU BX 1/10 | image | datasheet | deeplink | [5 empty] | Yes | [8 empty] | 30 |  | 0.0 s | 30 |  | Standard | [5 empty] | 5994100256526 | 15994100256523 | [5 empty] | 10 | 2000 | 405 | [6 empty] | 82 | 19 |  |  | 8000 | [7 empty] | Spherical |  | 45 |  | BOX |  | 32 | 390 EUR. 510 UK |  |  | 80% |  | instant | [6 empty] | OUTER BOX |  |  | 390 | 510 | [5 empty] | 4680 |  | 229 x 96 x 90 (mm) | [12 empty] | 6120 | [29 empty] | E14 | Tungsram |  | 2800 | 2800 | 415 | 30 | 240 | Phased-out
98778 | @MVR250/C/VBU/40 | image | datasheet | deeplink | Yes |  |  | 0.1 |  | Yes | A |  | 2.1 | [5 empty] | 250 |  |  | 275 | 133 | [6 empty] | 0043168987783 | 10043168987780 |  |  |  | 25 |  | 12 |  | 19840 |  |  |  | 739 | 0.1 |  |  | 157 |  |  |  |  | 180 | [5 empty] | Elliptical | Coated (Phosphor) |  |  | SLEEVE |  | 460 | 84 EUR. 120 UK | [7 empty] | 79.4 | 80 | 600 |  | OUTER BOX |  |  | 84 | 120 | [5 empty] | 420 |  | 405 x 303 x 235 (mm) |  | VBU - Vert Base Up | [10 empty] | 600 | [9 empty] | Exempt | [19 empty] | E40 | GE Lighting | 65 | 4200 | 4200 | 20000 | 250 | 133 | Phased-out
97240 | @LU400/HO/T/E40 MIC | image | datasheet | deeplink | Yes |  |  | 0.52 |  | No | A+ |  | 4.3 | [5 empty] | 404 |  |  | 444.44 | 100 | [6 empty] | 0043168972406 | 10043168972403 |  |  |  | 25 |  | 12 |  | 56200 |  |  |  |  | 0.42 | 175 |  | 176 |  |  |  |  | 240 | [5 empty] | Tubular | Clear |  |  | SLEEVE |  | 210 | 288 EUR. 372 UK | [7 empty] | 139.1 | 135 | 180 |  | OUTER BOX |  |  | 288 | 372 | [5 empty] | 864 |  | 215 x 162 x 349 (mm) |  | U - Universal | [10 empty] | 744 |  | 20 | [27 empty] | E40 | GE Lighting | 21 | 2000 | 2000 | 56200 | 400 | 100 | Marked for phase-out
97241 | @LU150/100/HO/T/E40 MIC | image | datasheet | deeplink | Yes |  |  | 0.53 |  | No | A+ |  | 1.8 | [5 empty] | 157 |  |  | 172.7 | 100 | [6 empty] | 0043168972413 | 10043168972410 |  |  |  | 25 |  | 12 |  | 17600 |  |  |  |  | 0.42 | 132 |  | 139 |  |  |  |  | 300 | [5 empty] | Tubular | Clear |  |  | SLEEVE |  | 1520 | 288 EUR. 372 UK | [7 empty] | 112.1 | 110 | 180 |  | OUTER BOX |  |  | 288 | 372 | [5 empty] | 864 |  | 215 x 162 x 284 (mm) |  | U - Universal | [10 empty] | 1116 |  | 12 | [27 empty] | E40 | GE Lighting | 21 | 2000 | 2000 | 17500 | 150 | 100 | Marked for phase-out
65316 | HX12000/240V | image | datasheet | deeplink | [6 empty] | B | [7 empty] | 12000 |  |  | 12000 | [7 empty] | 0043168653169 | 10043168653166 | [5 empty] | 6 | 300 | 324000 | [6 empty] | 410 | 1300 | [10 empty] | Tubular |  | 84 |  | BOX |  | 1400 | 12 EUR. 24 UK | [11 empty] | OUTER BOX |  |  | 12 | 24 | [5 empty] | 24 |  | 560 x 420 x 630 (mm) | [12 empty] | 24 | [29 empty] | G51 | GE Lighting |  | 3150 | 3150 | 324000 | 12000 | 240 | Phased-out
41097 | Q4566 - PAR46 1/12 | image | datasheet | deeplink | [8 empty] | 16.07 | [16 empty] | 0043168410977 | 10043168410974 | [5 empty] | 12 | [8 empty] | 84 | 375 | [10 empty] | PAR |  | 146.1 |  | BOX |  | 415 | 108 EUR. 120 UK | [11 empty] | OUTER BOX |  |  | 108 | 120 | [5 empty] | 432 |  | 386 x 261 x 269 (mm) | [12 empty] | 480 | [29 empty] | Screw terminal | GE Lighting |  |  |  |  | 450 | 28 | Phased-out
63601 | G6 T5 1/24 | image | datasheet | deeplink | [26 empty] | 10043168636015 | [5 empty] | 24 | 9000 | [8 empty] | 17 | [10 empty] | Tubular |  | 16 |  | SLEEVE |  | 33 | 648 EUR. 792 UK | [10 empty] | EUP related | OUTER BOX |  |  | 648 | 792 | [5 empty] | 7776 |  | 250 x 126 x 89 (mm) | [12 empty] | 9504 | [29 empty] | G5 | GE Lighting | 1 | 1 | 1 | 1 |  |  | Phased-out
63608 | G25 T8 1/24 | image | datasheet | deeplink | [26 empty] | 10043168636084 | [5 empty] | 24 | 9000 | [8 empty] | 67 | [10 empty] | Tubular |  | 26 |  | SLEEVE |  | 91 | 216 EUR. 312 UK | [10 empty] | EUP related | OUTER BOX |  |  | 216 | 312 | [5 empty] | 1728 |  | 475 x 177 x 123 (mm) | [12 empty] | 2496 | [29 empty] | G13 | GE Lighting | 1 | 1 | 1 | 1 |  |  | Phased-out
71379 | @HX5000 240V | image | datasheet | deeplink | [14 empty] | 4700 |  |  | 4700 | [7 empty] | 0043168713795 | 10043168713792 | [5 empty] | 6 | 200 | 133000 | [6 empty] | 270 | 317 | [10 empty] | Tubular |  | 65 |  | BOX |  | 650 | 2 EUR. 6 UK | [11 empty] | OUTER BOX |  |  | 2 | 6 | [5 empty] | 72 |  | 425 x 290 x 370 (mm) | [12 empty] | 96 | [29 empty] | G38 | GE Lighting |  | 3200 | 3200 | 133000 | 4700 | 240 | Marked for phase-out
97272 | @CSR12000/SE/HR/UV-C | image | datasheet | deeplink |  |  |  | 0.3 |  | Yes | A+ | [7 empty] | 12000 |  |  | 13200 | [7 empty] | 0043168972727 | 10043168972724 | [5 empty] | 4 |  | 1150000 |  |  |  |  | 0.3 | 255 |  | 1200 | [10 empty] | Tubular | Clear |  |  | BOX |  | 2600 | 8 UK | [11 empty] | OUTER BOX |  |  |  | 8 | [7 empty] | 540 x 540 x 610 (mm) |  | U - Universal | [10 empty] | 8 | [29 empty] | G38 | GE Lighting | 90 | 6000 | 6000 | 1150000 | 12000 | 160 | Marked for phase-out
63603 | G11 T5 1/24 | image | datasheet | deeplink | [10 empty] | -15 | [15 empty] | 10043168636039 |  |  |  |  | 25 | 24 | 9000 | [8 empty] | 17 | [10 empty] | Tubular |  | 16 | 16 | SLEEVE |  | 33 | 648 EUR. 792 UK | [10 empty] | EUP related | OUTER BOX |  |  | 648 | 792 | [5 empty] | 7776 |  | 250 x 126 x 89 (mm) |  |  | 212.1 | [9 empty] | 9504 | [9 empty] | RG-3. 2.2W | [19 empty] | G5 | GE Lighting | 1 | 1 | 1 | 1 | 11 |  | Phased-out
63605 | G36 T5L 1/24 | image | datasheet | deeplink | [5 empty] | No | [20 empty] | 10043168636053 | [5 empty] | 24 | 9000 | [8 empty] | 66 | [10 empty] | Tubular |  | 16 |  | SLEEVE |  | 119 | 144 EUR. 216 UK | [10 empty] | EUP related | OUTER BOX |  |  | 144 | 216 | [5 empty] | 1728 |  | 881 x 126 x 89 (mm) | [12 empty] | 2592 | [29 empty] | Fa8 | GE Lighting |  |  |  |  | 41 |  | Phased-out
63609 | G30 T8 1/24 | image | datasheet | deeplink | [26 empty] | 10043168636091 | [5 empty] | 24 | 9000 | [8 empty] | 100 | [10 empty] | Tubular |  | 26 |  | SLEEVE |  | 174 | 96 EUR. 144 UK | [10 empty] | EUP related | OUTER BOX |  |  | 96 | 144 | [5 empty] | 768 |  | 933 x 177 x 123 (mm) | [12 empty] | 1152 | [29 empty] | G13 | GE Lighting | 1 | 1 | 1 | 1 |  |  | Phased-out
63607 | G15 T8 1/24 | image | datasheet | deeplink | [26 empty] | 10043168636077 | [5 empty] | 24 | 9000 | [8 empty] | 67 | [10 empty] | Tubular |  | 26 |  | SLEEVE |  | 91 | 216 EUR. 312 UK | [10 empty] | EUP related | OUTER BOX |  |  | 216 | 312 | [5 empty] | 1728 |  | 475 x 177 x 123 (mm) | [12 empty] | 2496 | [29 empty] | G13 | GE Lighting | 1 | 1 | 1 | 1 |  |  | Phased-out
63602 | G8 T5 1/24 | image | datasheet | deeplink | [26 empty] | 10043168636022 | [5 empty] | 24 | 9000 | [8 empty] | 24 | [10 empty] | Tubular |  | 16 |  | SLEEVE |  | 33 | 504 EUR. 624 UK | [10 empty] | EUP related | OUTER BOX |  |  | 504 | 624 | [5 empty] | 6048 |  | 326 x 126 x 89 (mm) | [12 empty] | 7488 | [29 empty] | G5 | GE Lighting | 1 | 1 | 1 | 1 |  |  | Phased-out
63599 | G4 T5 1/24 | image | datasheet | deeplink | [26 empty] | 10043168635995 | [5 empty] | 24 | 7000 | [8 empty] | 14.2 | [10 empty] | Tubular |  | 16 |  | SLEEVE |  | 21.08 | 1008 EUR. 1272 UK | [10 empty] | EUP related | OUTER BOX |  |  | 1008 | 1272 | [5 empty] | 12096 |  | 174 x 126 x 89 (mm) | [12 empty] | 15264 | [29 empty] | G5 | GE Lighting | 1 | 1 | 1 | 1 |  |  | Phased-out
10744 | CSD 250/2 SE | image | datasheet | deeplink | Yes |  |  | 0.287 |  | No | A | [7 empty] | 250 |  |  | 275 | [7 empty] | 0043168107440 | 10043168107447 | [5 empty] | 10 |  | 17700 |  |  |  | 790 | 0.296 | 55 |  | 32 | [10 empty] | Tubular | Clear |  |  | BOX |  | 41 | 210 EUR. 520 UK | [11 empty] | OUTER BOX |  |  | 210 | 520 | [5 empty] | 2100 |  | 240 x 175 x 95 (mm) |  | U - Universal | [10 empty] | 2600 | [29 empty] | GY9.5 | GE Lighting | 75 | 9000 | 9000 | 17700 | 250 | 95 | Phased-out
63610 | G55 T8 HO 1/24 | image | datasheet | deeplink | [26 empty] | 10043168636107 | [5 empty] | 24 | 9000 | [8 empty] | 129 | [10 empty] | Tubular |  | 26 |  | SLEEVE |  | 174 | 96 EUR. 144 UK | [10 empty] | EUP related | OUTER BOX |  |  | 96 | 144 | [5 empty] | 768 |  | 933 x 177 x 123 (mm) | [12 empty] | 1152 | [29 empty] | G13 | GE Lighting | 1 | 1 | 1 | 1 |  |  | Phased-out
524526 | FT8/18W/TU/SW/SL1/25 | image | datasheet | deeplink | [5 empty] | Yes | B |  |  | 1000 | [7 empty] | 22.17 | [7 empty] | 5994100237068 | 15994100245268 | [5 empty] | 25 | 13000 | [8 empty] | 90 | [10 empty] | Tubular |  | 26 |  | SLEEVE |  | 110 | 250 EUR. 300 UK | [10 empty] | EUP related | OUTER BOX |  |  | 250 | 300 | [5 empty] | 1500 |  | 630 x 150 x 145 (mm) | [12 empty] | 1800 | [29 empty] | G13 | Tungsram | 75 | 14000 | 14000 | 1000 | 18 |  | Phased-out
524527 | FT8/36W/TU/SW/SL1/25 | image | datasheet | deeplink | [5 empty] | Yes | B |  |  | 2350 | [7 empty] | 42.75 | [7 empty] | 5994100237075 | 15994100245275 | [5 empty] | 25 | 13000 | [8 empty] | 185 | [10 empty] | Tubular |  | 26 |  | SLEEVE |  | 210 | 125 EUR. 150 UK | [10 empty] | EUP related | OUTER BOX |  |  | 125 | 150 | [5 empty] | 750 |  | 1230 x 150 x 145 (mm) | [12 empty] | 900 | [29 empty] | G13 | Tungsram | 75 | 14000 | 14000 | 2350 | 36 |  | Phased-out
41357 | @CSR700/S/DE/72 | image | datasheet | deeplink | Yes |  |  | 0.322 |  | No |  |  | 10 | [5 empty] | 700 |  |  | 770 | [7 empty] | 0043168413572 | 10043168413579 | [5 empty] | 10 |  | 51000 |  |  |  | 772 | 0.332 | 115 | 138 | 34 | [10 empty] | Globe | Clear | 18 |  | BOX |  | 130 | 260 EUR. 330 UK | [11 empty] | OUTER BOX |  |  | 260 | 330 | [5 empty] | 1040 |  | 208 x 166 x 230 (mm) |  | U - Universal | [10 empty] | 1320 | 4 | [28 empty] | SFc10-4 | GE Lighting | 70 | 7200 | 7200 | 51000 | 700 | 70 | Phased-out
24795 | 4551 28.0V | image | datasheet | deeplink | Yes | 24 | 75000 |  | CC-6 |  |  |  | 8.93 | [17 empty] | 00043168247955 | [5 empty] | 12 | [8 empty] | 95 | 360 | [10 empty] | PAR |  | 146.1 |  | BOX |  | 432 | 144 EUR. 144 UK | [11 empty] | OUTER BOX |  |  | 144 | 144 | [5 empty] | 288 |  | 295 x 259 x 389 (mm) | [12 empty] | 288 | [29 empty] | Screw terminal | GE Lighting |  |  |  |  | 250 | 28 | Phased-out
43498 | Q1000PAR64MFL 120V | image | datasheet | deeplink | Yes | 21 | 80000 |  | CC-6 |  | C | [7 empty] | 1000 |  |  | 1060 | [7 empty] | 0043168434980 | 10043168434987 | [5 empty] | 6 | 4000 | 13300 | [6 empty] | 152.4 | 882 | [10 empty] | PAR |  | 203.2 |  | BOX |  | 1030 | 24 EUR. 30 UK | [6 empty] | 13300 | [7 empty] | 24 | 30 | [5 empty] | 120 |  | 197 x 354 x 551 (mm) | [12 empty] | 150 | [29 empty] | G16d | GE Lighting | 100 | 2750 | 2750 | 19400 | 1000 | 120 | Phased-out
88878 | CP58 230-240V | image | datasheet | deeplink | No |  |  |  | C-13 | Yes | B | [7 empty] | 3750 |  |  | 3750 | [7 empty] | 0043168888783 | 10043168888780 | [5 empty] | 1 | 300 | 86000 | [5 empty] | 143 | 220 | 213 | [10 empty] | Globe |  | 70 |  | BOX |  | 600 | 18 EUR. 23 UK | [11 empty] | OUTER BOX |  |  | 18 | 23 | [5 empty] | 126 |  | 340 x 135 x 140 (mm) | [12 empty] | 161 | [29 empty] | GX38q | GE Lighting | 100 | 3200 | 3200 | 27000 | 3750 | 240 | Phased-out
41164 | #EVD 36V 400W | image | datasheet | deeplink | Yes |  |  |  | C-6F (C-6 oval) |  | B | [7 empty] | 400 |  |  | 424 | [7 empty] | 0043168411646 | 00043168411646 | [5 empty] | 12 | 50 | 16000 | [5 empty] | 36.5 | 60 | 63 | [10 empty] | Tubular |  | 17 |  |  |  | 75 | 588 UK | [15 empty] | 588 | [7 empty] | 250 x 87 x 70 (mm) | [12 empty] | 7644 | [29 empty] | G6.35-20 | GE Lighting | 100 | 3200 | 3200 | 2000 | 435 | 36 | Phased-out
19877 | #35PAR36/WFL/H 12V | image | datasheet | deeplink | Yes | 30 | 900 |  | CC-6 |  | D | [7 empty] | 35 |  |  | 37.1 | [7 empty] | 0043168970297 | 00043168198776 | [5 empty] | 12 | 3000 | 300 | [6 empty] | 69.85 | 248 | [10 empty] | PAR |  | 114.3 |  |  |  | 250 | 1 UK | [6 empty] | 300 | [8 empty] | 1 | [7 empty] | 226 x 211 x 313 (mm) | [12 empty] | 1200 | [29 empty] | Screw terminal | GE Lighting | 100 | 3050 | 3050 |  | 35 | 12 | Phased-out
48450 | CSR200/DE | image | datasheet | deeplink | Yes |  |  | 0.323 |  | No | A |  | 2.5 | [8 empty] | 220 | [7 empty] | 0043168484503 | 00043168484503 | [5 empty] | 10 | [5 empty] | 956 | 0.325 |  | 75 | 60 | [10 empty] | Tubular | Clear | 14.3 |  | BOX |  | 80 | 1190 EUR. 660 UK | [11 empty] | OUTER BOX |  |  | 1190 | 660 | [5 empty] | 7140 |  | 108 x 70 x 160 (mm) |  | H15 - Horiz 15 degrees | [10 empty] | 8580 | 8 | [28 empty] | X515 | GE Lighting | 90 | 5600 | 5600 | 15000 | 200 | 80 | Phased-out
48455 | @CSR4000/DE | image | datasheet | deeplink | Yes |  |  | 0.323 |  | No |  |  | 20 | [5 empty] | 4000 |  |  | 4400 | [7 empty] | 0043168484558 | 00043168484558 | [5 empty] | 6 |  | 410000 |  |  |  | 960 | 0.325 |  | 405 | 755 | [10 empty] | Tubular | Clear | 38.1 |  | BOX |  | 860 | 36 UK | [11 empty] | OUTER BOX |  |  |  | 36 | [7 empty] | 526 x 271 x 184 (mm) |  | H15 - Horiz 15 degrees | [10 empty] | 180 | 34 | [28 empty] | Sfa21-12 | GE Lighting | 95 | 6000 | 6000 | 410000 | 4000 | 200 | Phased-out
41361 | @CSR1200/S/DE/75 | image | datasheet | deeplink | Yes |  |  | 0.323 |  | No |  |  | 12 | [5 empty] | 1200 |  |  | 1320 | [7 empty] | 0043168413619 | 10043168413616 | [5 empty] | 10 |  | 110000 |  |  |  | 775 | 0.328 |  | 138 | 115 | [10 empty] | Reflector | Clear | 20 |  | BOX |  | 130 | 260 EUR. 330 UK | [11 empty] | OUTER BOX |  |  | 260 | 330 | [5 empty] | 1040 |  | 208 x 166 x 230 (mm) |  | U - Universal | [10 empty] | 1320 | 7 | [28 empty] | SFc10-4 | GE Lighting | 75 | 7500 | 7500 | 110000 | 1200 | 100 | Phased-out
48457 | CSR12000/DE | image | datasheet | deeplink | Yes |  |  | 0.323 |  | No | A+ |  | 75 | [8 empty] | 13200 | [7 empty] | 0043168484572 | 00043168484572 | [5 empty] | 4 | [5 empty] | 960 | 0.325 |  | 470 | 1280 | [10 empty] | GLS | Clear | 78 |  | BOX |  | 1485 | 24 UK | [11 empty] | OUTER BOX |  |  |  | 24 | [7 empty] | 605 x 266 x 276 (mm) |  | H15 - Horiz 15 degrees | [10 empty] | 72 | 32 | [28 empty] | 30x70mm cylinder. 165mm lead | GE Lighting | 90 | 6000 | 6000 | 1100000 | 12000 | 160 | Phased-out
78718 | CSR700/TAL/PGJX28 | image | datasheet | deeplink | Yes |  |  | 0.3 |  | Yes | A |  | 10 | [5 empty] | 700 |  |  | 770 | [7 empty] | 0043168787185 | 10043168787182 | [5 empty] | 4 |  | 50000 |  |  |  | 747 | 0.31 | 56 | 112 | 51 | [10 empty] | Globe | Clear | 18 |  | BOX |  | 111 | 96 EUR. 120 UK | [11 empty] | OUTER BOX |  |  | 96 | 120 | [5 empty] | 480 |  | 175 x 175 x 210 (mm) |  | U - Universal | [10 empty] | 600 | 4 | [28 empty] | PGJX28 | GE Lighting | 75 | 7400 | 7400 | 50000 | 700 | 70 | Phased-out
78710 | CSR 24000/DE | image | datasheet | deeplink | Yes |  |  | 0.325 |  | No | A |  | 88.8 | [5 empty] | 24000 |  |  | 26400 | [8 empty] | 10043168787106 | [5 empty] | 1 |  | 2100000 |  |  |  | 960 | 0.32 |  | 500 | 900 | [10 empty] | Globe | Clear | 80 |  | BOX |  | 1310 | 5 EUR. 6 UK | [11 empty] | OUTER BOX |  |  | 5 | 6 | [5 empty] | 15 |  | 605 x 266 x 276 (mm) |  | H15 - Horiz 15 degrees | [10 empty] | 18 | 45 | [28 empty] | 30x70mm cylinder. 165mm lead | GE Lighting | 90 | 6000 | 6000 | 2100000 | 24000 | 270 | Phased-out
88877 | @CP30 230- 240V | image | datasheet | deeplink | No |  |  |  | C-13 | Yes |  |  | 2518 | [5 empty] | 2500 |  |  | 2500 | [7 empty] | 0043168888776 | 10043168888773 | [5 empty] | 1 | 300 | 56000 | [5 empty] | 143 | 220 | 196 | [10 empty] | Globe |  | 55 |  | BOX |  | 600 | 18 EUR. 23 UK | [11 empty] | OUTER BOX |  |  | 18 | 23 | [5 empty] | 126 |  | 340 x 135 x 140 (mm) | [12 empty] | 161 | [29 empty] | GX38q | GE Lighting | 100 | 3200 | 3200 | 27000 | 2500 | 240 | Phased-out
88875 | CP29 230V | image | datasheet | deeplink | No |  |  |  | C-13 | Yes | B | [7 empty] | 5000 |  |  | 5000 | [7 empty] | 0043168888752 | 10043168888759 | [5 empty] | 1 | 375 | 135000 | [5 empty] | 165 | 280 | 350 | [10 empty] | Globe |  | 65 |  | BOX |  | 600 | 18 EUR. 23 UK | [11 empty] | OUTER BOX |  |  | 18 | 23 | [5 empty] | 126 |  | 340 x 135 x 140 (mm) | [12 empty] | 161 | [29 empty] | G38 | GE Lighting | 100 | 3200 | 3200 | 135000 | 5000 | 230 | Phased-out
12036 | OT CP83 220-230V 10000W BX 1/1 MIJ | image | datasheet | deeplink | No |  |  |  | C-13 | Yes | B | [7 empty] | 10000 |  |  | 10000 | [7 empty] | 0043168120364 | 20043168120368 | [5 empty] | 1 | 500 | 280000 | [5 empty] | 254 | 405 | 508 | [10 empty] | Tubular |  | 85 |  | BOX |  | 1383 | 20 EUR. 25 UK | [11 empty] | OUTER BOX |  |  | 20 | 25 | [5 empty] | 20 |  | 200 x 205 x 540 (mm) | [12 empty] | 25 | [29 empty] | G38 | GE Lighting | 100 | 3200 | 3200 | 280000 | 10000 | 230 | Phased-out
24867 | 4587 28.0V | image | datasheet | deeplink | Yes | 30 | 40000 |  | CC-8 | Yes |  |  | 8.93 | [16 empty] | 5021731314025 | 00043168248679 | [5 empty] | 12 | [8 empty] | 70 | 248 | [10 empty] | PAR |  | 114.3 |  |  |  | 250 | 1 UK | [15 empty] | 1 | [5 empty] | 1520 |  | 226 x 211 x 313 (mm) | [12 empty] | 1200 | [29 empty] | Screw terminal | GE Lighting |  |  |  |  | 250 | 28 | Phased-out
48777 | Q24MT32/CL 240V | image | datasheet | deeplink | No |  |  |  | C-13 | Yes | B | [7 empty] | 24000 |  |  | 24000 | [7 empty] | 5021731314025 | 00043168487771 | [5 empty] | 1 | 150 | 800000 | [5 empty] | 354 | 560 | 10400 | [10 empty] | Tubular |  | 103 |  | BOX |  | 10900 | 5 UK | [11 empty] | OUTER BOX |  |  |  | 5 | [5 empty] | 1520 |  | 270 x 265 x 705 (mm) | [12 empty] | 15 | [29 empty] | G38 | GE Lighting | 100 | 3400 | 3400 | 800000 | 24000 | 240 | Phased-out
48779 | Q12MT26/CL 240V | image | datasheet | deeplink | No |  |  |  | C-13 | Yes | B | [7 empty] | 12000 |  |  | 12000 | [7 empty] | 5021731314025 | 10043168487792 | [5 empty] | 1 | 130 | 420000 | [5 empty] | 254 | 410 | 120 | [10 empty] | Tubular |  | 26 |  | BOX |  | 5700 | 5 EUR. 9 UK | [11 empty] | OUTER BOX |  |  | 5 | 9 | [5 empty] | 35 |  | 202 x 202 x 535 (mm) | [12 empty] | 45 | [29 empty] | G38 | GE Lighting | 100 | 3400 | 3400 | 420000 | 12000 | 240 | Phased-out
88412 | CSI400/G22 99-0202 | image | datasheet | deeplink | Yes |  |  | 0.385 |  | No | B |  | 5 | [5 empty] | 400 |  |  | 440 | [7 empty] | 5021731314025 | 10043168884126 | [5 empty] | 1 |  | 16000 |  |  |  | 840 | 0.39 | 44.5 | 87 | 98 |  | 30 | [8 empty] | Tubular | Clear | 20 |  |  |  | 170 | 162 EUR. 210 UK | [14 empty] | 162 | 210 | [5 empty] | 1458 |  | 245 x 135 x 110 (mm) |  | VBD - Vert Base Down | [10 empty] | 1890 | 9 | [28 empty] | G22 | GE Lighting | 80 | 4000 | 4000 | 32000 | 400 | 100 | Phased-out
25005 | 4578 28.0V | image | datasheet | deeplink | Yes |  | 1600 |  | 2C-6 |  |  |  | 2.14 | [17 empty] | 00043168250054 | [5 empty] | 12 | [8 empty] | 101.6 | 388 | [10 empty] | PAR |  | 146.1 |  |  |  | 424 | 1 UK | [15 empty] | 1 | [7 empty] | 270 x 259 x 389 (mm) | [12 empty] | 576 | [29 empty] | Special | GE Lighting |  |  |  |  | 60 | 28 | Phased-out
19695 | TU P2/12 Q1250T3/4CL 220/230V MIH | image | datasheet | deeplink | No |  |  |  | C-8 |  | B | [7 empty] | 1250 |  |  | 1250 | [7 empty] | 0043168196956 | 00043168196956 | [5 empty] | 12 | 300 | 35000 | [6 empty] | 190.6 | 20 | [10 empty] | Double Ended |  | 10 |  |  |  | 48 | 432 EUR. 576 UK | [14 empty] | 432 | 576 | [5 empty] | 864 |  | 146 x 114 x 332 (mm) | [12 empty] | 1152 | [29 empty] | R7s | GE Lighting | 100 | 3200 | 3200 | 35000 | 1250 | 225 | Phased-out
88452 | HX601 FLK/LL 575W/115-120V | image | datasheet | deeplink | Yes |  |  |  | CC-8 |  | D | [10 empty] | 611.86 | [7 empty] | 0043168884525 | 10043168884522 | [5 empty] | 24 | 1500 | [6 empty] | 60.5 | 35916 | 23 | [10 empty] | Tubular |  | 18 |  | BOX |  | 42 | 504 EUR. 600 UK | [11 empty] | OUTER BOX |  |  | 504 | 600 | [5 empty] | 4032 |  | 255 x 175 x 130 (mm) | [12 empty] | 4800 | [29 empty] | G9.5 | GE Lighting | 100 | 3100 | 3100 | 12800 | 575 | 115 | Phased-out
88488 | CP41 FKK 240V | image | datasheet | deeplink | No |  |  |  | C-13 | Yes | B | [7 empty] | 2000 |  |  | 2000 | [7 empty] | 0043168884884 | 10043168884881 | [5 empty] | 12 | 400 | 54000 | [5 empty] | 127 | 216 | 228 | [10 empty] | Tubular |  | 31 |  |  |  | 436 | 24 EUR. 48 UK | [14 empty] | 24 | 48 | [5 empty] | 72 |  | 590 x 420 x 360 (mm) | [12 empty] | 144 | [29 empty] | G38 | GE Lighting | 100 | 3200 | 3200 | 54000 | 2000 | 240 | Phased-out
19927 | DKX/DSF Q1500T10 | image | datasheet | deeplink | Yes |  |  |  | CC-8 |  | B | [7 empty] | 1500 |  |  | 1590 | [7 empty] | 0043168199278 | 20043168199272 | [5 empty] | 10 | 1000 | 41000 | [5 empty] | 241 | 290 | 260 | [10 empty] | Elliptical |  | 120 |  |  |  | 353 | 40 EUR. 50 UK | [14 empty] | 40 | 50 | [5 empty] | 120 |  | 660 x 276 x 336 (mm) | [12 empty] | 150 | [29 empty] | E39 | GE Lighting | 100 | 3200 | 3200 | 41000 | 1500 | 120 | Phased-out
23427 | @300PAR56/WFL 12V | image | datasheet | deeplink | Yes | 30 | 13000 |  | C-6 | [9 empty] | 300 |  |  | 318 | [7 empty] | 0043168234276 | 00043168234276 | [5 empty] | 12 | 1000 | 4200 | [6 empty] | 127 | 570 | [10 empty] | PAR | Aluminized | 177.8 |  |  |  | 691 | 1 UK | [6 empty] | 4200 | [8 empty] | 1 | [7 empty] | 478 x 322 x 327 (mm) | [12 empty] | 324 | [29 empty] | Screw terminal | GE Lighting |  |  |  | 6000 | 300 | 12 | Phased-out
22493 | CSR700/S/DE/60 | image | datasheet | deeplink | Yes |  |  | 0.322 |  | No | A |  | 10 | [8 empty] | 770 | [7 empty] | 0043168224932 | 10043168224939 | [5 empty] | 10 | [5 empty] | 760 | 0.332 |  | 138 | 115 | [10 empty] | Globe | Clear | 18 |  | BOX |  | 130 | 260 EUR. 330 UK | [11 empty] | OUTER BOX |  |  | 260 | 330 | [5 empty] | 1040 |  | 208 x 166 x 230 (mm) |  | U - Universal | [10 empty] | 1320 | 4 | [28 empty] | SFc10-4 | GE Lighting | 75 | 6000 | 6000 | 59000 | 700 | 70 | Phased-out
40460 | CSR 575/SE/HR/UV-C | image | datasheet | deeplink | Yes |  |  | 0.323 |  | No | A |  | 6 | [8 empty] | 632.5 | [7 empty] | 0043168404600 | 10043168404607 | [5 empty] | 10 | [5 empty] | 860 | 0.328 | 70 | 145 | 190 | [10 empty] | Globe | Clear | 30 |  | BOX |  | 213 | 100 EUR. 130 UK | [11 empty] | OUTER BOX |  |  | 100 | 130 | [5 empty] | 600 |  | 370 x 154 x 230 (mm) |  | U - Universal | [10 empty] | 780 | 7 | [28 empty] | G22 | GE Lighting | 85 | 6000 | 6000 | 49000 | 575 | 95 | Phased-out
27764 | CSR 1200 SE/HR/UV- C | image | datasheet | deeplink | Yes |  |  | 0.333 |  | No | A+ |  | 12 | [5 empty] | 1200 |  |  | 1320 | [7 empty] | 0043168277648 | 10043168277645 | [5 empty] | 6 |  | 110000 |  |  |  | 956 | 0.333 | 107 | 200 | 390 | [10 empty] | Globe | Clear | 42 |  | BOX |  | 440 | 48 EUR. 72 UK | [11 empty] | OUTER BOX |  |  | 48 | 72 | [5 empty] | 240 |  | 280 x 190 x 305 (mm) |  | U - Universal | [10 empty] | 360 | 10 | [28 empty] | G38 | GE Lighting | 90 | 6000 | 6000 | 110000 | 1200 | 100 | Phased-out
28178 | 5113WW 13W 1/24 | image | datasheet | deeplink | Yes |  |  |  |  | Yes | [19 empty] | 0043168281782 | 20043168281786 | [5 empty] | 24 | 7500 | [8 empty] | 48 | [10 empty] | Tubular |  | 16 | 16 | BOX |  | 58 | 360 EUR. 456 UK | [14 empty] | 360 | 456 | [5 empty] | 3960 |  | 538 x 107 x 73 (mm) | [12 empty] | 5016 | [29 empty] | G5 | GE Lighting | 52 | 3000 | 3000 | 790 | 13 |  | Phased-out
49492 | CSR575/2/T/SE | image | datasheet | deeplink | Yes |  |  | 0.301 |  | No | A |  | 5.9 | [8 empty] | 632.5 | [7 empty] | 0043168494922 | 20043168494926 | [5 empty] | 10 | [5 empty] | 675 | 0.302 | 65 | 125 | 115 | [10 empty] | Tubular | Clear | 28.6 |  | BOX |  | 130 | 260 EUR. 330 UK | [11 empty] | OUTER BOX |  |  | 260 | 330 | [5 empty] | 1040 |  | 208 x 166 x 230 (mm) |  | U - Universal | [10 empty] | 1320 | 7 | [28 empty] | GX9.5 | GE Lighting | 65 | 7500 | 7500 | 42000 | 575 | 95 | Phased-out
49490 | @CSR1200/2/SE | image | datasheet | deeplink | Yes |  |  | 0.305 |  | No |  |  | 12 | [5 empty] | 1200 |  |  | 1320 | [7 empty] | 0043168494908 | 20043168494902 | [5 empty] | 6 |  | 110000 |  |  |  | 770 | 0.315 | 85 | 175 | 390 | [10 empty] | Tubular | Clear | 38.1 |  | BOX |  | 440 | 72 UK | [11 empty] | OUTER BOX |  |  |  | 72 | [5 empty] | 1520 |  | 280 x 190 x 305 (mm) |  | U - Universal | [10 empty] | 360 | 10 | [28 empty] | G22 | GE Lighting | 70 | 7000 | 7000 | 110000 | 1200 | 100 | Phased-out
62520 | #CSD300/2/TAL | image | datasheet | deeplink | Yes |  |  | 0.32 |  | No | A |  | 3 | [8 empty] | 330 | [7 empty] | 0043168625203 | 10043168625200 | [5 empty] | 4 | [5 empty] | 798 | 0.33 | 66.4 | 126 | 62 | [10 empty] | Tubular | Clear | 23 |  | BOX |  | 230 | 96 EUR. 120 UK | [11 empty] | OUTER BOX |  |  | 96 | 120 | [5 empty] | 480 |  | 175 x 175 x 210 (mm) |  | U - Universal | [10 empty] | 600 | 5 | [28 empty] | PGJX28 | GE Lighting | 75 | 10000 | 10000 | 21500 | 300 | 100 | Phased-out
77390 | CSR 1800/SE/HR | image | datasheet | deeplink | Yes |  |  | 0.333 |  | No | A+ |  | 12 | [5 empty] | 1800 |  |  | 1980 | [7 empty] | 0043168773904 | 10043168773901 | [5 empty] | 6 |  | 165000 |  |  |  | 960 | 0.333 | 107 | 200 | 285 | [10 empty] | Tubular | Clear | 42 |  | BOX |  | 730 | 36 EUR. 66 UK | [14 empty] | 36 | 66 | [5 empty] | 108 |  | 385 x 280 x 346 (mm) |  | U - Universal | [10 empty] | 132 | 12 | [28 empty] | G38 | GE Lighting | 90 | 6000 | 6000 | 165000 | 1800 | 150 | Phased-out
70979 | CSR575/S/DE/70 | image | datasheet | deeplink | Yes |  |  | 0.307 |  | No | A |  | 6.1 | [8 empty] | 632.5 | [7 empty] | 0043168709798 | 10043168709795 | [5 empty] | 10 | [5 empty] | 770 | 0.309 |  | 138 | 34 | [10 empty] | GLS | Clear | 21 |  | BOX |  | 130 | 260 EUR. 330 UK | [11 empty] | OUTER BOX |  |  | 260 | 330 | [5 empty] | 1040 |  | 208 x 166 x 280 (mm) |  | U - Universal | [10 empty] | 1320 | 7 | [28 empty] | SFc10-4 | GE Lighting | 75 | 7000 | 7000 | 40000 | 575 | 95 | Phased-out
15378 | CSR575/2/SE | image | datasheet | deeplink | Yes |  |  | 0.302 |  | No | A |  | 5.9 | [5 empty] | 575 |  |  | 632.5 | [7 empty] | 0043168153782 | 20043168153786 | [5 empty] | 10 |  | 46000 |  |  |  | 672 | 0.32 | 65 | 125 | 56 | [10 empty] | Tubular | Clear | 28.6 |  | BOX |  | 213 | 100 EUR. 130 UK | [11 empty] | OUTER BOX |  |  | 100 | 130 | [5 empty] | 600 |  | 370 x 154 x 230 (mm) |  | U - Universal | [10 empty] | 780 | 7 | [28 empty] | GX9.5 | GE Lighting | 65 | 7800 | 7800 | 48000 | 575 | 95 | Phased-out
48453 | CSR1200/DE | image | datasheet | deeplink | Yes |  |  | 0.323 |  | No | A+ | [10 empty] | 1320 | [7 empty] | 0043168484534 | 00043168484534 | [5 empty] | 6 | [5 empty] | 860 | 0.325 |  | 220 | 285 | [10 empty] | Tubular | Clear | 27 |  | BOX |  | 335 | 72 UK | [11 empty] | OUTER BOX |  |  |  | 72 | [7 empty] | 315 x 262 x 178 (mm) |  | H15 - Horiz 15 degrees | [10 empty] | 360 | 10 | [28 empty] | SFc10-4 | GE Lighting | 85 | 6000 | 6000 | 110000 | 1200 | 100 | Phased-out
22496 | CSR18000/SE/HR | image | datasheet | deeplink | No |  |  | 0.323 |  | No | A+ |  | 80 | [5 empty] | 18000 |  |  | 19800 | [7 empty] | 0043168224963 | 10043168224960 | [5 empty] | 1 |  | 1650000 |  |  |  | 960 | 0.325 | 260 | 470 | 1400 | [10 empty] | Tubular | Clear | 103 |  | BOX |  | 2450 | 4 EUR. 4 UK | [11 empty] | OUTER BOX |  |  | 4 | 4 | [5 empty] | 16 |  | 280 x 270 x 705 (mm) |  | U - Universal | [10 empty] | 16 | 45 | [28 empty] | G51 | GE Lighting | 90 | 6000 | 6000 | 1650000 | 18000 | 225 | Phased-out
22494 | CSR1200/S/DE/60 | image | datasheet | deeplink | Yes |  |  | 0.323 |  | No | A+ |  | 12 | [8 empty] | 1320 | [7 empty] | 0043168224949 | 10043168224946 | [5 empty] | 10 | [5 empty] | 960 | 0.325 |  | 138 | 115 | [10 empty] | Globe | Clear | 21 |  | BOX |  | 130 | 260 EUR. 330 UK | [11 empty] | OUTER BOX |  |  | 260 | 330 | [5 empty] | 1040 |  | 208 x 166 x 230 (mm) |  | U - Universal | [10 empty] | 1320 | 7 | [28 empty] | SFc10-4 | GE Lighting | 90 | 6000 | 6000 | 110000 | 1200 | 100 | Phased-out
48462 | CSR200/SE/HR/UV-C | image | datasheet | deeplink | Yes |  |  | 0.333 |  | No | A |  | 2.9 | [5 empty] | 200 |  |  | 220 | [7 empty] | 0043168484626 | 00043168484626 | [5 empty] | 10 |  | 17500 |  |  |  |  | 0.3237 | 38.8 | 80 | 19 | [10 empty] | Tubular | Clear | 19.1 |  | BOX |  | 200 | 480 EUR. 600 UK | [11 empty] | OUTER BOX |  |  | 480 | 600 | [5 empty] | 5280 |  | 195 x 84 x 100 (mm) |  | U - Universal | [10 empty] | 5400 | [29 empty] | GZY9.5 | GE Lighting | 90 | 6000 | 6000 | 17500 | 200 | 70 | Phased-out
49491 | CSR700/2/SE | image | datasheet | deeplink | Yes |  |  | 0.312 |  | No | A |  | 10 | [5 empty] | 700 |  |  | 770 | [7 empty] | 0043168494915 | 20043168494919 | [5 empty] | 10 |  | 55000 |  |  |  | 765 | 0.325 | 75 | 155 | 190 | [10 empty] | Tubular | Clear | 28.6 |  | BOX |  | 213 | 130 UK | [11 empty] | OUTER BOX |  |  |  | 130 | [7 empty] | 370 x 154 x 230 (mm) |  | U - Universal | [10 empty] | 780 | 7.5 | [28 empty] | G22 | GE Lighting | 70 | 6500 | 6500 | 55000 | 700 | 70 | Phased-out
40482 | CSR 2500/SE/HR/UV-C | image | datasheet | deeplink | Yes |  |  | 0.33 |  | No | A |  | 21.7 | [5 empty] | 2500 |  |  | 2750 | [7 empty] | 0043168404822 | 10043168404829 | [5 empty] | 6 |  | 220000 |  |  |  | 956 | 0.325 | 127 | 240 | 640 | [10 empty] | Globe | Clear | 60 |  | BOX |  | 727 | 36 EUR. 66 UK | [11 empty] | OUTER BOX |  |  | 36 | 66 | [5 empty] | 108 |  | 385 x 280 x 346 (mm) |  | U - Universal | [10 empty] | 132 | 14 | [28 empty] | G38 | GE Lighting | 90 | 5600 | 5600 | 220000 | 2500 | 115 | Phased-out
48774 | Q20MT32/CL 240V | image | datasheet | deeplink | No |  |  |  | C-13 | Yes | B | [7 empty] | 20000 |  |  | 20000 | [7 empty] | 5021731314025 | 00043168487740 | [5 empty] | 1 | 400 | 580000 | [5 empty] | 354 | 560 | 1150 | [10 empty] | Tubular |  | 32 |  | BOX |  | 2000 | 4 EUR. 5 UK | [11 empty] | OUTER BOX |  |  | 4 | 5 | [5 empty] | 12 |  | 270 x 265 x 705 (mm) | [12 empty] | 15 | [29 empty] | G38 | GE Lighting | 100 | 3200 | 3200 | 580000 | 20000 | 240 | Phased-out
48771 | Q12MT26/CL 230V | image | datasheet | deeplink | No |  |  |  | C-13 | Yes | B | [7 empty] | 12000 |  |  | 12000 | [7 empty] | 5021731314025 | 00043168487719 | [5 empty] | 1 | 130 | 420000 | [5 empty] | 254 | 410 | 5400 | [10 empty] | Tubular |  | 26 |  | BOX |  | 5700 | 7 EUR. 9 UK | [11 empty] | OUTER BOX |  |  | 7 | 9 | [5 empty] | 35 |  | 202 x 202 x 535 (mm) | [12 empty] | 45 | [29 empty] | G38 | GE Lighting | 100 | 3400 | 3400 | 420000 | 12000 | 230 | Phased-out
78343 | M38 120V | image | datasheet | deeplink | Yes |  |  |  | CC-7A |  | G | [7 empty] | 300 |  |  | 318 | [7 empty] | 0043168783439 | 10043168783436 | [5 empty] | 24 | 2000 | 5500 | [5 empty] | 45.5 | 80 | 17 | [10 empty] | Tubular |  | 15 |  |  |  | 34 | 504 EUR. 600 UK | [14 empty] | 504 | 600 | [5 empty] | 4032 |  | 255 x 170 x 130 (mm) | [12 empty] | 4800 | [29 empty] | GY9.5 | GE Lighting | 100 | 2900 | 2900 | 5500 | 300 | 120 | Available
96802 | #CSR1200/S/DE/60/STB BX1/10 | image | datasheet | deeplink | Yes |  |  | 0.323 | [21 empty] | 0043168968027 | 10043168968024 | [5 empty] | 10 | [5 empty] | 860 | 0.325 |  | 138 | 34 | [10 empty] | GLS | Clear | 22 |  | BOX |  | 130 | 260 EUR. 330 UK | [11 empty] | OUTER BOX |  |  | 260 | 330 | [5 empty] | 1040 |  | 208 x 166 x 230 (mm) |  | U - Universal | [10 empty] | 1320 | 7 | [28 empty] | SFc10-4 | GE Lighting | 88 | 6000 | 6000 | 105000 | 750 | 400 | Phased-out
37462 | ELC A1/259 24V | image | datasheet | deeplink | Yes |  |  |  | CC-6 | [9 empty] | 250 |  |  | 265 | [7 empty] | 0043168993142 | 00043168374620 | [5 empty] | 10 | 50 | 6700 | [6 empty] | 44.5 | 40 | [10 empty] | Tubular |  | 11.1 |  |  |  | 41 | 1 UK | [6 empty] | 6700 | [8 empty] | 1 | [7 empty] | 68 x 133 x 302 (mm) | [12 empty] | 4800 | [29 empty] | GX5.3 | GE Lighting | 100 | 3450 | 3450 | 1200 | 250 | 24 | Phased-out
88874 | HX48 230-240V | image | datasheet | deeplink | No |  |  |  | C-13 |  | B | [7 empty] | 3000 |  |  | 3000 | [7 empty] | 0043168888745 | 10043168888742 | [5 empty] | 1 | 400 | 82000 | [5 empty] | 127 | 210 | 300 | [10 empty] | Globe |  | 47 |  | BOX |  | 473 | 18 EUR. 23 UK | [11 empty] | OUTER BOX |  |  | 18 | 23 | [5 empty] | 126 |  | 340 x 135 x 140 (mm) | [12 empty] | 161 | [29 empty] | G38 | GE Lighting | 100 | 3200 | 3200 | 82000 | 3000 | 230 | Phased-out
43495 | Q500PAR56MFL 120V | image | datasheet | deeplink | Yes | 21 | 43000 |  | CC-6 | [9 empty] | 500 |  |  | 530 | [7 empty] | 0043168434959 | 00043168434959 | [5 empty] | 6 | 4000 | 6300 | [6 empty] | 127 | 678 | [10 empty] | PAR |  | 177.8 |  | BOX |  | 738 | 72 EUR. 108 UK | [6 empty] | 6300 | [7 empty] | 72 | 108 | [5 empty] | 216 |  | 349 x 300 x 446 (mm) | [12 empty] | 324 | [29 empty] | G16d | GE Lighting | 100 | 2750 | 2750 | 7650 | 500 | 120 | Phased-out
43494 | Q500PAR56NSP 120V | image | datasheet | deeplink | Yes | 19 | 96000 |  | CC-6 |  | C | [7 empty] | 500 |  |  | 530 | [7 empty] | 0043168434942 | 00043168434942 | [5 empty] | 6 | 4000 | 6300 | [6 empty] | 127 | 678 | [10 empty] | PAR |  | 177.8 |  | BOX |  | 737 | 72 EUR. 108 UK | [6 empty] | 6300 | [7 empty] | 72 | 108 | [5 empty] | 216 |  | 446 x 300 x 349 (mm) | [12 empty] | 324 | [29 empty] | G16d | GE Lighting | 100 | 2950 | 2950 | 7650 | 500 | 120 | Phased-out
96746 | #TPL 1000W G.9.5 240V BX1/24 | image | datasheet | deeplink | No |  |  |  | CC-8 | Yes | C | [10 empty] | 986 | [7 empty] | 0043168967464 | 10043168967461 | [5 empty] | 24 | 300 | [7 empty] | 105 | 24 | [10 empty] | Tubular |  | 20 |  |  |  | 35 | 504 EUR. 600 UK | [14 empty] | 504 | 600 | [5 empty] | 4032 |  | 255 x 170 x 130 (mm) | [12 empty] | 4800 | [29 empty] | G9.5 | GE Lighting | 100 | 3200 | 3200 | 25000 | 1000 | 240 | Phased-out
12037 | OT CP83 240V 10000W BX 1/1 MIJ | image | datasheet | deeplink | Yes |  |  |  | CC-8 | Yes | B | [7 empty] | 10000 |  |  | 10000 | [7 empty] | 0043168120371 | 20043168120375 | [5 empty] | 1 | 500 | 280000 | [6 empty] | 405 | 508 | [10 empty] | Tubular |  | 85 |  | BOX |  | 1383 | 20 EUR. 25 UK | [11 empty] | OUTER BOX |  |  | 20 | 25 | [5 empty] | 20 |  | 200 x 205 x 540 (mm) | [12 empty] | 25 | [29 empty] | G38 | GE Lighting |  | 3200 | 3200 | 280000 | 10000 | 240 | Phased-out
26895 | DYR 650W 240V | image | datasheet | deeplink | No |  |  |  | 2C-8 |  | B | [7 empty] | 650 |  |  | 650 | [7 empty] | 0043168268950 | 10043168268957 | [5 empty] | 24 | 50 | 16500 | [5 empty] | 36.5 | 23132 | 15 | [10 empty] | Globe |  | 22 |  | BOX |  | 32 | 360 EUR. 456 UK | [14 empty] | 360 | 456 | [5 empty] | 4320 |  | 260 x 225 x 85 (mm) | [12 empty] | 5472 | [29 empty] | GZ9.5 | GE Lighting | 100 | 3200 | 3200 | 16500 | 650 | 240 | Phased-out
88513 | @CSI1000/PAR64/HR/G38 99-1422 | image | datasheet | deeplink | Yes | 6 |  | 0.42 |  | No | C |  | 14.7 | [5 empty] | 1000 |  |  | 1100 | [7 empty] | 5021731314025 | 10043168885130 | [5 empty] | 1 |  | 38000 |  |  |  | 838 | 0.41 |  | 175 | 1392 |  | 50 | [8 empty] | PAR | Clear | 204 |  | BOX |  | 1420 | 8 EUR. 12 UK | [6 empty] | 38000 |  |  |  |  | OUTER BOX |  |  | 8 | 12 | [5 empty] | 32 |  | 280 x 280 x 220 (mm) |  | HOR - Horizontal | [10 empty] | 60 | [29 empty] | G38 | GE Lighting | 80 | 3350 | 3350 | 76000 | 1000 | 80 | Marked for phase-out
88880 | CP105 1250/650W 230-240V | image | datasheet | deeplink | No |  |  |  | C-13 | Yes | C | [7 empty] | 1900 |  |  | 1900 | [7 empty] | 0043168888806 | 10043168888803 | [5 empty] | 1 | 250 | 40000 | [5 empty] | 143 | 220 | 193 | [10 empty] | Globe |  | 55 |  | BOX |  | 600 | 18 EUR. 23 UK | [11 empty] | OUTER BOX |  |  | 18 | 23 | [5 empty] | 126 |  | 340 x 135 x 140 (mm) | [12 empty] | 161 | [29 empty] | GX38q | GE Lighting | 100 | 3050 | 3050 | 27000 | 1900 | 240 | Phased-out
88879 | CP32 230-240V | image | datasheet | deeplink | No |  |  |  | C-13 | Yes | B | [7 empty] | 5000 |  |  | 5000 | [7 empty] | 0043168888790 | 10043168888797 | [5 empty] | 1 | 100 | 127000 | [5 empty] | 143 | 220 | 212 | [10 empty] | Globe |  | 70 |  | BOX |  | 600 | 18 EUR. 23 UK | [11 empty] | OUTER BOX |  |  | 18 | 23 | [5 empty] | 126 |  | 340 x 135 x 140 (mm) | [12 empty] | 161 | [29 empty] | GX38q | GE Lighting | 100 | 3200 | 3200 | 59000 | 5000 | 240 | Phased-out
24425 | 4405 12.8V | image | datasheet | deeplink | Yes | 15 | 50000 |  | C-6 |  |  |  | 2.34 | [17 empty] | 00043168244251 | [5 empty] | 12 | [7 empty] | 41.27 | 70 | 248 | [10 empty] | PAR |  | 114 |  |  |  | 250 | 1 UK | [15 empty] | 1 | [7 empty] | 226 x 211 x 313 (mm) | [12 empty] | 1200 | [29 empty] | Screw terminal | GE Lighting |  |  |  |  | 30 | 12 | Phased-out
48454 | CSR2500/DE | image | datasheet | deeplink | Yes |  |  | 0.323 |  | No | A+ |  | 21.7 | [8 empty] | 2750 | [7 empty] | 0043168484541 | 00043168484541 | [5 empty] | 6 | [5 empty] | 960 | 0.325 |  | 355 | 755 | [10 empty] | Tubular | Clear | 30.2 |  | BOX |  | 860 | 36 UK | [11 empty] | OUTER BOX |  |  |  | 36 | [7 empty] | 526 x 271 x 184 (mm) |  | H15 - Horiz 15 degrees | [10 empty] | 180 | 14 | [28 empty] | Sfa21-12 | GE Lighting | 90 | 6000 | 6000 | 240000 | 2500 | 115 | Phased-out
27817 | #CSD 250/2 SE | image | datasheet | deeplink | Yes |  |  | 0.287 |  | No | [19 empty] | 0043168278171 | 10043168278178 | [5 empty] | 10 | [5 empty] | 790 | 0.296 | 55 | 108 | 32 | [10 empty] | Tubular | Clear | 22 |  | BOX |  | 41 | 400 EUR. 520 UK | [11 empty] | OUTER BOX |  |  | 400 | 520 | [5 empty] | 2000 |  | 240 x 95 x 175 (mm) |  | U - Universal | [10 empty] | 2600 | 5 | [28 empty] | GY9.5 | GE Lighting | 75 | 9000 | 9000 | 17700 | 250 | 95 | Phased-out
76160 | CSR300/2/TAL | image | datasheet | deeplink | Yes |  |  | 0.29 |  | No | A |  | 3 | [8 empty] | 330 | [7 empty] | 0043168761604 | 10043168761601 | [5 empty] | 4 | [5 empty] | 778 | 0.31 | 66.4 | 126 | 61 | [10 empty] | Tubular | Clear | 23 |  | BOX |  | 125 | 168 EUR. 212 UK | [11 empty] | OUTER BOX |  |  | 168 | 212 | [5 empty] | 1176 |  | 170 x 130 x 130 (mm) |  | U - Universal | [10 empty] | 1484 | 5 | [28 empty] | PGJX28 | GE Lighting | 75 | 7800 | 7800 | 23000 | 300 | 100 | Phased-out
15380 | CSR 700 SA | image | datasheet | deeplink | Yes |  |  | 0.33 |  | No | A |  | 10 | [8 empty] | 770 | [7 empty] | 0043168153805 | 20043168153809 | [5 empty] | 10 | [5 empty] | 765 | 0.342 |  | 85 | 115 | [10 empty] | Tubular | Clear | 17 |  | BOX |  | 130 | 260 EUR. 330 UK | [11 empty] | OUTER BOX |  |  | 260 | 330 | [5 empty] | 1040 |  | 208 x 166 x 230 (mm) |  | U - Universal | [10 empty] | 1320 | 4 | [28 empty] | GY9.5 | GE Lighting | 70 | 6500 | 6500 | 58000 | 700 | 70 | Phased-out
25475 | ENL 12V | image | datasheet | deeplink | Yes |  |  |  | C-6 |  | B | [7 empty] | 50 |  |  | 53 | [7 empty] | 0043168254755 | 00043168254755 | [5 empty] | 10 | 4000 | 790 | [6 empty] | 44.45 | 43 | [10 empty] | Mirrored reflector |  | 9.8 |  |  |  | 47 | 600 UK | [6 empty] | 790 | [8 empty] | 600 | [7 empty] | 273 x 115 x 62 (mm) | [12 empty] | 4800 | [29 empty] | GX5.3 | GE Lighting | 100 | 3050 | 3050 |  | 50 | 12 | Phased-out
25153 | 6045 26V | image | datasheet | deeplink | Yes |  | 230000 |  | CC-6 | Yes | C |  | 6.54 | [5 empty] | 170 |  |  | 180.2 | [7 empty] | 0043168251532 | 00043168251532 | [5 empty] | 12 |  | 2200 | [6 empty] | 114.3 | 608 | [10 empty] | PAR |  | 177.8 |  |  |  | 658 | 72 EUR. 108 UK | [6 empty] | 2200 | [7 empty] | 72 | 108 | [5 empty] | 216 |  | 343 x 319 x 470 (mm) | [12 empty] | 324 | [29 empty] | Screw terminal | GE Lighting |  |  |  |  | 170 | 26 | Phased-out
25009 | 4579 28V 80W 1/12 | image | datasheet | deeplink | Yes |  | 24000 |  | CC-6 |  |  |  | 2.86 | [16 empty] | 0043168250092 | 20043168250096 | [5 empty] | 12 | [8 empty] | 101.6 | 387 |  |  |  | 2.14 | [6 empty] | PAR |  | 146 |  |  |  | 412 | 108 EUR. 144 UK | [14 empty] | 108 | 144 | [5 empty] | 432 |  | 380 x 247 x 260 (mm) | [12 empty] | 576 | [29 empty] | Three contact lug angled | GE Lighting |  |  |  |  | 80 | 28 | Phased-out
24964 | 4626 28.0V | image | datasheet | deeplink | Yes | 30 | 25000 |  | CC-6 |  |  |  | 5.36 | [17 empty] | 00043168249645 | [5 empty] | 12 | [8 empty] | 70 | 233 | [10 empty] | PAR |  | 114.3 |  |  |  | 251 | 144 EUR. 192 UK | [14 empty] | 144 | 192 | [5 empty] | 432 |  | 311 x 226 x 313 (mm) | [12 empty] | 576 | [29 empty] | Screw terminal | GE Lighting |  |  |  |  | 150 | 28 | Phased-out
24898 | 4596 28.0V | image | datasheet | deeplink | Yes | 19 | 150000 |  | CC-8 | Yes |  |  | 8.93 | [16 empty] | 0043168248983 | 00043168248983 | [5 empty] | 12 | [8 empty] | 70 | 230 | [10 empty] | PAR |  | 114.3 |  |  |  | 256 | 1 UK | [15 empty] | 1 | [5 empty] | 1520 |  | 226 x 211 x 313 (mm) | [12 empty] | 1200 | [29 empty] | Screw terminal | GE Lighting |  | 3000 | 3000 |  | 250 | 28 | Phased-out
24891 | @4594 28.0V | image | datasheet | deeplink | Yes | 19 | 70000 |  | CC-6 |  |  |  | 3.57 | [17 empty] | 00043168248914 | [5 empty] | 12 | [8 empty] | 70 | 233 | [10 empty] | PAR |  | 114.3 |  |  |  | 251 | 144 EUR. 192 UK | [14 empty] | 144 | 192 | [5 empty] | 432 |  | 311 x 226 x 313 (mm) | [12 empty] | 576 | [29 empty] | Screw terminal | GE Lighting |  |  |  |  | 100 | 28 | Phased-out
24859 | 4580 28.0V | image | datasheet | deeplink | Yes | 15 | 400000 |  | CC-8 |  |  |  | 16.07 | [17 empty] | 00043168248594 | [5 empty] | 12 | [8 empty] | 95 | 428 | [10 empty] | PAR |  | 146.1 |  |  |  | 430 | 1 UK | [15 empty] | 1 | [7 empty] | 270 x 259 x 389 (mm) | [12 empty] | 576 | [29 empty] | Screw terminal | GE Lighting |  |  |  |  | 450 | 28 | Phased-out
24799 | 4553 28.0V | image | datasheet | deeplink | Yes | 15 | 300000 |  | CC-8 |  |  |  | 8.93 | [17 empty] | 00043168247993 | [5 empty] | 12 | [8 empty] | 95 | 387 | [10 empty] | PAR |  | 146.1 |  |  |  | 430 | 1 UK | [15 empty] | 1 | [7 empty] | 295 x 259 x 389 (mm) | [12 empty] | 576 | [29 empty] | Screw terminal | GE Lighting |  |  |  |  | 250 | 28 | Phased-out
24768 | 4545 100W 12V | image | datasheet | deeplink | Yes | 19 | 225000 |  | C-6 |  |  |  | 8.34 | [16 empty] | 0043168247689 | 00043168247689 | [5 empty] | 12 | [8 empty] | 114.3 | 615 | [10 empty] | PAR |  | 177.8 |  |  |  | 683 | 1 UK | [15 empty] | 1 | [7 empty] | 337 x 322 x 475 (mm) | [12 empty] | 324 | [29 empty] | Screw terminal | GE Lighting |  |  |  |  | 100 | 12 | Phased-out
24673 | 4515 6.4V | image | datasheet | deeplink | Yes | 15 | 55000 |  | C-6 | Yes | D |  | 4.69 | [5 empty] | 30 |  |  | 31.8 | [7 empty] | 0043168246736 | 00043168246736 | [5 empty] | 12 |  | 210 | [5 empty] | 41.27 | 70 | 437 | [10 empty] | PAR |  | 114 |  |  |  | 546 | 240 UK | [6 empty] | 210 | [8 empty] | 240 | [5 empty] | 1520 |  | 310 x 209 x 218 (mm) | [12 empty] | 1200 | [29 empty] | Screw terminal | GE Lighting |  |  |  |  | 30 | 6 | Phased-out
24663 | 4511 6.2V | image | datasheet | deeplink | Yes |  | 2300 |  | C-6 |  |  |  | 4.84 | [17 empty] | 00043168246637 | [5 empty] | 12 | [8 empty] | 70 | 248 | [10 empty] | PAR |  | 114 |  |  |  | 250 | 144 EUR. 192 UK | [14 empty] | 144 | 192 | [5 empty] | 432 |  | 226 x 211 x 313 (mm) | [12 empty] | 576 | [29 empty] | Screw terminal | GE Lighting |  |  |  |  | 30 | 6 | Phased-out
35200 | EKE 21V | image | datasheet | deeplink | Yes |  |  |  | CC-6 |  | B | [7 empty] | 155 |  |  | 164.3 | [7 empty] | 0043168993203 | 00043168352000 | [5 empty] | 10 | 250 | 3300 | [6 empty] | 44.45 | 38 | [10 empty] | Mirrored reflector |  | 50.8 |  |  |  | 40 | 1 UK | [6 empty] | 3300 | [8 empty] | 1 | [7 empty] | 68 x 133 x 302 (mm) | [12 empty] | 4800 | [29 empty] | GX5.3 | GE Lighting | 100 | 3250 | 3250 | 200 | 155 | 21 | Phased-out
76161 | CSR700/TAL/PGJX50 | image | datasheet | deeplink | Yes |  |  | 0.3 |  | Yes | A |  | 10 | [8 empty] | 770 | [7 empty] | 0043168761611 | 10043168761618 | [5 empty] | 4 | [5 empty] | 747 | 0.31 | 65 | 128 | 128 | [10 empty] | Globe | Clear | 18 |  | BOX |  | 230 | 96 EUR. 120 UK | [11 empty] | OUTER BOX |  |  | 96 | 120 | [5 empty] | 480 |  | 175 x 175 x 210 (mm) |  | U - Universal | [10 empty] | 600 | 4 | [28 empty] | PGJX50 | GE Lighting | 75 | 7400 | 7400 | 50000 | 700 | 70 | Phased-out
48456 | @CSR6000/DE | image | datasheet | deeplink | Yes |  |  | 0.323 |  | No |  |  | 48 | [5 empty] | 6000 |  |  | 6600 | [7 empty] | 0043168484565 | 00043168484565 | [5 empty] | 6 |  | 570000 |  |  |  | 960 | 0.325 |  | 450 | 755 | [10 empty] | GLS | Clear | 56 |  | BOX |  | 860 | 36 UK | [11 empty] | OUTER BOX |  |  |  | 36 | [7 empty] | 526 x 271 x 184 (mm) |  | H15 - Horiz 15 degrees | [10 empty] | 180 | 22 | [28 empty] | 25x51mm cylinder. 165mm lead | GE Lighting | 90 | 6000 | 6000 | 570000 | 6000 | 125 | Phased-out
96800 | @CSR1500/S/DE/60 BX1/10 | image | datasheet | deeplink | Yes |  |  | 0.326 |  | No | [8 empty] | 1500 |  |  | 1650 | [7 empty] | 0043168968003 | 10043168968000 | [5 empty] | 10 |  | 132000 |  |  |  | 860 | 0.334 |  | 138 | 34 | [10 empty] | GLS | Clear | 21 |  | BOX |  | 130 | 260 EUR. 330 UK | [11 empty] | OUTER BOX |  |  | 260 | 330 | [5 empty] | 1040 |  | 208 x 166 x 230 (mm) |  | H15 - Horiz 15 degrees | [10 empty] | 1320 | 7 | [28 empty] | SFc10-4 | GE Lighting | 85 | 6000 | 6000 | 132000 | 1500 | 115 | Phased-out
24966 | 4627 28.0V | image | datasheet | deeplink | Yes | 60 | 3000 |  | CC-6 |  |  |  | 3.57 | [17 empty] | 00043168249669 | [5 empty] | 12 | [8 empty] | 70 | 248 | [10 empty] | PAR |  | 114.3 |  |  |  | 250 | 1 UK | [15 empty] | 1 | [7 empty] | 226 x 211 x 313 (mm) | [12 empty] | 1200 | [29 empty] | Screw terminal | GE Lighting |  |  |  |  | 100 | 28 | Phased-out
15377 | ELC / 500 24V 250W 1/10 | image | datasheet | deeplink | Yes |  | 67000 |  | CC-6 |  | B | [7 empty] | 250 |  |  | 265 | [7 empty] | 0043168153775 | 20043168153779 | [5 empty] | 10 | 500 | 6000 | [6 empty] | 44.5 | 24 | [10 empty] | Mirrored reflector |  | 11.1 |  |  |  | 47 | 220 EUR. 300 UK | [6 empty] | 6000 | [7 empty] | 220 | 300 | [5 empty] | 1760 |  | 135 x 131 x 304 (mm) | [12 empty] | 2400 | [29 empty] | GX5.3 | GE Lighting | 100 | 3300 | 3300 | 800 | 250 | 24 | Phased-out
43537 | DDL 20V 150W MR16 | image | datasheet | deeplink | Yes | 30 | 33000 |  | C-6 |  | B | [7 empty] | 150 |  |  | 159 | [7 empty] | 0043168993166 | [6 empty] | 10 | 500 | 2900 | [6 empty] | 44.45 | 41 | [10 empty] | Mirrored reflector |  | 50.8 |  |  |  | 45 | 1 UK | [6 empty] | 2900 | [8 empty] | 1 | [7 empty] | 68 x 133 x 302 (mm) | [12 empty] | 4800 | [29 empty] | GX5.3 | GE Lighting | 100 | 3250 | 3250 |  | 150 | 20 | Phased-out
24873 | 4589 28V 50W 1/12 | image | datasheet | deeplink | Yes |  | 5000 |  | CC-6 |  |  |  | 1.79 | [16 empty] | 0043168248730 | 20043168248734 | [5 empty] | 12 | [8 empty] | 70 | 432 | [10 empty] | PAR |  | 114.3 |  |  |  | 499 | 144 EUR. 192 UK | [14 empty] | 144 | 192 | [5 empty] | 720 |  | 225 x 211 x 313 (mm) | [12 empty] | 960 | [29 empty] | Screw terminal | GE Lighting |  |  |  |  | 50 | 28 | Phased-out
88631 | @BVV-Q1MT7/4CL/MP | image | datasheet | deeplink | Yes |  |  |  | C-13 |  | B | [7 empty] | 1000 |  |  | 1060 | [7 empty] | 0043168886314 | 10043168886311 | [5 empty] | 6 | 200 | 28500 | [5 empty] | 100 | 184 | 290 | [10 empty] | Tubular |  | 21.6 |  | BOX |  | 330 | 216 EUR. 270 UK | [11 empty] | OUTER BOX |  |  | 216 | 270 | [5 empty] | 864 |  | 190 x 130 x 230 (mm) | [12 empty] | 1080 | [29 empty] | P28s-33 | GE Lighting | 100 | 3200 | 3200 | 28500 | 1000 | 120 | Marked for phase-out
88630 | CYV-Q1000T7/4CL/BP 1000W/120V | image | datasheet | deeplink | Yes |  |  |  | C-13 |  | B | [7 empty] | 1000 |  |  | 1060 | [7 empty] | 0043168886307 | 10043168886304 | [5 empty] | 6 | 200 | 28500 | [5 empty] | 127 | 203 | 272 | [10 empty] | Tubular |  | 21.6 |  | BOX |  | 330 | 216 EUR. 270 UK | [11 empty] | OUTER BOX |  |  | 216 | 270 | [5 empty] | 864 |  | 190 x 130 x 230 (mm) | [12 empty] | 1080 | [29 empty] | G38 | GE Lighting | 100 | 3200 | 3200 | 28500 | 1000 | 120 | Phased-out
88628 | EHC Q500/5CL/P | image | datasheet | deeplink | Yes |  |  |  | CC-8 |  | B | [7 empty] | 500 |  |  | 530 | [7 empty] | 0043168886284 | 10043168886281 | [5 empty] | 24 | 500 | 12700 | [5 empty] | 60.2 | 101.6 | 30 | [10 empty] | Tubular |  | 18 |  |  |  | 35 | 504 EUR. 600 UK | [14 empty] | 504 | 600 | [5 empty] | 4032 |  | 255 x 170 x 130 (mm) | [12 empty] | 4800 | [29 empty] | G9.5 | GE Lighting | 100 | 3150 | 3150 | 12700 | 500 | 120 | Phased-out
88627 | EHF Q750/4CL | image | datasheet | deeplink | Yes |  |  |  | CC-8 |  | B | [7 empty] | 750 |  |  | 795 | [7 empty] | 0043168886277 | 10043168886274 | [5 empty] | 24 | 500 | 20400 | [5 empty] | 60.3 | 104.78 | 25 | [10 empty] | Tubular |  | 18 |  | BOX |  | 35 | 504 EUR. 600 UK | [11 empty] | OUTER BOX |  |  | 504 | 600 | [5 empty] | 4032 |  | 255 x 170 x 130 (mm) | [12 empty] | 4800 | [29 empty] | G9.5 | GE Lighting | 100 | 3200 | 3200 | 3200 | 750 | 120 | Phased-out
88626 | EHG Q750/CL/TP 750W 120V | image | datasheet | deeplink | Yes |  |  |  | CC-8 |  | C | [7 empty] | 750 |  |  | 795 | [7 empty] | 0043168886260 | 10043168886267 | [5 empty] | 24 | 2000 | 15000 | [5 empty] | 60.3 | 104.78 | 25 | [10 empty] | Tubular |  | 18 |  | BOX |  | 35 | 504 EUR. 600 UK | [11 empty] | OUTER BOX |  |  | 504 | 600 | [5 empty] | 4032 |  | 255 x 170 x 130 (mm) | [12 empty] | 4800 | [29 empty] | G9.5 | GE Lighting | 100 | 3000 | 3000 | 15000 | 750 | 120 | Phased-out
88625 | FEL Q1000/4CL 120V | image | datasheet | deeplink | Yes |  |  |  | CC-8 |  | B | [7 empty] | 1000 |  |  | 1060 | [7 empty] | 0043168886253 | 10043168886250 | [5 empty] | 24 | 375 | 27500 | [5 empty] | 60.5 | 104.78 | 25 | [10 empty] | Tubular |  | 18 |  | BOX |  | 35 | 504 EUR. 600 UK | [11 empty] | OUTER BOX |  |  | 504 | 600 | [5 empty] | 4032 |  | 255 x 170 x 130 (mm) | [12 empty] | 4800 | [29 empty] | G9.5 | GE Lighting | 100 | 3200 | 3200 | 27500 | 1000 | 120 | Phased-out
21849 | CSR 1200/SA | image | datasheet | deeplink | Yes |  |  | 0.326 |  | No | A |  | 12 | [5 empty] | 1200 |  |  | 1320 | [7 empty] | 0043168218498 | 20043168218492 | [5 empty] | 6 |  | 100000 |  |  |  | 758 | 0.33 | 59 | 135 | 390 | [10 empty] | Tubular | Clear | 27 |  | BOX |  | 440 | 72 UK | [11 empty] | OUTER BOX |  |  |  | 72 | [7 empty] | 280 x 190 x 305 (mm) |  | U - Universal | [10 empty] | 360 | 7 | [28 empty] | GY22 | GE Lighting | 75 | 5800 | 5800 | 100000 | 1200 | 100 | Phased-out
24887 | 4593 28.0V | image | datasheet | deeplink | Yes | 60 | 1500 |  | CC-6 | Yes |  |  | 1.79 | [16 empty] | 5021731314025 | 00043168248877 | [5 empty] | 12 | [8 empty] | 70 | 248 | [10 empty] | PAR |  | 114.3 |  |  |  | 267 | 144 EUR. 240 UK | [14 empty] | 144 | 240 | [5 empty] | 720 |  | 221 x 211 x 312 (mm) | [12 empty] | 1200 | [29 empty] | Screw terminal | GE Lighting |  |  |  |  | 50 | 28 | Phased-out
24650 | 4509 13.0V | image | datasheet | deeplink | Yes | 19 | 110000 |  | C-6 | Yes |  |  | 7.69 | [16 empty] | 5021731314025 | 00043168246507 | [5 empty] | 12 | [8 empty] | 70 | 210 | [10 empty] | PAR |  | 36 |  |  |  | 257 | 1 UK | [15 empty] | 1 | [5 empty] | 1520 |  | 226 x 211 x 313 (mm) | [12 empty] | 1200 | [29 empty] | Screw terminal | GE Lighting |  |  |  |  | 100 | 13 | Phased-out
20849 | 300PAR56/WFL 120V | image | datasheet | deeplink | Yes | 30 | 11000 |  | CC-13 |  | D | [7 empty] | 300 |  |  | 318 | [8 empty] | 00043168208499 |  |  | 350 |  |  | 12 | 2000 | 2600 | [6 empty] | 127 | 648 | [10 empty] | PAR | Aluminized | 177.8 |  |  |  | 711 | 96 EUR. 132 UK | [6 empty] | 2600 | [7 empty] | 96 | 132 | [5 empty] | 192 |  | 349 x 300 x 446 (mm) | [12 empty] | 264 | [29 empty] | G16d | GE Lighting |  | 2750 | 2750 | 3840 | 300 | 120 | Phased-out
20836 | 300PAR56/MFL 120V | image | datasheet | deeplink | Yes | 21 | 24000 |  | CC-13 |  | D | [7 empty] | 300 |  |  | 318 | [8 empty] | 00043168208369 | [5 empty] | 12 | 2000 | 2600 | [6 empty] | 127 | 648 | [10 empty] | PAR | Aluminized | 177.8 |  |  |  | 708 | 1 UK | [6 empty] | 2600 | [8 empty] | 1 | [7 empty] | 349 x 300 x 446 (mm) | [12 empty] | 324 | [29 empty] | G16d | GE Lighting |  | 2750 | 2750 | 3840 | 300 | 120 | Phased-out
20575 | 240PAR56/VNSP 12V | image | datasheet | deeplink | Yes | 15 | 140000 |  | C-6 |  | E | [7 empty] | 240 |  |  | 254.4 | [8 empty] | 00043168205757 | [5 empty] | 12 | 2000 | 1700 | [6 empty] | 127 | 638 | [10 empty] | PAR | Aluminized | 177.8 |  |  |  | 695 | 1 UK | [6 empty] | 1700 | [8 empty] | 1 | [7 empty] | 349 x 300 x 446 (mm) | [12 empty] | 324 | [29 empty] | Screw terminal | GE Lighting |  |  |  | 2570 | 240 | 12 | Phased-out
43496 | Q500PAR56WFL 120V | image | datasheet | deeplink | Yes | 30 | 19000 |  | CC-6 |  | D | [7 empty] | 500 |  |  | 530 | [7 empty] | 0043168434966 | 00043168434966 | [5 empty] | 6 | 4000 | 6300 | [6 empty] | 127 | 594 | [10 empty] | PAR |  | 177.8 |  |  |  | 742 | 1 UK | [6 empty] | 6300 | [8 empty] | 1 | [7 empty] | 349 x 300 x 446 (mm) | [12 empty] | 288 | [29 empty] | G16d | GE Lighting | 100 | 2750 | 2750 | 7650 | 500 | 120 | Phased-out
48459 | CSR18000/DE | image | datasheet | deeplink | Yes |  |  | 0.323 |  | No | A+ |  | 80 | [5 empty] | 18000 |  |  | 19800 | [7 empty] | 0043168484596 | 00043168484596 | [5 empty] | 4 |  | 1650000 |  |  |  | 960 | 0.325 |  | 500 | 1280 | [10 empty] | GLS | Clear | 73 |  | BOX |  | 1370 | 20 EUR. 24 UK | [11 empty] | OUTER BOX |  |  | 20 | 24 | [5 empty] | 60 |  | 605 x 266 x 276 (mm) |  | H15 - Horiz 15 degrees | [10 empty] | 72 | 45 | [28 empty] | 30x70mm cylinder. 165mm lead | GE Lighting | 90 | 6000 | 6000 | 1650000 | 18000 | 225 | Phased-out
24640 | 4505 28.0V | image | datasheet | deeplink | Yes | 15 | 45000 |  | CC-6 |  |  |  | 1.79 | [17 empty] | 00043168246408 | [5 empty] | 12 | [8 empty] | 70 | 248 | [10 empty] | PAR |  | 114.3 |  |  |  | 250 | 1 UK | [15 empty] | 1 | [7 empty] | 226 x 211 x 313 (mm) | [12 empty] | 1200 | [29 empty] | Screw terminal | GE Lighting |  |  |  |  | 50 | 28 | Phased-out
99946 | CP87 - Q500PAR64/NSP 240V | image | datasheet | deeplink | No | 19 | 140000 |  | C-13 | Yes | B | [7 empty] | 500 |  |  | 500 | [7 empty] | 0043168999465 | 10043168999462 | [5 empty] | 6 | 300 | 7200 | [5 empty] | 80 | 150 | 821 | [10 empty] | PAR |  | 204 |  |  |  | 1072 | 24 EUR. 30 UK | [6 empty] | 7200 | [7 empty] | 24 | 30 | [5 empty] | 120 |  | 540 x 365 x 205 (mm) | [12 empty] | 150 | [29 empty] | GX16d | GE Lighting | 100 | 3200 | 3200 |  | 500 | 240 | Phased-out
99944 | CP86 - Q500PAR64/VNSP 240V | image | datasheet | deeplink | No | 15 | 240000 |  | C-13 | Yes | B | [7 empty] | 500 |  |  | 500 | [7 empty] | 0043168999441 | 10043168999448 | [5 empty] | 6 | 300 | 7200 | [5 empty] | 80 | 150 | 821 | [10 empty] | PAR |  | 204 |  |  |  | 1072 | 24 EUR. 30 UK | [6 empty] | 7200 | [7 empty] | 24 | 30 | [5 empty] | 120 |  | 540 x 365 x 205 (mm) | [12 empty] | 150 | [29 empty] | GX16d | GE Lighting | 100 | 3200 | 3200 |  | 500 | 240 | Phased-out
73581 | CP86 - Q500PAR64/VNSP 230V | image | datasheet | deeplink | No | 15 | 240000 |  | C-13 | Yes | C | [7 empty] | 500 |  |  | 500 | [7 empty] | 0043168735810 | 10043168735817 | [5 empty] | 6 | 300 | 6500 | [5 empty] | 80 | 150 | 821 | [10 empty] | PAR |  | 204 |  | BOX |  | 1072 | 24 EUR. 30 UK | [6 empty] | 6500 |  |  |  |  | OUTER BOX |  |  | 24 | 30 | [5 empty] | 120 |  | 540 x 365 x 205 (mm) | [12 empty] | 150 | [29 empty] | GX16d | GE Lighting | 100 | 3200 | 3200 |  | 500 | 230 | Phased-out
39409 | 500PAR64/MFL 120V | image | datasheet | deeplink | Yes | 21 | 37000 |  | CC-13 | Yes | D | [7 empty] | 500 |  |  | 530 | [7 empty] | 5021731314025 | 00043168394093 | [5 empty] | 12 | 2000 | 4800 | [6 empty] | 152.4 | 988 | [10 empty] | PAR | Aluminized | 203.2 |  |  |  | 990 | 72 EUR. 1 UK | [6 empty] | 4800 | [7 empty] | 72 | 1 | [5 empty] | 72 |  | 384 x 354 x 551 (mm) | [12 empty] | 252 | [29 empty] | GX16d | GE Lighting |  | 2750 | 2750 | 6500 | 500 | 120 | Phased-out
38686 | #ENH 120V 250W GX5.3 | image | datasheet | deeplink | Yes |  | 11700 |  | CC-8 |  | B | [7 empty] | 250 |  |  | 265 | [7 empty] | 0043168993180 | [6 empty] | 10 | 175 | 4300 | [6 empty] | 44.45 | 80 | [10 empty] | Mirrored reflector |  | 50.8 |  |  |  | 91 | 300 UK | [6 empty] | 4300 | [8 empty] | 300 | [7 empty] | 304 x 132 x 132 (mm) | [12 empty] | 2400 | [29 empty] | GY5.3 | GE Lighting | 100 | 3250 | 3250 |  | 250 | 120 | Phased-out
37706 | Q4554 28.0V | image | datasheet | deeplink | Yes |  | 11700 |  | CC-8 | [21 empty] | 00043168377065 | [5 empty] | 12 | 175 | [7 empty] | 44.45 | 401 | [10 empty] | Mirrored reflector |  | 50.8 |  |  |  | 428 | 144 EUR. 144 UK | [14 empty] | 144 | 144 | [5 empty] | 288 |  | 270 x 259 x 389 (mm) | [12 empty] | 288 | [29 empty] | GY5.3 | GE Lighting | 100 | 3250 | 3250 |  | 250 | 120 | Phased-out
36271 | Q4681 28.0V | image | datasheet | deeplink | Yes | 15 | 310000 |  | CC-6 | Yes |  |  | 16.07 | [16 empty] | 0043168362719 | 10043168362716 | [5 empty] | 12 | [8 empty] | 67 | 401 | [10 empty] | PAR |  | 146.1 |  |  |  | 428 | 144 EUR. 144 UK | [14 empty] | 144 | 144 | [5 empty] | 288 |  | 270 x 259 x 389 (mm) | [12 empty] | 288 | [29 empty] | Screw terminal | GE Lighting |  |  |  |  | 450 | 28 | Phased-out
88531 | @CP39 FKH 230- 240V | image | datasheet | deeplink | No |  |  |  | C-13 | Yes | B | [7 empty] | 650 |  |  | 650 | [7 empty] | 0043168885317 | 10043168885314 | [5 empty] | 12 | 100 | 16900 | [5 empty] | 63.5 | 130 | 115 | [10 empty] | Tubular |  | 25 |  | BOX |  | 150 | 144 EUR. 180 UK | [11 empty] | OUTER BOX |  |  | 144 | 180 | [5 empty] | 1152 |  | 190 x 350 x 126 (mm) | [12 empty] | 1440 | [29 empty] | G22 | GE Lighting | 100 | 3200 | 3200 | 16900 | 650 | 240 | Marked for phase-out
14874 | EHJ A1/223 24V Q250/G6.35-15 MIH | image | datasheet | deeplink | Yes |  |  |  | C-6 |  | B | [7 empty] | 250 |  |  | 265 | [7 empty] | 9004102148746 | 00043168148740 | [5 empty] | 100 | 50 | 8500 | [5 empty] | 33.25 | 55 | 20 | [10 empty] | TL |  | 13 |  |  |  | 22 | 3500 EUR. 3600 UK | [14 empty] | 3500 | 3600 | [5 empty] | 24500 |  | 231 x 136 x 157 (mm) | [12 empty] | 21600 | [29 empty] | G6.35-15 | GE Lighting | 100 | 3400 | 3400 | 8500 | 250 | 24 | Phased-out
40579 | Q4559 28.0V | image | datasheet | deeplink | Yes | 15 | 600000 |  | CC-6 |  |  |  | 21.4 | [17 empty] | 00043168405799 | [5 empty] | 12 | [8 empty] | 95.25 | 938 | [10 empty] | PAR |  | 203.2 |  |  |  | 1119 | 72 EUR. 108 UK | [14 empty] | 72 | 108 | [5 empty] | 72 |  | 384 x 354 x 551 (mm) | [12 empty] | 108 | [29 empty] | Screw terminal | GE Lighting |  |  |  |  | 600 | 28 | Phased-out
39112 | Q4632 13.0V | image | datasheet | deeplink | Yes |  | 75000 |  | CC-6 | Yes |  |  | 19.23 | [16 empty] | 0043168391122 | 00043168391122 | [5 empty] | 12 | [8 empty] | 70 | 189 | [10 empty] | PAR |  | 114.3 |  |  |  | 257 | 144 EUR. 192 UK | [14 empty] | 144 | 192 | [5 empty] | 576 |  | 310 x 208 x 226 (mm) | [12 empty] | 768 | [29 empty] | Screw terminal | GE Lighting |  |  |  |  | 250 | 13 | Phased-out
88622 | EGT-Q1000T7/4CL 120V | image | datasheet | deeplink | Yes |  |  |  | C-13 |  | B | [7 empty] | 1000 |  |  | 1060 | [7 empty] | 0043168886222 | 10043168886229 | [5 empty] | 12 | 250 | 28500 | [5 empty] | 63.5 | 127 | 91 | [10 empty] | Tubular |  | 21.6 |  | BOX |  | 166 | 144 EUR. 180 UK | [11 empty] | OUTER BOX |  |  | 144 | 180 | [5 empty] | 1152 |  | 190 x 350 x 120 (mm) | [12 empty] | 1440 | [29 empty] | G22 | GE Lighting | 100 | 3200 | 3200 | 28500 | 1000 | 120 | Phased-out
88621 | EGR-Q750T7/4CL 120 | image | datasheet | deeplink | Yes |  |  |  | C-13 |  | B | [7 empty] | 750 |  |  | 795 | [7 empty] | 0043168886215 | 10043168886212 | [5 empty] | 12 | 200 | 20925 | [5 empty] | 63.5 | 127 | 91 | [10 empty] | Tubular |  | 21.6 |  | BOX |  | 166 | 144 EUR. 180 UK | [11 empty] | OUTER BOX |  |  | 144 | 180 | [5 empty] | 1152 |  | 190 x 350 x 120 (mm) | [12 empty] | 1440 | [29 empty] | G22 | GE Lighting | 100 | 3200 | 3200 | 20925 | 750 | 120 | Phased-out
88615 | EGJ-Q1000/4CL/P120V | image | datasheet | deeplink | Yes |  |  |  | CC-8 |  | B | [7 empty] | 1000 |  |  | 1060 | [7 empty] | 0043168886154 | 10043168886151 | [5 empty] | 12 | 300 | 28050 | [5 empty] | 89 | 152.4 | 103 | [10 empty] | Tubular |  | 18 |  | BOX |  | 130 | 240 EUR. 300 UK | [11 empty] | OUTER BOX |  |  | 240 | 300 | [5 empty] | 960 |  | 194 x 238 x 256 (mm) | [12 empty] | 1200 | [29 empty] | P28s-24 | GE Lighting | 100 | 3200 | 3200 | 3200 | 1000 | 120 | Phased-out
88614 | EGK-Q1000/4/P 1000W/120V | image | datasheet | deeplink | Yes |  |  |  | CC-8 |  | B | [7 empty] | 1000 |  |  | 1060 | [7 empty] | 0043168886147 | 10043168886144 | [5 empty] | 12 | 300 | 26500 | [5 empty] | 89 | 152.4 | 103 | [10 empty] | Tubular |  | 18 |  | BOX |  | 130 | 240 EUR. 300 UK | [11 empty] | OUTER BOX |  |  | 240 | 300 | [5 empty] | 960 |  | 194 x 238 x 256 (mm) | [12 empty] | 1200 | [29 empty] | P28s-24 | GE Lighting | 100 | 3200 | 3200 | 26500 | 1000 | 120 | Phased-out
88611 | BWF-Q2000/4CL 120V | image | datasheet | deeplink | Yes |  |  |  | C-13 | Yes | B | [7 empty] | 2000 |  |  | 2120 | [7 empty] | 0043168886116 | 10043168886113 | [5 empty] | 6 | 500 | 54000 | [5 empty] | 133 | 190 | 275 | [10 empty] | Tubular |  | 26 |  | BOX |  | 330 | 216 EUR. 270 UK | [11 empty] | OUTER BOX |  |  | 216 | 270 | [5 empty] | 864 |  | 190 x 130 x 230 (mm) | [12 empty] | 1080 | [29 empty] | E40 | GE Lighting | 100 | 3200 | 3200 | 54000 | 2000 | 120 | Phased-out
88610 | CYX-Q2000T10/4CL 120V | image | datasheet | deeplink | Yes |  |  |  | C-13 | Yes | B | [7 empty] | 2000 |  |  | 2120 | [7 empty] | 0043168886109 | 10043168886106 | [5 empty] | 6 | 400 | 59000 | [5 empty] | 127 | 216 | 189 | [10 empty] | Tubular |  | 32 |  |  |  | 330 | 216 EUR. 270 UK | [14 empty] | 216 | 270 | [5 empty] | 864 |  | 190 x 130 x 230 (mm) | [12 empty] | 1080 | [29 empty] | G38 | GE Lighting | 100 | 3200 | 3200 | 59000 | 2000 | 120 | Phased-out
88608 | BVT-Q1MT7/CL/MP 120V | image | datasheet | deeplink | Yes |  |  |  | C-13 | Yes | B | [7 empty] | 1000 |  |  | 1060 | [7 empty] | 0043168886086 | 10043168886083 | [5 empty] | 6 | 500 | 24500 | [5 empty] | 100 | 184.1 | 290 | [10 empty] | Tubular |  | 14.7 |  | BOX |  | 330 | 216 EUR. 270 UK | [11 empty] | OUTER BOX |  |  | 216 | 270 | [5 empty] | 864 |  | 130 x 190 x 230 (mm) | [12 empty] | 1080 | [29 empty] | P28s-33 | GE Lighting | 100 | 3050 | 3050 | 24500 | 1000 | 120 | Phased-out
88606 | BTP-Q750T7/4CL/2P 120 | image | datasheet | deeplink | Yes |  |  |  | C-13D |  | B | [7 empty] | 750 |  |  | 795 | [7 empty] | 0043168886062 | 10043168886069 | [5 empty] | 12 | 200 | 20925 | [5 empty] | 55.5 | 121 | 87 | [10 empty] | Tubular |  | 21.6 |  | BOX |  | 166 | 144 EUR. 180 UK | [11 empty] | OUTER BOX |  |  | 144 | 180 | [5 empty] | 1152 |  | 190 x 350 x 120 (mm) | [12 empty] | 1440 | [29 empty] | G9.5 | GE Lighting | 100 | 3200 | 3200 | 20925 | 750 | 120 | Phased-out
88605 | BTN-Q750T7/CL/2P 120 | image | datasheet | deeplink | Yes |  |  |  | C-13 |  | C | [7 empty] | 750 |  |  | 795 | [7 empty] | 0043168886055 | 10043168886052 | [5 empty] | 12 | 250 | 17625 | [5 empty] | 55.5 | 121 | 88 | [10 empty] | Tubular |  | 34 |  | BOX |  | 166 | 144 EUR. 180 UK | [11 empty] | OUTER BOX |  |  | 144 | 180 | [5 empty] | 1152 |  | 190 x 350 x 120 (mm) | [12 empty] | 1440 | [29 empty] | P28s-24 | GE Lighting | 100 | 3200 | 3200 | 28000 | 1000 | 120 | Phased-out
88548 | FLK 575W 115V G9.5 | image | datasheet | deeplink | Yes |  |  |  | CC-8 |  | B | [7 empty] | 575 |  |  | 609.5 | [7 empty] | 0043168885485 | 10043168885482 | [5 empty] | 24 | 300 | 16500 | [5 empty] | 60.5 | 105 | 22 | [10 empty] | Tubular |  | 20 |  |  |  | 35 | 504 EUR. 600 UK | [14 empty] | 504 | 600 | [5 empty] | 4032 |  | 255 x 170 x 130 (mm) | [12 empty] | 4800 | [29 empty] | G9.5 | GE Lighting | 100 | 3100 | 3100 | 16500 | 575 | 115 | Phased-out
88547 | BTL-Q500T6/CL/P 120V | image | datasheet | deeplink | Yes |  |  |  | C-13 | Yes | D | [7 empty] | 20 |  |  | 20 | [7 empty] | 0043168885478 | 10043168885475 | [5 empty] | 12 | 750 | 235 | [5 empty] | 89 | 112 | 80 | [10 empty] | Tubular |  | 19 |  | BOX |  | 165 | 144 EUR. 180 UK | [11 empty] | OUTER BOX |  |  | 144 | 180 | [5 empty] | 1152 |  | 190 x 350 x 120 (mm) | [12 empty] | 1440 | [29 empty] | P28s-24 | GE Lighting | 100 | 3050 | 3050 | 11000 | 500 | 120 | Phased-out
88546 | BTM 120V | image | datasheet | deeplink | Yes |  |  |  | C-13 | Yes | B | [7 empty] | 500 |  |  | 530 | [7 empty] | 0043168885461 | 10043168885468 | [5 empty] | 12 | 150 | 13000 | [5 empty] | 55.5 | 152.4 | 76 | [10 empty] | Tubular | Clear | 21 |  | BOX |  | 165 | 144 EUR. 180 UK | [11 empty] | OUTER BOX |  |  | 144 | 180 | [5 empty] | 1152 |  | 190 x 350 x 120 (mm) |  | BDTH - Base Down to Horiz | [10 empty] | 1440 | [29 empty] | P28s-24 | GE Lighting | 100 | 3200 | 3200 | 13000 | 500 | 120 | Phased-out
88549 | SUPER CP62 EXE MF 230V 1/6 BX | image | datasheet | deeplink | No | 25 | 138000 |  | C-13D | Yes | B | [7 empty] | 1000 |  |  | 1000 | [7 empty] | 0043168885492 | 10043168885499 | [5 empty] | 6 | 300 | 17000 | [6 empty] | 150 | 965 | [10 empty] | PAR |  | 204 |  |  |  | 1072 | 24 EUR. 30 UK | [6 empty] | 17000 | [7 empty] | 24 | 30 | [5 empty] | 120 |  | 536 x 391 x 196 (mm) | [12 empty] | 150 | [29 empty] | G16d | GE Lighting | 100 | 3200 | 3200 |  | 1000 | 230 | Phased-out
88536 | SUPER CP62 EXE MF 240V 1/6 BX | image | datasheet | deeplink | No | 25 | 138000 |  | C-13D | Yes | B | [7 empty] | 1000 |  |  | 1000 | [7 empty] | 0043168885362 | 10043168885369 | [5 empty] | 6 | 300 | 17000 | [6 empty] | 152.4 | 965 | [10 empty] | PAR |  | 203.2 |  |  |  | 1072 | 24 EUR. 30 UK | [6 empty] | 17000 | [7 empty] | 24 | 30 | [5 empty] | 120 |  | 536 x 391 x 196 (mm) | [12 empty] | 150 | [29 empty] | GX16d | GE Lighting | 100 | 3200 | 3200 |  | 1000 | 240 | Phased-out
88511 | CP95 230V | image | datasheet | deeplink | No | 60 | 15000 |  | C-13 | Yes | B | [7 empty] | 1000 |  |  | 1000 | [7 empty] | 0043168885119 | 10043168885116 | [5 empty] | 6 | 300 | 15200 | [6 empty] | 80 | 965 | [10 empty] | PAR |  | 204 |  |  |  | 1072 | 24 EUR. 30 UK | [6 empty] | 15200 | [7 empty] | 24 | 30 | [5 empty] | 120 |  | 536 x 391 x 196 (mm) | [12 empty] | 150 | [29 empty] | GX16d | GE Lighting | 100 | 3200 | 3200 |  | 1000 | 230 | Phased-out
88510 | CP95 240V | image | datasheet | deeplink | No | 60 | 15000 |  | C-13 | Yes | B | [7 empty] | 1000 |  |  | 1000 | [7 empty] | 0043168885102 | 10043168885109 | [5 empty] | 6 | 300 | 15200 | [5 empty] | 80 | 150 | 833 | [10 empty] | PAR |  | 204 |  |  |  | 1072 | 24 EUR. 30 UK | [6 empty] | 15200 | [7 empty] | 24 | 30 | [5 empty] | 120 |  | 536 x 391 x 196 (mm) | [12 empty] | 150 | [29 empty] | GX16d | GE Lighting | 100 | 3200 | 3200 |  | 1000 | 240 | Phased-out
20803 | 300PAR56/NSP 120V | image | datasheet | deeplink | Yes | 19 | 68000 |  | CC-13 |  | D | [7 empty] | 300 |  |  | 318 | [8 empty] | 00043168208031 | [5 empty] | 12 | 2000 | 2600 | [6 empty] | 127 | 648 | [10 empty] | PAR | Aluminized | 177.8 |  |  |  | 650 | 96 EUR. 132 UK | [6 empty] | 2600 | [7 empty] | 96 | 132 | [5 empty] | 192 |  | 349 x 300 x 446 (mm) | [12 empty] | 324 | [29 empty] | G16d | GE Lighting |  | 2750 | 2750 | 3840 | 300 | 120 | Phased-out
19025 | 120PAR56WFL 12V | image | datasheet | deeplink | Yes | 30 | 5625 |  | C-6 |  | D | [7 empty] | 120 |  |  | 127.2 | [8 empty] | 00043168190251 | [5 empty] | 12 | 2000 | 1000 | [6 empty] | 127 | 659 | [10 empty] | PAR | Aluminized | 177.8 |  |  |  | 661 | 1 UK | [6 empty] | 1000 | [8 empty] | 1 | [7 empty] | 349 x 300 x 446 (mm) | [12 empty] | 324 | [29 empty] | Screw terminal | GE Lighting |  |  |  | 1050 | 120 | 12 | Phased-out
45231 | CSR575/SS/DE/75 | image | datasheet | deeplink | Yes |  |  | 0.297 |  | No | A |  | 5.8 | [8 empty] | 632.5 | [7 empty] | 0043168452311 | 10043168452318 | [5 empty] | 10 | [5 empty] | 775 | 0.312 |  | 92 | 28 | [10 empty] | Double Ended | Clear | 18 |  | BOX |  | 130 | 260 EUR. 330 UK | [11 empty] | OUTER BOX |  |  | 260 | 330 | [5 empty] | 1040 |  | 208 x 166 x 230 (mm) |  | HOR - Horizontal | [10 empty] | 1320 | 5 | [28 empty] | SFc10-4 | GE Lighting | 70 | 7500 | 7500 | 44000 | 575 | 100 | Phased-out
40492 | CSR 6000/SE/HR/UV-C | image | datasheet | deeplink | Yes |  |  | 0.333 |  | No | A+ |  | 46 | [5 empty] | 6000 |  |  | 6600 | [7 empty] | 0043168404921 | 10043168404928 | [5 empty] | 6 |  | 540000 |  |  |  | 956 | 0.333 | 210 | 360 | 1730 | [10 empty] | Globe | Clear | 85 |  | BOX |  | 1947 | 12 EUR. 24 UK | [11 empty] | OUTER BOX |  |  | 12 | 24 | [5 empty] | 12 |  | 760 x 510 x 545 (mm) |  | U - Universal | [10 empty] | 24 | 26 | [28 empty] | G38 | GE Lighting | 90 | 5600 | 5600 | 540000 | 6000 | 130 | Phased-out
41729 | EPT 10.8V | image | datasheet | deeplink | Yes |  |  |  | C-6 | [12 empty] | 45.07 | [7 empty] | 0043168993432 | 00043168417297 | [5 empty] | 10 | 8000 | [7 empty] | 44.45 | 38 | [10 empty] | Mirrored reflector |  | 9.8 |  |  |  | 40 | 1 UK | [15 empty] | 1 | [7 empty] | 68 x 133 x 302 (mm) | [12 empty] | 4800 | [29 empty] | GX5.3 | GE Lighting | 100 | 3300 | 3300 |  | 42 | 10 | Phased-out
88450 | @FKR 230-240V | image | datasheet | deeplink | No |  |  |  | CC-8 |  | B | [7 empty] | 650 |  |  | 650 | [7 empty] | 0043168884501 | 10043168884508 | [5 empty] | 24 | 300 | 15000 | [5 empty] | 60.5 | 101 | 23 | [10 empty] | Tubular |  | 20 |  |  |  | 31 | 504 EUR. 600 UK | [14 empty] | 504 | 600 | [5 empty] | 4032 |  | 255 x 175 x 130 (mm) | [12 empty] | 4800 | [29 empty] | G9.5 | GE Lighting | 100 | 3100 | 3100 | 15000 | 650 | 240 | Marked for phase-out
88532 | @CP53 230-240V | image | datasheet | deeplink | No |  |  |  | C-13 | Yes | B | [7 empty] | 2000 |  |  | 2000 | [7 empty] | 0043168885324 | 10043168885321 | [5 empty] | 12 | 400 | 54000 | [5 empty] | 87 | 200 | 134 | [10 empty] | Tubular |  | 31 |  | BOX |  | 378 | 24 EUR. 48 UK | [11 empty] | OUTER BOX |  |  | 24 | 48 | [5 empty] | 72 |  | 590 x 420 x 360 (mm) | [12 empty] | 144 | [29 empty] | P40s | GE Lighting | 100 | 3200 | 3200 | 54000 | 2000 | 240 | Marked for phase-out
88509 | EGN 120V | image | datasheet | deeplink | Yes |  |  |  | C-13 |  | C | [10 empty] | 544.52 | [7 empty] | 0043168885096 | 10043168885093 | [5 empty] | 12 | 150 | [6 empty] | 63.5 | 140 | 72 | [10 empty] | Tubular |  | 21 |  | BOX |  | 165 | 144 EUR. 180 UK | [11 empty] | OUTER BOX |  |  | 144 | 180 | [5 empty] | 1152 |  | 190 x 350 x 120 (mm) | [12 empty] | 1440 | [29 empty] | G22 | GE Lighting | 100 | 3200 | 3200 | 13000 | 500 | 120 | Phased-out
88504 | FMR 120V | image | datasheet | deeplink | Yes |  |  |  | CC-8 | Yes | D | [10 empty] | 623.5 | [7 empty] | 0043168885041 | 10043168885048 | [5 empty] | 24 | 2000 | [6 empty] | 51 | 85 | 69 | [10 empty] | Tubular |  | 16 |  | BOX |  | 70 | 504 EUR. 600 UK | [11 empty] | OUTER BOX |  |  | 504 | 600 | [5 empty] | 4032 |  | 255 x 175 x 130 (mm) | [12 empty] | 4800 | [29 empty] | GY9.5 | GE Lighting | 100 | 3050 | 3050 | 12600 | 600 | 120 | Phased-out
88500 | #DTA 120V | image | datasheet | deeplink | Yes |  |  |  | C-13 | Yes | B | [7 empty] | 1500 |  |  | 1590 | [7 empty] | 0043168885003 | 10043168885000 | [5 empty] | 6 | 300 | 41000 | [5 empty] | 87 | 200 | 137 | [10 empty] | Tubular |  | 31 |  | BOX |  | 173 | 36 EUR. 48 UK | [11 empty] | OUTER BOX |  |  | 36 | 48 | [5 empty] | 108 |  | 438 x 304 x 355 (mm) | [12 empty] | 144 | [29 empty] | P40s | GE Lighting | 100 | 3100 | 3100 | 41000 | 1500 | 120 | Phased-out
88499 | FKE 230-240V | image | datasheet | deeplink | No |  |  |  | C-13 |  | B | [7 empty] | 1000 |  |  | 1000 | [7 empty] | 0043168884990 | 10043168884997 | [5 empty] | 12 | 750 | 23000 | [5 empty] | 89 | 157 | 119 | [10 empty] | Tubular |  | 35 |  | BOX |  | 150 | 144 EUR. 180 UK | [11 empty] | OUTER BOX |  |  | 144 | 180 | [5 empty] | 1152 |  | 190 x 350 x 126 (mm) | [12 empty] | 1440 | [29 empty] | P28s-24 | GE Lighting | 100 | 3050 | 3050 | 23000 | 1000 | 240 | Phased-out
88497 | @T13 FKB 230- 240V | image | datasheet | deeplink | No |  |  |  | C-13 | Yes | C | [7 empty] | 650 |  |  | 650 | [7 empty] | 0043168884976 | 10043168884973 | [5 empty] | 12 | 750 | 13500 | [5 empty] | 55.5 | 121 | 135 | [10 empty] | Tubular |  | 25 |  | BOX |  | 150 | 144 EUR. 180 UK | [11 empty] | OUTER BOX |  |  | 144 | 180 | [5 empty] | 1152 |  | 190 x 350 x 126 (mm) | [12 empty] | 1440 | [29 empty] | P28s-24 | GE Lighting | 100 | 3000 | 3000 | 13500 | 650 | 240 | Marked for phase-out
88484 | @HX185 800W 230-240V | image | datasheet | deeplink | No |  |  |  | C-2R HORIZ |  | B | [7 empty] | 800 |  |  | 800 | [7 empty] | 0043168884846 | 10043168884843 | [5 empty] | 24 | 300 | 19000 | [5 empty] | 55.5 | 100 | 32 | [10 empty] | Tubular |  | 8 |  | BOX |  | 166 | 216 EUR. 288 UK | [11 empty] | OUTER BOX |  |  | 216 | 288 | [5 empty] | 1296 |  | 470 x 190 x 180 (mm) | [12 empty] | 1728 | [29 empty] | GX9.5 | GE Lighting | 100 | 3050 | 3050 | 19000 | 800 | 240 | Phased-out
88462 | CP89 FRK 120V | image | datasheet | deeplink | Yes |  |  |  | C-13 | Yes | C | [10 empty] | 722.27 | [7 empty] | 0043168884624 | 10043168884621 | [5 empty] | 24 | 200 | [6 empty] | 46 | 88 | 25 | [10 empty] | Tubular |  | 25 |  |  |  | 35 | 504 EUR. 600 UK | [14 empty] | 504 | 600 | [5 empty] | 4032 |  | 170 x 255 x 130 (mm) | [12 empty] | 4800 | [29 empty] | GY9.5 | GE Lighting | 100 | 3200 | 3200 | 16900 | 650 | 120 | Phased-out
88460 | A1/244 230-240V | image | datasheet | deeplink | No |  |  |  | C-13 | Yes | B | [7 empty] | 500 |  |  | 500 | [7 empty] | 0043168884600 | 10043168884607 | [5 empty] | 24 | 75 | 13000 | [5 empty] | 36.5 | 75 | 20 | [10 empty] | Tubular |  | 28.5 |  |  |  | 35 | 504 EUR. 600 UK | [14 empty] | 504 | 600 | [5 empty] | 4032 |  | 170 x 255 x 130 (mm) | [12 empty] | 4800 | [29 empty] | GY9.5 | GE Lighting | 100 | 3200 | 3200 | 13000 | 500 | 240 | Phased-out
88461 | CP89 FRM 230- 240V | image | datasheet | deeplink | No |  |  |  | C-13 | Yes | B | [7 empty] | 650 |  |  | 650 | [7 empty] | 0043168884617 | 10043168884614 | [5 empty] | 24 | 150 | 16250 | [5 empty] | 46 | 88 | 24 | [10 empty] | Tubular |  | 25 |  |  |  | 35 | 504 EUR. 600 UK | [14 empty] | 504 | 600 | [5 empty] | 4032 |  | 170 x 255 x 130 (mm) | [12 empty] | 4800 | [29 empty] | GY9.5 | GE Lighting | 100 | 3200 | 3200 | 16250 | 650 | 240 | Phased-out
88458 | @CP40 FKJ 230V | image | datasheet | deeplink | No |  |  |  | C-13 | Yes | B | [7 empty] | 1000 |  |  | 1000 | [7 empty] | 0043168884587 | 10043168884584 | [5 empty] | 12 | 200 | 26000 | [5 empty] | 63.5 | 140 | 85 | [10 empty] | Tubular |  | 26 |  | BOX |  | 150 | 144 EUR. 180 UK | [11 empty] | OUTER BOX |  |  | 144 | 180 | [5 empty] | 1152 |  | 190 x 350 x 126 (mm) | [12 empty] | 1440 | [29 empty] | G22 | GE Lighting | 100 | 3200 | 3200 | 26000 | 1000 | 230 | Marked for phase-out
88428 | HPL 750W-XLL-C 115V | image | datasheet | deeplink | Yes |  |  |  | 4C-8 |  | C | [7 empty] | 750 |  |  | 795 | [7 empty] | 0043168884280 | 10043168884287 | [5 empty] | 12 | 2000 | 16425 | [5 empty] | 60.3 | 106 | 54 | [10 empty] | Tubular |  | 19 |  |  |  | 73 | 468 EUR. 588 UK | [14 empty] | 468 | 588 | [5 empty] | 3276 |  | 175 x 135 x 138 (mm) | [12 empty] | 4116 | [29 empty] | Special | GE Lighting | 100 | 3050 | 3050 | 16425 | 750 | 115 | Phased-out
19926 | DKZ/DSE Q1000 | image | datasheet | deeplink | Yes |  |  |  | CC-8 |  | B | [7 empty] | 1000 |  |  | 1060 | [7 empty] | 0043168199261 | 20043168199265 | [5 empty] | 10 | 750 | 28000 | [5 empty] | 241 | 290 | 260 | [10 empty] | Elliptical |  | 120 |  |  |  | 412 | 40 EUR. 50 UK | [14 empty] | 40 | 50 | [5 empty] | 120 |  | 660 x 276 x 336 (mm) | [12 empty] | 150 | [29 empty] | E39 | GE Lighting | 100 | 3200 | 3200 | 28000 | 1000 | 120 | Phased-out
19880 | 50PAR36/WFL/H 12V | image | datasheet | deeplink | Yes | 30 | 1300 |  | C-6 |  | E | [7 empty] | 50 |  |  | 53 | [7 empty] | 0043168198806 | 00043168198806 | [5 empty] | 12 | 4000 | 250 | [6 empty] | 70 | 248 | [10 empty] | PAR |  | 114.3 |  |  |  | 250 | 1 UK | [6 empty] | 250 | [8 empty] | 1 | [7 empty] | 226 x 211 x 313 (mm) | [12 empty] | 1200 | [29 empty] | Screw terminal | GE Lighting | 100 | 3050 | 3050 |  | 50 | 12 | Phased-out
88444 | CP81 FSK 240V | image | datasheet | deeplink | No |  |  |  | C-7A | Yes | B | [7 empty] | 300 |  |  | 300 | [7 empty] | 0043168884440 | 10043168884447 | [5 empty] | 24 | 150 | 6900 | [5 empty] | 46 | 90 | 16 | [10 empty] | Tubular |  | 25 |  |  |  | 30 | 504 EUR. 600 UK | [14 empty] | 504 | 600 | [5 empty] | 4032 |  | 255 x 175 x 130 (mm) | [12 empty] | 4800 | [29 empty] | GY9.5 | GE Lighting | 100 | 3200 | 3200 | 6900 | 300 | 240 | Phased-out
88443 | CP81 FKW 120V | image | datasheet | deeplink | Yes |  |  |  | C-7A | Yes | C | [7 empty] | 300 |  |  | 318 | [7 empty] | 0043168884433 | 10043168884430 | [5 empty] | 24 | 50 | 6900 | [5 empty] | 46 | 90 | 16 | [10 empty] | Tubular |  | 25 |  | BOX |  | 30 | 504 EUR. 600 UK | [11 empty] | OUTER BOX |  |  | 504 | 600 | [5 empty] | 4032 |  | 255 x 175 x 130 (mm) | [12 empty] | 4800 | [29 empty] | GY9.5 | GE Lighting | 100 | 3200 | 3200 | 6900 | 300 | 120 | Phased-out
88440 | CP79 120V | image | datasheet | deeplink | Yes |  |  |  | C-13D |  | B | [7 empty] | 2000 |  |  | 2120 | [7 empty] | 0043168884402 | 10043168884409 | [5 empty] | 12 | 400 | 56000 | [5 empty] | 70 | 145 | 79 | [10 empty] | Tubular |  | 40 |  | BX |  | 165 | 144 EUR. 180 UK | [11 empty] | OB |  |  | 144 | 180 | [5 empty] | 1296 |  | 350 x 190 x 120 (mm) | [12 empty] | 1440 | [29 empty] | GY16 | GE Lighting | 100 | 3200 | 3200 | 56000 | 2000 | 120 | Phased-out
88438 | HPL 575-C 115V | image | datasheet | deeplink | Yes |  |  |  | 4C-8 |  | C | [10 empty] | 617.98 | [7 empty] | 0043168884389 | 10043168884386 | [5 empty] | 12 | 300 | [6 empty] | 60.3 | 106 | 54 | [10 empty] | Tubular |  | 19 |  | BOX |  | 73 | 468 EUR. 588 UK | [14 empty] | 468 | 588 | [5 empty] | 3276 |  | 175 x 135 x 138 (mm) | [12 empty] | 4116 | [29 empty] | Special | GE Lighting | 100 | 3200 | 3200 | 16520 | 575 | 115 | Phased-out
16542 | 50PAR36/VWFL 12V | image | datasheet | deeplink | Yes | 60 | 600 |  | C-6 |  | E | [7 empty] | 50 |  |  | 53 | [8 empty] | 00043168165426 | [5 empty] | 12 | 2000 | 220 | [6 empty] | 69.9 | 248 | [10 empty] | PAR | Aluminized | 114.3 |  |  |  | 250 | 1 UK | [6 empty] | 220 | [8 empty] | 1 | [7 empty] | 226 x 211 x 313 (mm) | [12 empty] | 1200 | [29 empty] | Screw terminal | GE Lighting |  | 2700 | 2700 | 330 | 50 | 12 | Phased-out
16540 | @50PAR36/NSP 12V | image | datasheet | deeplink | Yes | 19 | 9200 |  | C-6 | [9 empty] | 50 |  |  | 53 | [8 empty] | 00043168165402 | [5 empty] | 12 | 2000 | 220 | [6 empty] | 69.9 | 248 | [10 empty] | PAR | Aluminized | 114.3 |  |  |  | 250 | 1 UK | [6 empty] | 220 | [8 empty] | 1 | [7 empty] | 226 x 211 x 313 (mm) | [12 empty] | 1200 | [29 empty] | Screw terminal | GE Lighting |  | 2750 | 2750 | 330 | 50 | 12 | Marked for phase-out
15133 | H4515 6.4V | image | datasheet | deeplink | Yes |  | 67000 |  | CC-6 |  | D | [7 empty] | 30 |  |  | 31.8 | [8 empty] | 00043168151337 | [5 empty] | 12 | 500 | 252 | [6 empty] | 44.5 | 234 | [10 empty] | Mirrored reflector |  | 11.1 |  |  |  | 260 | 1 UK | [6 empty] | 252 | [8 empty] | 1 | [7 empty] | 226 x 211 x 313 (mm) | [12 empty] | 1200 | [29 empty] | GX5.3 | GE Lighting | 100 | 3300 | 3300 | 800 | 250 | 24 | Phased-out
14555 | 25PAR36/WFL 12V | image | datasheet | deeplink | Yes | 30 | 500 |  | C-6 |  | E | [7 empty] | 25 |  |  | 26.5 | [8 empty] | 00043168145558 | [5 empty] | 12 | 2000 | 90 | [6 empty] | 69.9 | 248 | [10 empty] | PAR | Aluminized | 114.3 |  |  |  | 250 | 1 UK | [6 empty] | 90 | [8 empty] | 1 | [7 empty] | 226 x 211 x 313 (mm) | [12 empty] | 1200 | [29 empty] | Screw terminal | GE Lighting |  | 2700 | 2700 | 150 | 25 | 12 | Phased-out
14553 | 25PAR36 5.5V | image | datasheet | deeplink | Yes | 15 | 19700 |  | C-6 |  | D | [7 empty] | 25 |  |  | 26.5 | [8 empty] | 00043168145534 | [5 empty] | 12 | 1000 | 110 | [6 empty] | 70 | 248 | [10 empty] | PAR | Aluminized | 114.3 |  |  |  | 250 | 1 UK | [6 empty] | 110 | [8 empty] | 1 | [7 empty] | 226 x 211 x 313 (mm) | [12 empty] | 1200 | [29 empty] | Screw terminal | GE Lighting |  | 3000 | 3000 | 130 | 25 | 5 | Phased-out
13233 | FFN 120V | image | datasheet | deeplink | Yes | 15 | 400000 |  | CC-6 |  | B | [7 empty] | 1000 |  |  | 1060 | [7 empty] | 0043168132336 | 00043168132336 | [5 empty] | 6 | 800 | 17000 | [6 empty] | 152.4 | 960 | [10 empty] | PAR |  | 203.2 |  |  |  | 1067 | 1 UK | [6 empty] | 17000 | [8 empty] | 1 | [7 empty] | 197 x 354 x 551 (mm) | [12 empty] | 252 | [29 empty] | G16d | GE Lighting | 100 | 3200 | 3200 | 28000 | 1000 | 120 | Phased-out
13229 | FFP 120V | image | datasheet | deeplink | Yes | 19 | 330000 |  | CC-6 |  | E | [10 empty] | 1083.58 | [7 empty] | 0043168132299 | 00043168132299 | [5 empty] | 6 | 800 | [7 empty] | 152.4 | 952 | [10 empty] | PAR |  | 203.2 |  |  |  | 1058 | 1 UK | [15 empty] | 1 | [7 empty] | 197 x 354 x 551 (mm) | [12 empty] | 252 | [29 empty] | G16d | GE Lighting | 100 | 3200 | 3200 | 28000 | 1000 | 120 | Phased-out
13228 | FFR 120V | image | datasheet | deeplink | Yes | 21 | 125000 |  | CC-6 |  | B | [7 empty] | 1000 |  |  | 1060 | [7 empty] | 0043168132282 | 00043168132282 | [5 empty] | 6 | 800 | 17000 | [6 empty] | 152.4 | 945 | [10 empty] | PAR |  | 203.2 |  |  |  | 1050 | 1 UK | [6 empty] | 17000 | [8 empty] | 1 | [7 empty] | 197 x 354 x 551 (mm) | [12 empty] | 252 | [29 empty] | G16d | GE Lighting | 100 | 3200 | 3200 | 28000 | 1000 | 120 | Phased-out
13227 | FFS 120V | image | datasheet | deeplink | Yes | 30 | 40000 |  | CC-6 |  | B | [7 empty] | 1000 |  |  | 1060 | [8 empty] | 00043168132275 | [5 empty] | 6 | 800 | 15500 | [6 empty] | 152.4 | 1028 | [10 empty] | PAR |  | 203.2 |  |  |  | 1030 | 1 UK | [6 empty] | 15500 | [8 empty] | 1 | [7 empty] | 197 x 354 x 551 (mm) | [12 empty] | 252 | [29 empty] | G16d | GE Lighting | 100 | 3200 | 3200 | 28000 | 1000 | 120 | Phased-out
12892 | 50PAR36/VNSP 12V | image | datasheet | deeplink | Yes | 15 | 19000 |  | C-6 |  | E | [7 empty] | 50 |  |  | 53 | [8 empty] | 00043168128926 | [5 empty] | 12 | 2000 | 230 | [6 empty] | 69.9 | 248 | [10 empty] | PAR | Aluminized | 114.3 |  |  |  | 250 | 1 UK | [6 empty] | 230 |  |  |  | EUP related |  |  |  |  | 1 | [7 empty] | 226 x 211 x 313 (mm) | [12 empty] | 1200 | [29 empty] | Screw terminal | GE Lighting |  | 2700 | 2700 | 330 | 50 | 12 | Phased-out
48773 | Q20MT32/CL 230V | image | datasheet | deeplink | No |  |  |  | C-13 | Yes | B | [7 empty] | 20000 |  |  | 20000 | [7 empty] | 5021731314025 | 00043168487733 | [5 empty] | 1 | 400 | 580000 | [5 empty] | 354 | 560 | 10400 | [10 empty] | Tubular |  | 32 |  | BOX |  | 10900 | 5 UK | [11 empty] | OUTER BOX |  |  |  | 5 | [5 empty] | 1520 |  | 270 x 265 x 705 (mm) | [12 empty] | 15 | [29 empty] | G38 | GE Lighting | 100 | 3200 | 3200 | 580000 | 20000 | 220 | Phased-out
41503 | 4509X 13.0V | image | datasheet | deeplink | Yes | 19 | 110000 |  | C-6 |  |  |  | 7.69 | [17 empty] | 00043168415033 | [5 empty] | 12 | [8 empty] | 70 | 248 | [10 empty] | PAR |  | 114 |  |  |  | 250 | 144 EUR. 192 UK | [14 empty] | 144 | 192 | [5 empty] | 432 |  | 226 x 211 x 313 (mm) | [12 empty] | 576 | [29 empty] | Screw terminal | GE Lighting |  |  |  |  | 100 | 13 | Phased-out
88437 | HPL 750-C 115V | image | datasheet | deeplink | Yes |  |  |  | 4C-8 |  | B | [7 empty] | 750 |  |  | 795 | [7 empty] | 0043168884372 | 10043168884379 | [5 empty] | 12 | 300 | 21900 | [5 empty] | 60.3 | 106 | 54 | [10 empty] | Tubular |  | 19 |  |  |  | 73 | 468 EUR. 588 UK | [14 empty] | 468 | 588 | [5 empty] | 3276 |  | 175 x 135 x 138 (mm) | [12 empty] | 4116 | [29 empty] | Special | GE Lighting | 100 | 3050 | 3050 | 21900 | 750 | 115 | Phased-out
88436 | HPL 575-C 120V | image | datasheet | deeplink | Yes |  |  |  | 4C-8 |  | B | [7 empty] | 575 |  |  | 609.5 | [7 empty] | 0043168884365 | 10043168884362 | [5 empty] | 12 | 300 | 16520 | [5 empty] | 60.3 | 106 | 54 | [10 empty] | Tubular |  | 19 |  | BOX |  | 73 | 468 EUR. 588 UK | [14 empty] | 468 | 588 | [5 empty] | 3276 |  | 175 x 135 x 138 (mm) | [12 empty] | 4116 | [29 empty] | Special | GE Lighting | 100 | 3250 | 3250 | 16520 | 575 | 120 | Phased-out
88435 | HPL 575-X LL-C 115V | image | datasheet | deeplink | Yes |  |  |  | 4C-8 |  | C | [7 empty] | 575 |  |  | 609.5 | [7 empty] | 0043168884358 | 10043168884355 | [5 empty] | 12 | 2000 | 12800 | [5 empty] | 60.3 | 106 | 54 | [10 empty] | Tubular |  | 19 |  |  |  | 73 | 468 EUR. 588 UK | [14 empty] | 468 | 588 | [5 empty] | 3276 |  | 175 x 135 x 138 (mm) | [12 empty] | 4116 | [29 empty] | Special | GE Lighting | 100 | 3050 | 3050 | 12800 | 575 | 115 | Phased-out
88430 | @HPL 750W LL 230V | image | datasheet | deeplink | No |  |  |  | 6C-8 |  | C | [7 empty] | 750 |  |  | 750 | [7 empty] | 0043168884303 | 10043168884300 | [5 empty] | 12 | 1500 | 15600 | [5 empty] | 60.3 | 106 | 54 | [10 empty] | Tubular |  | 19 |  |  |  | 73 | 468 EUR. 588 UK | [14 empty] | 468 | 588 | [5 empty] | 3276 |  | 175 x 135 x 138 (mm) | [12 empty] | 4116 | [29 empty] | Special | GE Lighting | 100 | 3200 | 3200 | 15600 | 750 | 230 | Marked for phase-out
88429 | HPL 750W LL 240V | image | datasheet | deeplink | No |  |  |  | 6C-8 |  | C | [7 empty] | 750 |  |  | 750 | [7 empty] | 0043168884297 | 10043168884294 | [5 empty] | 12 | 1500 | 15600 | [5 empty] | 60.3 | 106 | 54 | [10 empty] | Tubular |  | 19 |  |  |  | 73 | 468 EUR. 588 UK | [14 empty] | 468 | 588 | [5 empty] | 3276 |  | 175 x 135 x 138 (mm) | [12 empty] | 4116 | [29 empty] | Special | GE Lighting | 100 | 3200 | 3200 | 15600 | 750 | 240 | Phased-out
88424 | GLA 575W HP 115V LL | image | datasheet | deeplink | Yes |  |  |  | C-13D |  | D | [10 empty] | 622.67 | [7 empty] | 0043168884242 | 10043168884249 | [5 empty] | 24 | 1500 | [6 empty] | 60.5 | 105 | 22 | [10 empty] | Tubular |  | 18 |  | BOX |  | 31 | 504 EUR. 600 UK | [11 empty] | OUTER BOX |  |  | 504 | 600 | [5 empty] | 4032 |  | 255 x 175 x 130 (mm) | [12 empty] | 4800 | [29 empty] | G9.5 | GE Lighting | 100 | 3000 | 3000 | 12305 | 575 | 115 | Phased-out
88423 | GLC 575W HP 115V | image | datasheet | deeplink | Yes |  |  |  | C-13D |  | B | [7 empty] | 575 |  |  | 609.5 | [7 empty] | 0043168884235 | 10043168884232 | [5 empty] | 24 | 300 | 14375 | [5 empty] | 60.5 | 105 | 22 | [10 empty] | Tubular |  | 18 |  | BOX |  | 31 | 504 EUR. 600 UK | [11 empty] | OUTER BOX |  |  | 504 | 600 | [5 empty] | 4032 |  | 255 x 175 x 130 (mm) | [12 empty] | 4800 | [29 empty] | G9.5 | GE Lighting | 100 | 3200 | 3200 | 14375 | 575 | 115 | Phased-out
72680 | CP23 230V | image | datasheet | deeplink | No |  |  |  | C-13 | Yes | B | [7 empty] | 650 |  |  | 650 | [7 empty] | 0043168726801 | 10043168726808 | [5 empty] | 12 | 100 | 16900 | [5 empty] | 55 | 110 | 42 | [10 empty] | Tubular |  | 25 |  | BOX |  | 165 | 144 EUR. 180 UK | [11 empty] | OUTER BOX |  |  | 144 | 180 | [5 empty] | 1152 |  | 350 x 196 x 120 (mm) | [12 empty] | 1440 | [29 empty] | GX9.5 | GE Lighting | 100 | 3200 | 3200 | 16900 | 650 | 230 | Phased-out
48468 | #CSR12000/SE/HR | image | datasheet | deeplink | Yes |  |  | 0.323 |  | No |  |  | 75 | [8 empty] | 13200 | [7 empty] | 0043168484688 | 00043168484688 | [5 empty] | 4 | [5 empty] | 960 | 0.325 | 255 | 450 | 2300 | [10 empty] | Tubular | Clear | 101.6 |  | BOX |  | 2600 | 8 UK | [11 empty] | OUTER BOX |  |  |  | 8 | [7 empty] | 540 x 540 x 610 (mm) |  | U - Universal | [10 empty] | 8 | 28 | [28 empty] | G38 | GE Lighting | 90 | 6000 | 6000 | 1100000 | 12000 | 160 | Phased-out
25261 | @FLT 13.8 28W 1/10 | image | datasheet | deeplink | Yes |  |  |  | CC-6 | Yes | B | [10 empty] | 29.53 | [7 empty] | 0043168252614 | 10043168252611 | [5 empty] | 10 | 500 | [7 empty] | 40 | 20 | [10 empty] | Mirrored reflector |  | 35.3 |  |  |  | 30 | 320 EUR. 400 UK | [14 empty] | 320 | 400 | [5 empty] | 4800 |  | 246 x 100 x 68 (mm) | [12 empty] | 6000 | [29 empty] | GZ4 | GE Lighting | 100 | 3050 | 3050 |  | 28 | 13 | Phased-out
23756 | TU EJG Q750T3/4CL MIH | image | datasheet | deeplink | Yes |  |  |  | C-8 | Yes | B | [7 empty] | 750 |  |  | 795 | [7 empty] | 0043168237567 | 10043168237564 | [5 empty] | 12 | 400 | 20600 | [6 empty] | 119.1 | 9 | [10 empty] | Double Ended |  | 10 |  |  |  | 29 | 564 EUR. 672 UK | [14 empty] | 564 | 672 | [5 empty] | 2820 |  | 157 x 123 x 171 (mm) | [12 empty] | 3360 | [29 empty] | R7s | GE Lighting | 100 | 3200 | 3200 | 20600 | 750 | 120 | Phased-out
36952 | DXX800-T4-4CL 230V | image | datasheet | deeplink | No |  |  |  | CC-8 | Yes | B | [7 empty] | 800 |  |  | 800 | [7 empty] | 0043168369527 | 00043168369527 | [5 empty] | 24 | 75 | 20000 | [6 empty] | 80 | 102 | [10 empty] | Double Ended |  | 15 |  |  |  | 104 | 576 EUR. 792 UK | [14 empty] | 576 | 792 | [5 empty] | 3456 |  | 249 x 141 x 162 (mm) | [12 empty] | 4752 | [29 empty] | R7s | GE Lighting | 100 | 3200 | 3200 | 20000 | 800 | 230 | Phased-out
33280 | TU FFT Q1000T3/1CL MIH | image | datasheet | deeplink | Yes |  |  |  | C-8 | Yes | B | [7 empty] | 1000 |  |  | 1060 | [7 empty] | 0043168332804 | 10043168332801 | [5 empty] | 12 | 400 | 26400 | [6 empty] | 166.7 | 20 | [10 empty] | Double Ended |  | 10 |  |  |  | 30 | 432 EUR. 576 UK | [14 empty] | 432 | 576 | [5 empty] | 864 |  | 146 x 114 x 332 (mm) | [12 empty] | 1152 | [29 empty] | R7s | GE Lighting | 100 | 3200 | 3200 | 26400 | 1000 | 120 | Phased-out
43950 | DED 13.8V | image | datasheet | deeplink | Yes | 15 | 160000 |  | C-6 |  | B | [7 empty] | 85 |  |  | 90.1 | [7 empty] | 0043168993173 | 00043168439503 | [5 empty] | 10 | 1000 | 1450 | [6 empty] | 44.45 | 43 | [10 empty] | Mirrored reflector |  | 50.8 |  |  |  | 48 | 1 UK | [6 empty] | 1450 | [8 empty] | 1 | [7 empty] | 68 x 133 x 302 (mm) | [12 empty] | 4800 | [29 empty] | GX5.3 | GE Lighting | 100 | 3150 | 3150 |  | 85 | 13 | Phased-out
43591 | H7635 12.8V | image | datasheet | deeplink | Yes | 15 | 160000 |  | C-6 | [21 empty] | 00043168435918 | [5 empty] | 12 | 1000 | [7 empty] | 44.45 | 418 | [10 empty] | Mirrored reflector |  | 50.8 |  |  |  | 420 | 144 EUR. 144 UK | [14 empty] | 144 | 144 | [5 empty] | 288 |  | 270 x 259 x 389 (mm) | [12 empty] | 288 | [29 empty] | GX5.3 | GE Lighting | 100 | 3150 | 3150 |  | 85 | 13 | Phased-out
43576 | H7604 12.8V | image | datasheet | deeplink | Yes | 19 | 100000 |  | C-6 |  |  |  | 3.91 | [17 empty] | 00043168435765 | [5 empty] | 12 | [8 empty] | 69.8 | 238 | [10 empty] | PAR |  | 114.3 |  |  |  | 240 | 1 UK | [15 empty] | 1 | [7 empty] | 226 x 211 x 313 (mm) | [12 empty] | 1200 | [29 empty] | Screw terminal | GE Lighting |  |  |  |  | 50 | 12 | Phased-out
12097 | #EXY 82V | image | datasheet | deeplink | Yes |  |  |  | CC-8 |  | C | [7 empty] | 250 |  |  | 265 | [8 empty] | 00043168120975 | [5 empty] | 10 | 200 | 3750 | [6 empty] | 44.5 | 38 | [10 empty] | Mirrored reflector |  | 11.1 |  |  |  | 40 | 1 UK | [6 empty] | 3750 | [8 empty] | 1 | [7 empty] | 68 x 133 x 302 (mm) | [12 empty] | 4800 | [29 empty] | GX5.3 | GE Lighting | 100 | 3200 | 3200 | 280000 | 250 | 82 | Phased-out
40822 | @537-2 13.0V | image | datasheet | deeplink | Yes | 15 | 200000 |  | C-6 |  |  |  | 7.69 | [17 empty] | 00043168408226 | [5 empty] | 12 | [8 empty] | 80 | 408 | [10 empty] | PAR |  | 146 |  |  |  | 410 | 144 EUR. 1 UK | [14 empty] | 144 | 1 | [5 empty] | 288 |  | 270 x 259 x 389 (mm) | [12 empty] | 576 | [29 empty] | Screw terminal | GE Lighting |  |  |  |  | 100 | 13 | Phased-out
40581 | 4557 28/28V | image | datasheet | deeplink | Yes |  |  |  | CC-8 | [21 empty] | 00043168405812 | [5 empty] | 12 | 35 | [7 empty] | 44.5 | 938 | [10 empty] | Mirrored reflector |  | 42.1 |  |  |  | 1119 | 72 EUR. 108 UK | [14 empty] | 72 | 108 | [5 empty] | 72 |  | 384 x 354 x 551 (mm) | [12 empty] | 108 | [29 empty] | GX5.3 | GE Lighting | 100 | 3350 | 3350 | 1100 | 316 | 28 | Phased-out
40578 | 4559 28.0V | image | datasheet | deeplink | Yes | 15 | 600000 |  | CC-8 | Yes |  |  | 21.4 | [16 empty] | 5021731314025 | 00043168405782 | [5 empty] | 12 | [8 empty] | 95 | 938 | [10 empty] | PAR |  | 203.2 |  |  |  | 1119 | 72 EUR. 108 UK | [14 empty] | 72 | 108 | [5 empty] | 72 |  | 384 x 354 x 551 (mm) | [12 empty] | 108 | [29 empty] | Screw terminal | GE Lighting |  |  |  |  | 600 | 28 | Phased-out
40576 | 4552 28.0V | image | datasheet | deeplink | Yes | 15 | 500000 |  | CC-8 | Yes |  |  | 8.93 | [16 empty] | 0043168405768 | 00043168405768 | [5 empty] | 12 | [8 empty] | 152.4 | 866 | [10 empty] | PAR |  | 203.2 |  |  |  | 962 | 108 UK | [15 empty] | 108 | [5 empty] | 1520 |  | 384 x 354 x 551 (mm) | [12 empty] | 108 | [29 empty] | Screw terminal | GE Lighting |  |  |  |  | 250 | 28 | Phased-out
39411 | 500PAR64/MFL 230V | image | datasheet | deeplink | No | 21 |  |  | CC-13 | Yes | E | [7 empty] | 500 |  |  | 500 | [7 empty] | 0043168394116 | 00043168394116 | [5 empty] | 12 | 2000 | 3300 | [6 empty] | 152.4 | 902 | [10 empty] | PAR | Aluminized | 203.2 |  |  |  | 1002 | 108 UK | [6 empty] | 3300 | [8 empty] | 108 | [5 empty] | 1520 |  | 384 x 354 x 551 (mm) | [12 empty] | 108 | [29 empty] | GX16d | GE Lighting |  | 2750 | 2750 | 5500 | 500 | 230 | Phased-out
23797 | TU FCM P2/28 Q1000T3/4CL MIH | image | datasheet | deeplink | Yes |  |  |  | C-8 | Yes | B | [7 empty] | 1000 |  |  | 1060 | [7 empty] | 0043168237970 | 10043168237977 | [5 empty] | 12 | 400 | 28000 | [6 empty] | 119.1 | 9 | [10 empty] | Double Ended |  | 10 |  |  |  | 29 | 564 EUR. 672 UK | [14 empty] | 564 | 672 | [5 empty] | 2820 |  | 157 x 123 x 171 (mm) | [12 empty] | 3360 | [29 empty] | R7s | GE Lighting | 100 | 3200 | 3200 | 28000 | 1000 | 120 | Phased-out
23792 | TU FHM Q1000T3/4 MIH | image | datasheet | deeplink | Yes |  |  |  | C-8 | Yes | C | [10 empty] | 1083.85 | [7 empty] | 0043168237925 | 00043168237925 | [5 empty] | 12 | 400 | [7 empty] | 119.1 | 9 | [10 empty] | Double Ended |  | 10 |  |  |  | 29 | 564 EUR. 672 UK | [14 empty] | 564 | 672 | [5 empty] | 2820 |  | 157 x 123 x 171 (mm) | [12 empty] | 3360 | [29 empty] | R7s | GE Lighting | 100 | 3200 | 3200 | 28000 | 1000 | 120 | Phased-out
23734 | TU FDN Q500T3/4 MIH | image | datasheet | deeplink | Yes |  |  |  | C-8 | Yes | B | [7 empty] | 500 |  |  | 530 | [7 empty] | 0043168237345 | 00043168237345 | [5 empty] | 12 | 400 | 12800 | [6 empty] | 119.1 | 9 | [10 empty] | Double Ended |  | 10 |  |  |  | 29 | 564 EUR. 672 UK | [14 empty] | 564 | 672 | [5 empty] | 2820 |  | 157 x 123 x 171 (mm) | [12 empty] | 3360 | [29 empty] | R7s | GE Lighting | 100 | 3200 | 3200 | 12800 | 500 | 120 | Phased-out
20881 | TU#FDF/HIR-Q350T2/4 MIH | image | datasheet | deeplink | Yes |  |  |  | C-8 | Yes | [19 empty] | 0043168208819 | 00043168208819 | [5 empty] | 6 | 400 | [7 empty] | 119.1 | 20 | [10 empty] | Tubular |  | 8 |  |  |  | 33 | 396 EUR. 528 UK | [14 empty] | 396 | 528 | [5 empty] | 792 |  | 114 x 80 x 332 (mm) | [12 empty] | 1056 | [29 empty] | R7s | GE Lighting | 100 | 3200 | 3200 |  | 350 | 120 | Phased-out
18234 | BRL A1/220 12V Q50/G6.35-15 MIH | image | datasheet | deeplink | Yes |  |  |  | C-6 | Yes | B | [7 empty] | 50 |  |  | 53 | [7 empty] | 9004102182344 | 10043168182345 | [5 empty] | 100 | 50 | 1400 | [5 empty] | 30.5 | 44 | 20 | [10 empty] | TL |  | 10.5 |  |  |  | 22 | 3500 EUR. 3600 UK | [14 empty] | 3500 | 3600 | [5 empty] | 24500 |  | 231 x 136 x 157 (mm) | [12 empty] | 21600 | [29 empty] | G6.35-15 | GE Lighting | 100 | 3400 | 3400 | 1400 | 50 | 12 | Phased-out
13895 | #FCM/HIR-Q655T3/4 MIH | image | datasheet | deeplink | Yes |  |  |  | C-8 | Yes | [19 empty] | 0043168138956 | 10043168138953 | [5 empty] | 6 | 400 | [7 empty] | 119.1 | 20 | [10 empty] | Tubular |  | 14.7 |  |  |  | 33 | 396 EUR. 528 UK | [14 empty] | 396 | 528 | [5 empty] | 792 |  | 114 x 80 x 332 (mm) | [12 empty] | 1056 | [29 empty] | R7s | GE Lighting | 100 | 3275 | 3275 | 25200 | 650 | 120 | Phased-out
43499 | Q1000PAR64WFL 120V | image | datasheet | deeplink | Yes | 30 | 33000 |  | CC-6 |  | C | [7 empty] | 1000 |  |  | 1060 | [7 empty] | 0043168434997 | 00043168434997 | [5 empty] | 6 | 500 | 13300 | [6 empty] | 44.45 | 951 | [10 empty] | Mirrored reflector |  | 50.8 |  |  |  | 1057 | 1 UK | [6 empty] | 13300 | [8 empty] | 1 | [7 empty] | 197 x 354 x 551 (mm) | [12 empty] | 252 | [29 empty] | GX5.3 | GE Lighting | 100 | 3250 | 3250 |  | 150 | 20 | Phased-out
43497 | Q1000PAR64NSP 120V | image | datasheet | deeplink | Yes | 19 | 200000 |  | CC-6 |  | C | [7 empty] | 1000 |  |  | 1060 | [7 empty] | 0043168434973 | 00043168434973 | [5 empty] | 6 | 4000 | 13300 | [6 empty] | 152.4 | 1028 | [10 empty] | PAR |  | 203.2 |  |  |  | 1030 | 1 UK | [6 empty] | 13300 | [8 empty] | 1 | [7 empty] | 197 x 354 x 551 (mm) | [12 empty] | 252 | [29 empty] | G16d | GE Lighting | 100 | 2750 | 2750 | 19400 | 1000 | 120 | Phased-out
87473 | 300PAR56 WFL 12V POOL BULK PACK | image | datasheet | deeplink | Yes | 30 | 13000 |  | C-6 |  | C | [7 empty] | 300 |  |  | 318 | [8 empty] | 10043168874738 | [5 empty] | 12 | 1000 | 4200 | [6 empty] | 127 | 600 | [10 empty] | PAR | Aluminized | 177.8 |  |  |  | 642 | 60 EUR. 84 UK | [6 empty] | 4200 | [7 empty] | 60 | 84 | [5 empty] | 180 |  | 480 x 324 x 330 (mm) | [12 empty] | 252 | [29 empty] | Screw terminal | GE Lighting |  |  |  | 6000 | 300 | 12 | Phased-out
41705 | ENX 82V | image | datasheet | deeplink | Yes |  |  |  | CC-8 |  | B | [7 empty] | 360 |  |  | 381.6 | [7 empty] | 0043168993135 | [6 empty] | 10 | 8000 | 8700 | [6 empty] | 44.45 | 41 | [10 empty] | Mirrored reflector |  | 9.8 |  |  |  | 46 | 1 UK | [6 empty] | 8700 | [8 empty] | 1 | [7 empty] | 300 x 130 x 65 (mm) | [12 empty] | 4800 | [29 empty] | GX5.3 | GE Lighting | 100 | 3300 | 3300 |  | 42 | 10 | Phased-out
41673 | @FCX-Q650PAR36/7 120V | image | datasheet | deeplink | Yes | 21 | 24000 |  | CC-8 | [9 empty] | 650 |  |  | 689 | [8 empty] | 00043168416733 | [5 empty] | 12 | 75 | 8500 | [6 empty] | 70 | 258 | [10 empty] | PAR |  | 114.3 |  |  |  | 260 | 144 EUR. 192 UK | [6 empty] | 8500 | [7 empty] | 144 | 192 | [5 empty] | 432 |  | 313 x 211 x 226 (mm) | [12 empty] | 576 | [29 empty] | Ferrule | GE Lighting | 100 | 3350 | 3350 |  | 360 | 82 | Marked for phase-out
41671 | FBO-Q650/PAR36/5 120V | image | datasheet | deeplink | Yes | 15 | 75000 |  | CC-6 |  | B | [7 empty] | 650 |  |  | 689 | [8 empty] | 00043168416719 | [5 empty] | 12 | 30 | 12500 | [6 empty] | 70 | 238 | [10 empty] | PAR | Aluminized | 114.3 |  |  |  | 240 | 1 UK | [6 empty] | 12500 | [8 empty] | 1 | [7 empty] | 313 x 211 x 226 (mm) | [12 empty] | 1200 | [29 empty] | Screw terminal | GE Lighting |  | 2750 | 2750 | 1 | 650 | 120 | Phased-out
13598 | FCS A1/216 24V Q150/G6.35-15 MIH | image | datasheet | deeplink | Yes |  |  |  | C-6 |  | B | [7 empty] | 150 |  |  | 159 | [7 empty] | 9004102135982 | 00043168135986 | [5 empty] | 100 | 50 | 5000 | [5 empty] | 32 | 50 | 4 | [10 empty] | TL |  | 13.5 |  |  |  | 7 | 3500 EUR. 3600 UK | [14 empty] | 3500 | 3600 | [5 empty] | 24500 |  | 240 x 135 x 155 (mm) | [12 empty] | 21600 | [29 empty] | G6.35-15 | GE Lighting | 100 | 3350 | 3350 | 5000 | 150 | 24 | Phased-out
22495 | CSR800/SE/HR/UVC | image | datasheet | deeplink | Yes |  |  | 0.323 |  | No | A |  | 8.4 | [5 empty] | 800 |  |  | 880 | [7 empty] | 0043168224956 | 10043168224953 | [5 empty] | 10 |  | 64000 |  |  |  | 956 | 0.318 | 70 | 145 | 190 | [10 empty] | Globe | Clear | 30 |  | BOX |  | 213 | 100 EUR. 130 UK | [11 empty] | OUTER BOX |  |  | 100 | 130 | [5 empty] | 600 |  | 370 x 154 x 230 (mm) |  | U - Universal | [10 empty] | 780 | 8 | [28 empty] | G22 | GE Lighting | 90 | 5600 | 5600 | 64000 | 800 | 95 | Phased-out
88503 | CP79 230-240V | image | datasheet | deeplink | No |  |  |  | C-13D |  | B | [7 empty] | 2000 |  |  | 2000 | [7 empty] | 0043168885034 | 10043168885031 | [5 empty] | 12 | 350 | 54000 | [5 empty] | 70 | 145 | 77 | [10 empty] | Tubular |  | 40 |  | BOX |  | 165 | 144 EUR. 180 UK | [11 empty] | OUTER BOX |  |  | 144 | 180 | [5 empty] | 1152 |  | 350 x 190 x 120 (mm) | [12 empty] | 1440 | [29 empty] | GY16 | GE Lighting | 100 | 3200 | 3200 | 54000 | 2000 | 240 | Phased-out
88474 | @HPL 750W 230V | image | datasheet | deeplink | No |  |  |  | 6C-8 |  | B | [7 empty] | 750 |  |  | 750 | [7 empty] | 0043168884747 | 10043168884744 | [5 empty] | 12 | 300 | 18975 | [5 empty] | 60.3 | 106 | 54 | [10 empty] | Tubular |  | 19 |  | BOX |  | 73 | 468 EUR. 588 UK | [14 empty] | 468 | 588 | [5 empty] | 3276 |  | 175 x 135 x 138 (mm) | [12 empty] | 4116 | [29 empty] | Special | GE Lighting | 100 | 3200 | 3200 | 18975 | 750 | 230 | Marked for phase-out
11078 | #G15T8 | image | datasheet | deeplink | [10 empty] | -15 | [14 empty] | 0043168110785 | 20043168110789 |  |  |  | 25 | 25 | 24 | 7500 | [8 empty] | 74 | [10 empty] | Tubular |  | 25.4 | 26 |  |  | 90 | 240 EUR. 336 UK | [14 empty] | 240 | 336 | [5 empty] | 2160 |  | 476 x 181 x 124 (mm) |  |  | 437.4 | [9 empty] | 3024 | [9 empty] | RG-3. 4.9W | [19 empty] | G13 | GE Lighting | 1 | 1 | 1 | 1 | 15 |  | Phased-out
11082 | #G25T8 | image | datasheet | deeplink | [10 empty] | -15 | [14 empty] | 0043168110822 | 20043168110826 |  |  |  | 25 | 25 | 24 | 7500 | [8 empty] | 117 | [10 empty] | Tubular |  | 25.4 | 26 |  |  | 138 | 168 EUR. 192 UK | [14 empty] | 168 | 192 | [5 empty] | 1512 |  | 760 x 170 x 110 (mm) |  |  | 437.4 | [9 empty] | 1728 | [9 empty] | RG-3. 6.9W | [19 empty] | G13 | GE Lighting | 1 | 1 | 1 | 1 | 25 |  | Phased-out
11077 | #G8T5 | image | datasheet | deeplink | [5 empty] | Yes |  |  |  |  | -15 | [14 empty] | 0043168110778 | 20043168110772 |  |  |  | 25 | 25 | 24 | 6000 | [8 empty] | 25 | [10 empty] | Tubular |  | 16 | 16 |  |  | 33 | 504 EUR. 648 UK | [14 empty] | 504 | 648 | [5 empty] | 5544 |  | 330 x 130 x 90 (mm) |  |  | 288.3 | [9 empty] | 7128 | [9 empty] | RG-3. 2.5W | [19 empty] | G5 | GE Lighting |  |  |  | 1 | 8 |  | Phased-out
11080 | #G30T8 | image | datasheet | deeplink | [10 empty] | -15 | [14 empty] | 0043168110808 | 20043168110802 |  |  |  | 25 | 25 | 24 | 7500 | [8 empty] | 150 | [10 empty] | Tubular |  | 25.4 | 26 |  |  | 167 | 120 EUR. 168 UK | [14 empty] | 120 | 168 | [5 empty] | 1080 |  | 920 x 170 x 110 (mm) |  |  | 894.6 | [9 empty] | 1512 | [9 empty] | RG-3. 13.4W | [19 empty] | G13 | GE Lighting | 1 | 1 | 1 | 1 | 30 |  | Phased-out
29495 | #G11T5 1/24 | image | datasheet | deeplink | [5 empty] | Yes |  |  |  |  | -15 | [14 empty] | 5021731314025 | 10043168294956 |  |  |  | 25 | 25 | 24 | 9000 | [8 empty] | 50 | [10 empty] | Tubular |  | 16 | 16 |  |  | 83 | 672 EUR. 768 UK | [10 empty] | EUP related |  |  |  | 672 | 768 | [5 empty] | 6720 |  | 240 x 125 x 95 (mm) |  |  | 212.1 | [9 empty] | 6912 | [9 empty] | RG-3. 2.2W | [19 empty] | G5 | GE Lighting | 1 | 1 | 1 | 1 | 11 |  | Phased-out
15872 | #G4T5 1/24 | image | datasheet | deeplink | [5 empty] | Yes |  |  |  |  | -15 | [14 empty] | 0043168158725 | 20043168158729 |  |  |  | 25 | 25 | 24 | 6000 | [8 empty] | 13 | [10 empty] | Tubular |  | 16 | 16 |  |  | 17 | 768 EUR. 984 UK | [10 empty] | EUP related |  |  |  | 768 | 984 | [5 empty] | 8448 |  | 210 x 130 x 90 (mm) |  |  | 135.9 | [9 empty] | 10824 | [9 empty] | RG-3. 0.8W | [19 empty] | G5 | GE Lighting |  |  |  | 1 | 4 |  | Phased-out
15864 | #G64 T5 | image | datasheet | deeplink | [5 empty] | Yes |  |  |  |  | -15 | [14 empty] | 0043168158640 | 20043168158644 |  |  |  | 25 | 25 | 24 | 9000 | [8 empty] | 142 | [10 empty] | Tubular |  | 16 | 16 |  |  | 238 | 96 EUR. 120 UK | [14 empty] | 96 | 120 | [5 empty] | 672 |  | 1590 x 180 x 140 (mm) |  |  | 1557 | [9 empty] | 840 | [9 empty] | RG-3. 25W | [19 empty] | Fa8 | GE Lighting |  |  |  | 1 | 65 |  | Phased-out
15875 | @G55T8HO 1/24 | image | datasheet | deeplink | [10 empty] | -15 | [14 empty] | 0043168158756 | 20043168158750 |  |  |  | 25 | 25 | 24 | 7500 | [8 empty] | 150 | [10 empty] | Tubular |  | 25.4 | 26 |  |  | 167 | 120 EUR. 168 UK | [10 empty] | EUP related |  |  |  | 120 | 168 | [5 empty] | 1080 |  | 920 x 170 x 110 (mm) |  |  | 894.6 | [9 empty] | 1512 | [9 empty] | RG-3. 18W | [19 empty] | G13 | GE Lighting | 1 | 1 | 1 | 1 | 55 |  | Phased-out
16494 | #G16T5 1/24 | image | datasheet | deeplink | [5 empty] | Yes |  |  |  |  | -15 | [14 empty] | 0043168164948 | 20043168164942 |  |  |  | 25 | 25 | 24 | 8000 | [8 empty] | 6 | [10 empty] | Tubular |  | 16 | 16 |  |  | 44 | 1440 EUR. 1920 UK | [14 empty] | 1440 | 1920 | [5 empty] | 2880 |  | 720 x 88 x 93 (mm) |  |  | 288.3 | [9 empty] | 3840 | [9 empty] | RG-3. 3.2W | [19 empty] | G5 | GE Lighting |  |  |  | 3.2 | 16 |  | Phased-out
148812 | TU 15W E14 250V TU PYGMY CL 1/100 FRID | image | datasheet | deeplink | [5 empty] | Yes | E | [7 empty] | 15 |  |  | 15 | [7 empty] | 9004100488110 | [6 empty] | 100 | 1000 | 85 | 4.6154 | [6 empty] | 18 | [10 empty] | Pygmy | Clear | 26 |  | BOX |  | 19 | 2000 EUR | 55 | [13 empty] | 2000 | [6 empty] | 12000 |  | 278 x 143 x 154 (mm) | [42 empty] | E14 | Tungsram |  | 2310 | 2310 | 90 | 15 | 250 | Phased-out
15551 | TU QH2MT3/1CL/HT/VB MIH | image | datasheet | deeplink | No |  |  |  | C-8 | [20 empty] | 0043168155519 | 00043168155519 | [5 empty] | 12 | 5000 | [7 empty] | 303 | 28 | [10 empty] | Tubular |  | 10 |  |  |  | 91 | 132 EUR. 168 UK | [14 empty] | 132 | 168 | [5 empty] | 1452 |  | 469 x 158 x 93 (mm) | [12 empty] | 1848 | [29 empty] | Special | GE Lighting |  | 2450 | 2450 |  | 2000 | 240 | Phased-out
510280 | TU NIGHTLIGHT E27 230V TU SPHER GR MIH | image | datasheet | deeplink | [5 empty] | Yes | E | [10 empty] | 13.87 | [7 empty] | 9004100464817 | 05994100102809 | [5 empty] | 100 | 1000 | [8 empty] | 16 | [10 empty] | Spherical | Colored (Coated) | 45 |  |  |  | 23 | 1000 EUR | 69.5 | [9 empty] | EUP related |  |  |  | 1000 | [6 empty] | 6000 |  | 453 x 228 x 176 (mm) | [42 empty] | E27 | Tungsram |  |  |  |  | 13 | 230 | Phased-out
510380 | TU#80W E27 240V TU PAR38RE FL WM MIH1/10 | image | datasheet | deeplink | [5 empty] | Yes | [19 empty] | 9004100686912 | 05994100103806 | [5 empty] | 10 | 2000 | [8 empty] | 336 | [10 empty] | PAR | Colored (Coated) | 122 |  |  |  | 418 | 60 EUR | 136 | [9 empty] | EUP related |  |  |  | 60 | [6 empty] | 360 |  | 588 x 238 x 166 (mm) | [42 empty] | E27 | Tungsram |  |  |  |  | 80 | 240 | Phased-out
521840 | TU#25A1/GLS-OR/E27 230V A50 TU 1/10/120 | image | datasheet | deeplink | [5 empty] | Yes | [19 empty] | 5994100218401 | 15994100218408 | [5 empty] | 120 | 1000 | [8 empty] | 22 | [10 empty] | GLS | Colored (Coated) | 50 |  |  |  | 47 | 960 EUR | 88.5 | [13 empty] | 960 | [6 empty] | 3840 |  | 397 x 252 x 281 (mm) | [42 empty] | E27 | Tungsram |  |  |  |  | 25 | 230 | Phased-out
21684 | @CMH35/PAR20/UVC/830/E27/SP10 | image | datasheet | deeplink | Yes | 10 |  | 0.435 |  | No | A |  | 0.5 | [5 empty] | 38.8 |  |  | 42.68 | 90 | [6 empty] | 0043168216845 | 10043168216842 |  |  |  | 25 |  | 15 |  | 2215 |  |  |  | 830 | 0.401 |  | 92 | 102 |  |  |  |  | 180 | [5 empty] | PAR | Clear | 64 |  |  |  | 149 | 135 EUR. 150 UK | [6 empty] | 2215 | 57.1 | 60 | [5 empty] | 135 | 150 | [5 empty] | 810 |  | 253 x 383 x 161 (mm) |  | U - Universal |  | 10000 | [8 empty] | 900 |  | 4.6 | [7 empty] | Exempt | [19 empty] | E27 | GE Lighting | 84 | 3000 | 3000 | 2100 | 35 | 90 | Marked for phase-out
510404 | @TU@40W E27 230V TU DISCO R63BLMIH1/10/50 | image | datasheet | deeplink | [5 empty] | Yes | [11 empty] | 39.36 |  | Standard | [5 empty] | 9004101901618 | 05994100104049 | [5 empty] | 50 | 1000 | [8 empty] | 35 | [10 empty] | Reflector | Aluminized;Colored (Coated) | 63.5 |  |  |  | 44 | 150 EUR | 100 | [13 empty] | 150 | [6 empty] | 1650 |  | 646 x 326 x 111 (mm) | [42 empty] | E27 | Tungsram |  |  |  | 0.1 | 40 | 230 | Phased-out
80584 | Q6 6A100PK30D-M | image | datasheet | deeplink | No |  |  |  | C-6F (C-6 oval) | Yes | [19 empty] | 0043168805841 | 10043168805848 | [5 empty] | 10 | 1000 | [7 empty] | 58 | 85 | [10 empty] | Tubular |  | 12.8 |  |  |  | 146 | 350 EUR. 500 UK | [14 empty] | 350 | 500 | [5 empty] | 3850 |  | 225 x 89 x 80 (mm) | [12 empty] | 5500 | [29 empty] | PK32d-1 | GE Lighting |  | 3100 | 3100 | 2700 | 105 | 6 | Phased-out
509706 | @TU 15W E14 240V TU T25 PYGMY CL FRID | image | datasheet | deeplink | [5 empty] | Yes | [8 empty] | 15 |  |  | 15 |  | Standard | [5 empty] | 9004100492414 | 05994100097068 | [5 empty] | 100 | 1000 | 85 | 5.6667 | [6 empty] | 10 | [10 empty] | Tubular | Clear | 25 |  | BOX |  | 16 | 2000 EUR. 2800 UK | 55 | [13 empty] | 2000 | 2800 | [5 empty] | 12000 |  | 278 x 143 x 154 (mm) | [12 empty] | 16800 | [29 empty] | E14 | Tungsram |  | 2290 | 2290 | 85 | 15 | 240 | Phased-out
516417 | TU@15A1/CL/E27 240V TU A50 BX1/10/120MIH | image | datasheet | deeplink | [5 empty] | Yes | [19 empty] | 5994100164173 | 05994100164173 | [5 empty] | 120 | 1000 |  | 6.6667 | [6 empty] | 22 | [10 empty] | GLS | Clear | 50 |  | BOX |  | 39 | 960 EUR | 88.5 | [9 empty] | Product only available outside the EU. |  |  |  | 960 | [6 empty] | 3840 |  | 391 x 251 x 287 (mm) | [42 empty] | E27 | Tungsram |  |  |  | 100 | 15 | 240 | Phased-out
510359 | TU#120W E27 230V TU PAR38FLWMISERMIH1/10 | image | datasheet | deeplink | [5 empty] | Yes | [19 empty] | 9004100690513 | 05994100103592 | [5 empty] | 10 | 2000 | [8 empty] | 341 | [10 empty] | PAR | Clear | 122 |  |  |  | 414 | 60 EUR | 136 | [13 empty] | 60 | [6 empty] | 360 |  | 588 x 238 x 166 (mm) | [42 empty] | E27 | Tungsram |  |  |  |  | 120 | 230 | Phased-out
510369 | TU#80W E27 230V TU PAR38GR FL WM MIH1/10 | image | datasheet | deeplink | [5 empty] | Yes | [19 empty] | 9004100688015 | 05994100103691 | [5 empty] | 10 | 2000 | [8 empty] | 336 | [10 empty] | PAR | Colored (Coated) | 122 |  |  |  | 418 | 60 EUR | 136 | [13 empty] | 60 | [6 empty] | 360 |  | 588 x 238 x 166 (mm) | [42 empty] | E27 | Tungsram |  |  |  |  | 80 | 230 | Phased-out
21690 | @CMH35/PAR30/UVC/830/E27/FL25 | image | datasheet | deeplink | Yes | 25 |  | 0.431 |  | No | A |  | 0.5 | [5 empty] | 39.4 |  |  | 43.35 | 90 | [6 empty] | 0043168216906 | 10043168216903 |  |  |  | 25 |  | 6 |  | 2368 |  |  |  | 830 | 0.406 |  | 124 | 211 |  |  |  |  | 180 | [5 empty] | PAR | Clear | 95.5 |  | BOX |  | 262 | 96 EUR. 120 UK | [6 empty] | 2368 | 60.1 | 69 | [5 empty] | 96 | 120 | [5 empty] | 672 |  | 278 x 188 x 143 (mm) |  | U - Universal |  | 10000 | [8 empty] | 840 |  | 5.1 | [7 empty] | Exempt | [19 empty] | E27 | GE Lighting | 81 | 3000 | 3000 | 2400 | 35 | 90 | Marked for phase-out
44304 | @LU400W/PSL/T/E40 Bulk 1/63 | image | datasheet | deeplink | Yes |  |  | 0.52 |  | No | A++ | [7 empty] | 401.6 |  |  | 441.76 | 110 | [7 empty] | 10043168443040 |  |  |  | 25 |  | 63 |  | 57320 | 138 |  |  |  | 0.42 | 175 | 292 | 169 |  | 300 | [8 empty] | Tubular | Clear | 48 |  | BOX |  | 171 | 252 EUR | [11 empty] | OUTER BOX |  |  | 252 | [6 empty] | 756 |  | 599 x 399 x 338 (mm) |  | U - Universal | [12 empty] | 19.2 | [27 empty] | E40 | GE Lighting | 25 | 2100 | 2100 | 56500 | 400 | 110 | Marked for phase-out
78737 | @LU 150/XO/SBY/T/E40 1/12 MIH | image | datasheet | deeplink | Yes | [5 empty] | A+ |  | 1.8 | [5 empty] | 153.5 |  |  | 168.9 | 100 | [6 empty] | 0043168787376 | 10043168787373 |  |  |  | 25 |  | 12 |  | 17185 | [5 empty] | 133 | 211 | 155 |  |  |  |  | 210 | [5 empty] | Tubular | Clear |  |  |  |  | 170 | 288 EUR. 372 UK | [7 empty] | 111.9 | 117 | 5 |  |  |  |  | 288 | 372 | [5 empty] | 864 |  | 215 x 162 x 284 (mm) |  | U - Universal | [10 empty] | 1116 |  | 26.56 | [27 empty] | E40 | GE Lighting | 25 | 2100 | 2100 | 17500 | 150 | 100 | Marked for phase-out
170250 | @TU*FD-D 13W F83 G24D1 TU 10PCS MIH | image | datasheet | deeplink | [5 empty] | No |  |  |  |  | -15 |  |  |  | 13 |  |  | 16.18 |  | Standard | [5 empty] | 9004100702506 | 19004100702503 |  | -15 |  |  |  | 10 | 10000 | 900 |  |  |  | 830 |  |  | 133 | 60 | [10 empty] | Quad plug-in |  |  | 34.4 |  |  | 105 | 600 EUR | [14 empty] | 600 | [6 empty] | 3600 |  | 189 x 80 x 148 (mm) |  | U - Universal | [12 empty] | 3 | [7 empty] | exempt | [19 empty] | G24d-1 | Tungsram | 82 | 3000 | 3000 | 900 | 13 | 91 | Phased-out
36912 | @CMH150/TD/UVC/830/RX7S-24 | image | datasheet | deeplink | Yes |  |  | 0.43 |  | Yes | A+ |  | 1.8 | [5 empty] | 144.3 |  |  | 158.73 | 96 | [6 empty] | 0043168369121 | 00043168369121 |  |  |  | 25 |  | 12 |  | 14480 |  |  |  | 830 | 0.4 | 66 | 135.4 | 33 |  |  |  |  | 240 | [5 empty] | Double Ended | Clear |  |  |  |  | 68 | 408 EUR. 540 UK | [7 empty] | 100.3 | 97 | 900 |  |  |  |  | 408 | 540 | [5 empty] | 1632 |  | 176 x 136 x 218 (mm) |  | H45 - Horiz 45 degrees | [10 empty] | 2160 |  | 10 | [7 empty] | Exempt | [19 empty] | Rx7s | GE Lighting | 80 | 3000 | 3000 | 14500 | 150 | 96 | Marked for phase-out
510442 | TU@100W B22 240V TU RS CL 1/20 MIH | image | datasheet | deeplink | [5 empty] | Yes | [19 empty] | 9004100452418 | 05994100104421 | [5 empty] | 20 | 1000 |  | 10 | [6 empty] | 30 | [10 empty] | PS | Clear | 60 |  |  |  | 50 | 220 EUR | 103.5 | [9 empty] | EUP related |  |  |  | 220 | [6 empty] | 1980 |  | 308 x 248 x 121 (mm) | [42 empty] | B22d | Tungsram |  |  |  | 1000 | 100 | 240 | Phased-out
170272 | @TU FD-D26 F83 G24D-3 ST TU MIH | image | datasheet | deeplink | [5 empty] | No | G |  |  |  | -15 |  |  |  | 26 |  |  | 31.39 |  | Standard | [5 empty] | 9004100702728 | 19004100702725 |  | -15 |  |  |  | 10 | 10000 | 1800 |  |  |  | 830 |  |  | 169.5 | 100 | [10 empty] | Quad plug-in |  |  | 34.4 |  |  | 120 | 600 EUR | [14 empty] | 600 | [6 empty] | 3000 |  | 76 x 185 x 200 (mm) |  | U - Universal | [12 empty] | 3 | [7 empty] | exempt | [19 empty] | G24d-3 | Tungsram | 82 | 3000 | 3000 | 1800 | 26 | 105 | Phased-out
510282 | TU NIGHTLIGHT E27 230V TU SPHER YELL MIH | image | datasheet | deeplink | [5 empty] | Yes | E | [7 empty] | 14 |  |  | 14 | [7 empty] | 9004100463810 | 05994100102823 | [5 empty] | 100 | 1000 | 55 | [7 empty] | 16 | [10 empty] | Spherical | Colored (Coated) | 45 |  |  |  | 23 | 1000 EUR | 69.5 | [9 empty] | EUP related |  |  |  | 1000 | [6 empty] | 6000 |  | 453 x 228 x 176 (mm) | [42 empty] | E27 | Tungsram |  |  |  |  | 13 | 230 | Phased-out
517086 | TU&40/D1/CL/E14 240V TU 1/10/100 MIH | image | datasheet | deeplink | [5 empty] | Yes | [19 empty] | 5994100170860 | 25994100170864 | [5 empty] | 100 | 1000 |  | 10 | [6 empty] | 16 | [10 empty] | Spherical | Clear | 45 |  |  |  | 23 | 700 EUR. 1000 UK | 74 | [9 empty] | Product only available outside the EU. |  |  |  | 700 | 1000 | [5 empty] | 4200 |  | 453 x 228 x 176 (mm) | [12 empty] | 6000 | [29 empty] | E14 | Tungsram |  |  |  | 400 | 40 | 240 | Phased-out
509696 | @TU&100W E27 230V TU R80S MIH | image | datasheet | deeplink | [5 empty] | Yes | [13 empty] | Standard | [5 empty] | 9004100390918 | 05994100096962 | [5 empty] | 25 | 1000 | [8 empty] | 41 | [10 empty] | Reflector | Aluminized; Diffuse | 80 |  |  |  | 74 | 150 EUR | 109.5 | [9 empty] | EUP related |  |  |  | 150 | [6 empty] | 1200 |  | 408 x 408 x 132 (mm) | [42 empty] | E27 | Tungsram |  |  |  |  | 100 | 230 | Marked for phase-out
523357 | TU K12 C100W 240V R7S 78MM TU BX1/10MIH | image | datasheet | deeplink |  |  |  |  | CC-8 | Yes | D | [7 empty] | 100 |  |  | 100 | [7 empty] | 5994100233572 | 15994100233579 | [5 empty] | 10 | 2000 | 1800 | 19 | [5 empty] | 80.1 | 6 | [10 empty] | Tubular |  | 8 |  | BOX |  | 35 | 4800 EUR. 6000 UK | [10 empty] | EUP related | OUTER BOX |  |  | 4800 | 6000 | [5 empty] | 24000 |  | 188 x 191 x 212 (mm) | [12 empty] | 30000 | [29 empty] | R7s | Tungsram | 100 | 2900 | 2900 | 1800 | 100 | 230 | Phased-out
509714 | @TU 250R/IR/SA/E27 235-245V TU MIH | image | datasheet | deeplink | [5 empty] | Yes | [13 empty] | Standard | [5 empty] | 9004100428314 | 05994100097143 | [5 empty] | 10 | 5000 | [8 empty] | 131 | [10 empty] | Reflector | Aluminized; Diffuse | 125 |  |  |  | 239 | 50 EUR | 173 | [13 empty] | 50 | [6 empty] | 250 |  | 635 x 255 x 190 (mm) | [42 empty] | E27 | Tungsram |  |  |  |  | 250 | 240 | Marked for phase-out
13511 | QH6600T3/CL/HT | image | datasheet | deeplink | No |  |  |  | C-8 | Yes | [19 empty] | 0043168135115 | 00043168135115 | [5 empty] | 12 | 150 | [7 empty] | 300.5 | 28 | [10 empty] | Tubular |  | 10 |  |  |  | 91 | 132 EUR. 168 UK | [14 empty] | 132 | 168 | [5 empty] | 1452 |  | 469 x 158 x 93 (mm) | [12 empty] | 1848 | [29 empty] | Special | GE Lighting |  | 3250 | 3250 | 200000 | 6600 | 400 | Phased-out
510376 | TU#80W E27 230V TU PAR38RE FL WM MIH1/10 | image | datasheet | deeplink | [5 empty] | Yes | [19 empty] | 9004100686615 | 05994100103769 | [5 empty] | 10 | 2000 | [8 empty] | 336 | [10 empty] | PAR | Colored (Coated) | 122 |  |  |  | 418 | 60 EUR | 136 | [9 empty] | EUP related |  |  |  | 60 | [6 empty] | 360 |  | 588 x 238 x 166 (mm) | [42 empty] | E27 | Tungsram |  |  |  |  | 80 | 230 | Phased-out
510414 | @TU 60W E27 230V TU DISCO R80YE MIH 1/25 | image | datasheet | deeplink | [5 empty] | Yes | [11 empty] | 57.25 |  | Standard | [5 empty] | 9004101901212 | 05994100104148 | [5 empty] | 25 | 1000 | [8 empty] | 49 | [10 empty] | Reflector | Aluminized; Colored (Coated) | 80 |  |  |  | 86 | 150 EUR | 109.5 | [13 empty] | 150 | [6 empty] | 1200 |  | 408 x 408 x 132 (mm) | [42 empty] | E27 | Tungsram |  |  |  | 500 | 60 | 230 | Phased-out
88482 | P2/27 FEX 230V | image | datasheet | deeplink | No |  |  |  | C8 | Yes | B | [7 empty] | 2000 |  |  | 2000 | [7 empty] | 0043168884822 | 10043168884829 | [5 empty] | 12 | 300 | 50000 | [6 empty] | 143 | 44 | [10 empty] | Tubular |  | 26.5 |  | BOX |  | 89 | 144 EUR. 180 UK | [11 empty] | OUTER BOX |  |  | 144 | 180 | [5 empty] | 1152 |  | 350 x 190 x 134 (mm) | [12 empty] | 1440 | [29 empty] | Rx7s | GE Lighting |  | 3200 | 3200 | 50000 | 2000 | 230 | Phased-out
522318 | OT#FLE12HLX/T2/865/E14 BX1/10 TU 8Y /01 | image | datasheet | deeplink | [5 empty] | No | A |  | 110 |  | -10 | [14 empty] | 5994100223184 | 15994100223181 |  | -10 | 50 |  |  | 10 | 10000 |  |  |  |  | 865 |  |  |  | 54 |  | 0.8 | [8 empty] | Heliax |  |  | 53 | BOX |  | 142 | 280 EUR | 112.5 | [10 empty] | OUTER BOX |  |  | 280 | [6 empty] | 2240 |  | 118 x 280 x 135 (mm) |  | U - Universal | [12 empty] | 0.85 | [7 empty] | exempt | [19 empty] | E14 | Tungsram | 80 | 6500 | 6500 | 665 | 12 | 230 | Phased-out
523361 | TU K12 C100W 230V R7S 78MM TU BX1/10MIH | image | datasheet | deeplink |  |  |  |  | CC-8 | Yes | D | [7 empty] | 100 |  |  | 100 | [7 empty] | 5994100233619 | 15994100233616 | [5 empty] | 10 | 2000 | 1800 | 19 | [5 empty] | 80.1 | 6 | [10 empty] | Tubular |  | 8 |  | BOX |  | 35 | 4800 EUR. 6000 UK | [10 empty] | EUP related | OUTER BOX |  |  | 4800 | 6000 | [5 empty] | 24000 |  | 188 x 191 x 212 (mm) | [12 empty] | 30000 | [29 empty] | R7s | Tungsram | 100 | 2900 | 2900 | 1800 | 100 | 230 | Phased-out
23863 | Q20A/PAR56/3 V | image | datasheet | deeplink | No |  |  |  | CC-6 | Yes | [19 empty] | 5021731314025 | 00043168238632 | [5 empty] | 12 | 500 | [7 empty] | 114.3 | 658 | [10 empty] | PAR |  | 178 |  |  |  | 700 | 96 EUR. 27 UK | [14 empty] | 96 | 27 | [5 empty] | 192 |  | 446 x 300 x 349 (mm) | [12 empty] | 324 | [29 empty] | Screw terminal | GE Lighting |  | 3200 | 3200 | 13120 | 525 | 20 | Phased-out
523070 | OT#FLE20TBX/T3/865/E27 TU 1/8T 10Y /04 | image | datasheet | deeplink | [5 empty] | No | A |  | 140 |  | -20 | [14 empty] | 5994100230700 | 15994100230707 |  |  | 50 |  |  | 8 | 10000 |  |  |  |  | 865 |  |  |  | 78 |  | 0.1 | [8 empty] | Hex |  |  | 44 | TRAY |  | 113 | 360 EUR | 149 | [10 empty] | OUTER BOX |  |  | 360 | [6 empty] | 2160 |  | 196 x 106 x 170 (mm) |  | U - Universal | [12 empty] | 2 | [7 empty] | exempt | [19 empty] | E27 | Tungsram | 82 | 6500 | 6500 | 1152 | 20 | 230 | Phased-out
510417 | TU@40W E27 230V TU DISCO R63YEMIH1/10/50 | image | datasheet | deeplink | [5 empty] | Yes | E | [10 empty] | 39.36 | [7 empty] | 9004101902110 | 05994100104179 | [5 empty] | 50 | 1000 | [8 empty] | 35 | [10 empty] | Reflector | Aluminized; Colored (Coated) | 63.5 |  |  |  | 44 | 150 EUR | 100 | [13 empty] | 150 | [6 empty] | 1650 |  | 646 x 326 x 111 (mm) | [42 empty] | E27 | Tungsram |  |  |  | 120 | 40 | 230 | Phased-out
510512 | OT M269/BAB/EC/20W 12V BX TU 1/20 MIC | image | datasheet | deeplink |  | 36 | 450 |  | C-6 | Yes | B | [5 empty] | 36 | 450 | 20 |  | 0.0 s | 21.08 | [7 empty] | 5994100105121 | 05994100105121 | [5 empty] | 20 | 2000 | 205 |  | 1 |  |  |  |  | 46 | 35 |  |  | 8000 | [7 empty] | Mirrored reflector |  | 50 |  | BX |  | 46 | 380 EUR |  |  | 80% |  | instant | 2000 | [5 empty] | OB |  |  | 380 | [6 empty] | 5320 |  | 248 x 200 x 74 (mm) | [12 empty] | 4100 | [29 empty] | GU5.3 | Tungsram | 100 | 2800 | 2800 |  | 20 | 12 | Phased-out
28127 | QH3MT3/CL/HT/R | image | datasheet | deeplink | No |  |  |  | C-8 | [21 empty] | 10043168281277 | [5 empty] | 12 | 5000 | [7 empty] | 381.5 | 28 | [10 empty] | Tubular |  | 10 |  |  |  | 91 | 132 EUR. 168 UK | [14 empty] | 132 | 168 | [5 empty] | 1188 |  | 469 x 158 x 113 (mm) | [12 empty] | 1512 | [29 empty] | Special | GE Lighting |  | 2450 | 2450 |  | 3000 | 400 | Phased-out
508103 | TU 60A1/R.S-CL/E27 230V TU 1/100 MIH | image | datasheet | deeplink | [5 empty] | Yes | E |  | 6.1 | [8 empty] | 60.01 | [7 empty] | 9004100440118 | 05994100081036 | [5 empty] | 100 | 1000 |  | 9.1667 | [6 empty] | 31 | [10 empty] | PS | Clear | 60 |  |  |  | 46 | 600 EUR | 105 | [13 empty] | 600 | [6 empty] | 3000 |  | 598 x 308 x 226 (mm) | [42 empty] | E27 | Tungsram |  |  |  | 550 | 60 | 230 | Phased-out
88665 | @LU250W/PSL/T/E40 | image | datasheet | deeplink | Yes |  |  | 0.53 |  | Yes | A+ |  | 3 | [5 empty] | 250 |  |  | 275 | 115 | [6 empty] | 0043168886659 | 10043168886656 |  |  |  | 25 |  | 12 |  | 34300 | 113 |  |  |  | 0.43 | 158 | 260 | 142 |  | 180 | [8 empty] | Tubular | Clear | 48 |  |  |  | 188 | 288 EUR. 372 UK | [14 empty] | 288 | 372 | [5 empty] | 864 |  | 215 x 162 x 349 (mm) |  | U - Universal | [10 empty] | 1116 |  | 23.22 | [27 empty] | E40 | GE Lighting | 25 | 2100 | 2100 | 33000 | 250 | 115 | Marked for phase-out
509444 | @TU 56500 50W 12V GY6.35 TR TU BX1/20 MIH | image | datasheet | deeplink |  |  |  |  | C-8 | Yes | [8 empty] | 50 |  | 0.0 s | 53 |  | Standard | [5 empty] | 5994100094449 | 05994100094449 | [5 empty] | 20 | 2000 | 1200 | 18 | [5 empty] | 44 | 12 |  |  | 8000 | [7 empty] | Tubular |  | 10.5 |  | BX |  | 14 | 6400 EUR. 8400 UK |  |  | 80% |  | instant | [6 empty] | OB |  |  | 6400 | 8400 | [5 empty] | 32000 |  | 131 x 90 x 40 (mm) | [12 empty] | 42000 | [29 empty] | GY6.35-15 | Tungsram | 100 | 3000 | 3000 | 1200 | 50 | 12 | Phased-out
510387 | TU#150W E27 120V TU PAR38CL FL MIH 1/10 | image | datasheet | deeplink | [5 empty] | Yes | [19 empty] | 5994100103875 | 05994100103875 | [5 empty] | 10 | 2000 | [8 empty] | 336 | [10 empty] | PAR | Clear | 122 |  |  |  | 418 | 60 EUR | 136 | [13 empty] | 60 | [6 empty] | 360 |  | 588 x 238 x 166 (mm) | [42 empty] | E27 | Tungsram |  |  |  |  | 150 | 120 | Phased-out
510351 | @TU§60W E14 230V TU R50S MIH 1/10/50 | image | datasheet | deeplink | [5 empty] | Yes | [11 empty] | 60.2 |  | Standard | [5 empty] | 5994100079958 | 05994100103516 | [5 empty] | 50 | 1000 | [8 empty] | 17 | [10 empty] | Reflector | Aluminized; Diffuse | 50 |  |  |  | 28 | 600 EUR | 86 | [9 empty] | EUP related |  |  |  | 600 | [6 empty] | 3000 |  | 264 x 264 x 186 (mm) | [42 empty] | E14 | Tungsram |  |  |  |  | 60 | 230 | Phased-out
516032 | OT Q50MR16 240V GU10 FL TU BX1/10 MIC | image | datasheet | deeplink |  | 36 | 600 |  | CC-2V | Yes | D | [5 empty] | 36 | 600 | 50 |  | 0.0 s | 51.2 | [7 empty] | 5994100160328 | 25994100160322 | [5 empty] | 10 | 2000 | 340 |  | 1 |  |  |  |  | 55 | 44 |  |  | 8000 | [7 empty] | Mirrored reflector |  | 50 |  | BX |  | 58 | 800 EUR. 1200 UK |  |  | 80% |  | instant | 2000 | [5 empty] | OB |  |  | 800 | 1200 | [5 empty] | 2400 |  | 270 x 110 x 66 (mm) | [12 empty] | 3600 | [29 empty] | GU10 | Tungsram | 100 | 2800 | 2800 |  | 50 | 240 | Phased-out
510323 | TU&25W E27 240V TU SPHERICAL CLEAR MIH | image | datasheet | deeplink | [5 empty] | Yes | [19 empty] | 9004100635415 | 05994100103233 | [5 empty] | 100 | 1000 |  | 8.4 | [6 empty] | 16 | [10 empty] | Spherical | Clear | 45 |  |  |  | 23 | 1000 EUR | 69.5 | [9 empty] | Product only available outside the EU. |  |  |  | 1000 | [6 empty] | 6000 |  | 453 x 228 x 176 (mm) | [42 empty] | E27 | Tungsram |  |  |  | 210 | 25 | 240 | Phased-out
523066 | OT#FLE11TBX/T3/865/E14 TU 1/8T 10Y /04 | image | datasheet | deeplink | [5 empty] | No | A |  | 0.09 |  | -10 | [14 empty] | 5994100230663 | 15994100230660 |  |  | 40 |  |  | 8 | 10000 |  |  |  |  | 865 |  |  |  | 66 |  | 1 | [8 empty] | Hex |  |  | 44.5 | BOX |  | 89 | 360 EUR | 131.5 | [10 empty] | TRAY OUTER |  |  | 360 | [6 empty] | 2520 |  | 196 x 106 x 145 (mm) |  | U - Universal | [12 empty] | 2 | [7 empty] | exempt | [19 empty] | E14 | Tungsram | 82 | 6500 | 6500 | 560 | 11 | 230 | Phased-out
17108 | @LU750W/PSL/T/E40 | image | datasheet | deeplink | Yes |  |  | 0.52 |  | No | A++ | [7 empty] | 734.2 |  |  | 807.64 | 115 | [6 empty] | 0043168171083 | 20043168171087 |  |  |  | 25 |  | 12 |  | 109230 | 146 |  |  |  | 0.42 | 171 | 291 | 170 |  | 180 | [8 empty] | Tubular | Clear | 51 |  |  |  | 206 | 288 EUR. 348 UK | [14 empty] | 288 | 348 | [5 empty] | 864 |  | 227 x 170 x 350 (mm) |  | U - Universal | [10 empty] | 1044 |  | 21.1 | [27 empty] | E40 | GE Lighting | 25 | 2100 | 2100 | 112000 | 750 | 115 | Marked for phase-out
524920 | OT#K9 C200W 240V R7S 117MM TU TBL2/20MIC | image | datasheet | deeplink |  |  |  |  | CC-8 | Yes | C | [7 empty] | 200 |  |  | 200 | [7 empty] | 5994100249207 | 15994100249204 | [5 empty] | 20 | 1000 | 4000 | 20 | [5 empty] | 119 | 7 | [10 empty] | Tubular |  | 8 |  | TWBL |  | 15 | 800 EUR. 1060 UK | [11 empty] | TRAY OUTER |  |  | 800 | 1060 | [5 empty] | 5600 |  | 135 x 160 x 140 (mm) | [12 empty] | 7420 | [29 empty] | R7s | Tungsram | 100 | 3000 | 3000 | 4000 | 200 | 240 | Phased-out
508099 | TU&15W E27 230V TU SPH CL MIH 1/10/100 | image | datasheet | deeplink | [5 empty] | Yes | [19 empty] | 9004100465319 | 05994100080992 | [5 empty] | 100 | 1000 |  | 6.6667 | [6 empty] | 16 | [10 empty] | Spherical | Clear | 45 |  |  |  | 23 | 1000 EUR | 69.5 | [9 empty] | Product only available outside the EU. |  |  |  | 1000 | [6 empty] | 6000 |  | 453 x 228 x 176 (mm) | [42 empty] | E27 | Tungsram |  |  |  | 100 | 15 | 230 | Phased-out
509699 | @TU 150R/IR/CL/E27 235/245V TU MIH | image | datasheet | deeplink | [5 empty] | Yes | [13 empty] | Standard | [5 empty] | 9004100425412 | 05994100096993 | [5 empty] | 10 | 5000 | [8 empty] | 131 | [10 empty] | Reflector | Aluminized; Clear | 125 |  |  |  | 239 | 50 EUR | 173 | [13 empty] | 50 | [6 empty] | 250 |  | 635 x 255 x 190 (mm) | [42 empty] | E27 | Tungsram |  |  |  |  | 150 | 240 | Phased-out
524787 | @TU 42W HALO A/CL/E27 240V TU BX 1/10 | image | datasheet | deeplink |  |  |  |  | 2CC-8 | Yes | [8 empty] | 42 |  | 0.0 s | 42 |  | Standard | [5 empty] | 5994100247876 | 25994100247870 | [5 empty] | 10 | 2000 | 630 | 15 | [5 empty] | 89.5 | 25 |  |  | 8000 | [7 empty] | GLS |  | 50 |  | BOX |  | 55 | 330 EUR |  |  | 80% |  | instant | [6 empty] | OUTER BOX |  |  | 330 | [6 empty] | 3630 |  | 105 x 255 x 95 (mm) | [12 empty] | 4100 | [29 empty] | E27 | Tungsram | 100 | 2800 | 2800 | 630 | 42 | 240 | Phased-out
79584 | @Q30MR16HIR/CCG10 | image | datasheet | deeplink |  | 36 | 1600 |  | C-8 | Yes | [8 empty] | 30 | [10 empty] | 0043168795845 | 10043168795842 | [5 empty] | 10 | 5000 | [7 empty] | 46 | 36 | [10 empty] | Mirrored reflector |  | 50 |  | BOX |  | 45 | 520 EUR. 640 UK | [11 empty] | OUTER BOX |  |  | 520 | 640 | [5 empty] | 4680 |  | 270 x 60 x 120 (mm) | [12 empty] | 5760 | [29 empty] | GU5.3 | GE Lighting | 100 | 2950 | 2950 | 600 | 30 | 12 | Phased-out
508094 | @TU&40W E27 230V TU SPH CL MIH 1/10/100 | image | datasheet | deeplink | [5 empty] | Yes | [13 empty] | Standard | [5 empty] | 9004100641010 | 05994100080947 | [5 empty] | 100 | 1000 |  | 10 | [6 empty] | 16 | [10 empty] | Spherical | Clear | 45 |  |  |  | 24 | 1000 EUR. 1000 UK | 69.5 | [9 empty] | Product only available outside the EU. |  |  |  | 1000 | 1000 | [5 empty] | 6000 |  | 453 x 228 x 176 (mm) | [12 empty] | 6000 | [29 empty] | E27 | Tungsram |  |  |  | 400 | 40 | 230 | Marked for phase-out
523072 | OT@FLE12HLX/T2/827/E27 1/6T TU 10Y /01 | image | datasheet | deeplink | [5 empty] | No | A |  | 110 |  | -10 | [6 empty] | 12 | [7 empty] | 5994100230724 | 15994100230721 |  | -10 | 50 |  |  | 6 | 10000 |  |  |  |  | 827 |  |  |  | 51 |  | 0.8 |  |  | < 40 | [5 empty] | Heliax |  |  | 53 | TRAY |  | 91 | 198 EUR | 100 | [9 empty] | EUP related | OUTER BOX |  |  | 198 | [6 empty] | 1584 |  | 194 x 138 x 133 (mm) |  | U - Universal | [12 empty] | 0.85 | [7 empty] | exempt | [19 empty] | E27 | Tungsram | 80 | 2700 | 2700 | 715 | 12 | 230 | Phased-out
22838 | TU QH2500T3/CL MIH | image | datasheet | deeplink | No |  |  |  | C-8 | [20 empty] | 0043168228381 | 10043168228388 | [5 empty] | 12 | 5000 | [7 empty] | 731 | 56 | [10 empty] | Tubular |  | 10 |  |  |  | 169 | 60 EUR. 96 UK | [14 empty] | 60 | 96 | [5 empty] | 660 |  | 849 x 158 x 93 (mm) | [12 empty] | 1056 | [29 empty] | Special | GE Lighting |  | 2450 | 2450 |  | 2500 | 400 | Phased-out
170233 | FD-D18WF82 | image | datasheet | deeplink | [5 empty] | No |  |  |  |  | -15 |  |  |  | 18 |  |  | 22.1 |  | Standard | [5 empty] | 9004100702339 | 19004100702336 |  | -15 |  |  |  | 10 | 10000 | 1200 |  |  |  | 827 |  |  | 154 | 67 | [10 empty] | Quad plug-in |  |  | 34.4 |  |  | 120 | 600 EUR | [14 empty] | 600 | [6 empty] | 3000 |  | 76 x 185 x 160 (mm) |  | U - Universal | [12 empty] | 3 | [7 empty] | exempt | [19 empty] | G24d-2 | Tungsram | 82 | 2700 | 2700 | 1200 | 18 | 100 | Phased-out
524413 | OT@FLE9DBX/T3/827/E27 BX 1/10 TU 6Y /01 | image | datasheet | deeplink | [5 empty] | No | A |  | 70 | [8 empty] | 9 | [7 empty] | 5994100244134 | 15994100244131 |  |  | 50 |  |  | 10 | 6000 |  |  |  |  | 827 |  |  |  | 52 |  | 0.1 | [8 empty] | Quad |  |  | 40 |  |  | 74 | 380 EUR | 124 | [9 empty] | EUP related |  |  |  | 380 | [6 empty] | 2660 |  | 243 x 100 x 142 (mm) |  | U - Universal | [12 empty] | 2 | [7 empty] | exempt | [19 empty] | E27 | Tungsram | 80 | 2700 | 2700 | 435 | 9 | 230 | Phased-out
38535 | 1988 1/10 MIH | image | datasheet | deeplink | No |  |  |  | C-8 | Yes | D | [10 empty] | 101.69 | [7 empty] | 5021731314025 | 20043168385354 | [5 empty] | 10 | 2000 | [7 empty] | 54.6 | 9 | [10 empty] | Tubular |  | 9.7 |  |  |  | 21 | 400 EUR. 600 UK | [14 empty] | 400 | 600 | [5 empty] | 4000 |  | 183 x 78 x 75 (mm) | [12 empty] | 6000 | [29 empty] | Special | GE Lighting |  | 3000 | 3000 | 1634 | 100 | 10 | Phased-out
509689 | @TU§25W E14 230V TU R50S MIH | image | datasheet | deeplink | [5 empty] | Yes | [11 empty] | 24.98 |  | Standard | [5 empty] | 9004100412917 | 05994100096894 | [5 empty] | 100 | 1000 | [8 empty] | 18 | [10 empty] | Reflector | Aluminized; Diffuse | 50 |  | BOX |  | 28 | 600 EUR | 86 | [9 empty] | EUP related | OUTER BOX |  |  | 600 | [6 empty] | 3000 |  | 518 x 263 x 201 (mm) | [42 empty] | E14 | Tungsram |  |  |  |  | 25 | 230 | Phased-out
509472 | @TU 50020 1000W 240V R7S 189MM TU BX1/10 | image | datasheet | deeplink |  |  |  |  | C-8 | Yes | [8 empty] | 1000 |  | 0.0 s | 1000 |  | Standard | [5 empty] | 5994100094722 | 05994100094722 | [5 empty] | 10 | 2000 | 21000 | 21 | [5 empty] | 190.5 | 15 |  |  | 8000 | [7 empty] | Tubular |  | 10 |  |  |  | 54 | 270 EUR. 280 UK |  |  | 80% |  | instant | [9 empty] | 270 | 280 | [5 empty] | 4320 |  | 246 x 131 x 67 (mm) | [12 empty] | 4480 | [29 empty] | R7s | Tungsram | 100 | 3000 | 3000 | 21000 | 1000 | 240 | Phased-out
510494 | @TU 15W B22 240V SEWM TU T25 PYGMY CL MIH | image | datasheet | deeplink | [5 empty] | Yes | [8 empty] | 15 |  |  | 15 |  | Standard | [5 empty] | 9004100497716 | 05994100104940 | [5 empty] | 100 | 1000 | 85 | 5.6667 | [6 empty] | 17 | [10 empty] | Tubular | Clear | 25 |  | BOX |  | 22 | 2000 EUR | 52 | [10 empty] | OUTER BOX |  |  | 2000 | [6 empty] | 12000 |  | 294 x 151 x 154 (mm) | [42 empty] | B22d | Tungsram |  | 2290 | 2290 | 85 | 15 | 240 | Phased-out
523069 | OT#FLE20TBX/T3/827/E27 TU 1/8T 10Y /04 | image | datasheet | deeplink | [5 empty] | No | A |  | 0.16 |  | -10 | [14 empty] | 5994100230694 | 15994100230691 |  |  | 40 |  |  | 8 | 10000 |  |  |  |  | 827 |  |  |  | 78 |  | 1 | [8 empty] | Hex |  |  | 44.5 | TRAY |  | 106 | 360 EUR | 146 | [10 empty] | OUTER BOX |  |  | 360 | [6 empty] | 2160 |  | 196 x 106 x 170 (mm) |  | U - Universal | [12 empty] | 2 | [7 empty] | exempt | [19 empty] | E27 | Tungsram | 82 | 2700 | 2700 | 1185 | 20 | 230 | Phased-out
524412 | OT@FLE9DBX/T3/827/E14 BX 1/10 TU 6Y /01 | image | datasheet | deeplink | [5 empty] | No | A |  | 70 | [8 empty] | 9 | [7 empty] | 5994100244127 | 15994100244124 |  |  | 50 |  |  | 10 | 6000 |  |  |  |  | 827 |  |  |  | 52 |  | 0.1 | [8 empty] | Quad |  |  | 40 |  |  | 67 | 380 EUR | 123 | [9 empty] | EUP related |  |  |  | 380 | [6 empty] | 2660 |  | 243 x 100 x 142 (mm) |  | U - Universal | [12 empty] | 2 | [7 empty] | exempt | [19 empty] | E14 | Tungsram | 80 | 2700 | 2700 | 435 | 9 | 230 | Phased-out
509701 | @TU 150R/IR/RU/E27 235/245V TU MIH | image | datasheet | deeplink | [5 empty] | Yes | [13 empty] | Standard | [5 empty] | 9004100426716 | 05994100097013 | [5 empty] | 10 | 5000 | [8 empty] | 131 | [10 empty] | Reflector | Aluminized; Colored (Coated) | 125 |  |  |  | 239 | 50 EUR | 173 | [13 empty] | 50 | [6 empty] | 250 |  | 635 x 255 x 190 (mm) | [42 empty] | E27 | Tungsram |  |  |  |  | 150 | 240 | Phased-out
509500 | TU@58590 5W 12V G4 2000HR TU BX 1/20 MIH | image | datasheet | deeplink |  |  |  |  | C-6 | Yes | B | [7 empty] | 5 |  | 0.0 s | 5.3 | [7 empty] | 5994100095002 | 05994100095002 | [5 empty] | 20 | 2000 | 60 | 12 | [5 empty] | 33 | 12 | [10 empty] | Tubular |  | 9 |  | BX |  | 14 | 6400 EUR. 8400 UK |  |  | 80% |  | instant | [5 empty] | EUP related | OB |  |  | 6400 | 8400 | [5 empty] | 32000 |  | 131 x 90 x 40 (mm) | [12 empty] | 42000 | [29 empty] | G4 | Tungsram | 100 | 2800 | 2800 | 60 | 5 | 12 | Phased-out
516428 | TU#15A1/CL/E27 230V TU A50 BX1/10/120MIH | image | datasheet | deeplink | [5 empty] | Yes | [19 empty] | 5994100164289 | 05994100164289 | [5 empty] | 120 | 1000 |  | 6.6667 | [6 empty] | 22 | [10 empty] | GLS | Clear | 50 |  | BOX |  | 39 | 960 EUR | 88.5 | [9 empty] | EUP related |  |  |  | 960 | [6 empty] | 3840 |  | 391 x 251 x 287 (mm) | [42 empty] | E27 | Tungsram |  |  |  | 100 | 15 | 230 | Phased-out
521842 | TU@25A1/GLS-YE/E27 230V A50 TU 1/10/120 | image | datasheet | deeplink | [5 empty] | Yes | E | [10 empty] | 23.53 | [7 empty] | 5994100218425 | 15994100218422 | [5 empty] | 120 | 1000 | [8 empty] | 22 | [10 empty] | GLS | Colored (Coated) | 50 |  |  |  | 47 | 960 EUR | 88.5 | [9 empty] | EUP related |  |  |  | 960 | [6 empty] | 3840 |  | 397 x 252 x 281 (mm) | [42 empty] | E27 | Tungsram |  |  |  |  | 25 | 230 | Phased-out
510352 | TU§40W E14 230V TU R50S MIH 1/5/50 | image | datasheet | deeplink | [5 empty] | Yes | E | [10 empty] | 40.22 | [7 empty] | 5994100078197 | 05994100103523 | [5 empty] | 50 | 1000 | [8 empty] | 24 | [10 empty] | Reflector | Aluminized; Diffuse | 50 |  |  |  | 36 | 600 EUR | 86 | [9 empty] | EUP related |  |  |  | 600 | [6 empty] | 3000 |  | 264 x 264 x 186 (mm) | [42 empty] | E14 | Tungsram |  |  |  |  | 40 | 230 | Phased-out
178150 | @TU 83190 HGMIS 150W/D TU MIH | image | datasheet | deeplink | Yes |  |  | 0.3 |  | Yes | A |  | 1.8 | [5 empty] | 150 |  |  | 165 | 110 | [6 empty] | 9004100781518 | 15994100781506 |  |  |  | 25 |  | 12 |  | 11000 |  |  |  | 952 | 0.4 | 66 | 135.4 | 74 |  |  |  |  | 180 | [5 empty] | Double Ended | Clear |  |  | SLEEVE |  | 92 | 408 EUR | [7 empty] | 73.3 | 73 | 600 |  | OUTER BOX |  |  | 408 | [6 empty] | 1632 |  | 178 x 138 x 221 (mm) |  | H45 - Horiz 45 degrees | [12 empty] | 13.574 | [7 empty] | RG-3 | [19 empty] | Rx7s | Tungsram | 90 | 5200 | 5200 | 11000 | 150 | 110 | Marked for phase-out
509986 | @TU FD7 F84 G23 TU MIH | image | datasheet | deeplink | [5 empty] | No | G |  |  |  | -15 |  |  |  | 7.1 |  |  | 9.18 |  | Standard | [5 empty] | 5994100099864 | 05994100099864 |  | -15 |  |  |  | 10 | 10000 | 425 |  |  |  | 840 |  |  | 136.5 | 32 | [10 empty] | Biax Plug-in |  |  | 32 |  |  | 45 | 800 EUR | [14 empty] | 800 | [6 empty] | 5600 |  | 191 x 55 x 153 (mm) |  | U - Universal | [12 empty] | 3 | [7 empty] | exempt | [19 empty] | G23 | Tungsram | 82 | 4000 | 4000 | 425 | 7 | 47 | Phased-out
511841 | TU 60W B22 240V TU RS FR 1/10/100 MIH | image | datasheet | deeplink | [5 empty] | Yes | E | [10 empty] | 60.14 | [7 empty] | 9004100451411 | 05994100118411 | [5 empty] | 100 | 1000 |  | 9.1667 | [6 empty] | 31 | [10 empty] | PS | Diffuse | 60 |  |  |  | 46 | 600 EUR. 600 UK | 103.5 | [13 empty] | 600 | 600 | [5 empty] | 3000 |  | 596 x 306 x 222 (mm) | [12 empty] | 3000 | [29 empty] | B22d | Tungsram |  |  |  | 550 | 60 | 240 | Phased-out
510349 | @TU§40W E14 240V TU R50S BE MIH 1/10/50 | image | datasheet | deeplink | [5 empty] | Yes | [11 empty] | 39.34 |  | Standard | [5 empty] | 9004101478912 | 05994100103493 | [5 empty] | 50 | 1000 | [8 empty] | 24 | [10 empty] | Reflector | Aluminized; Diffuse | 50 |  |  |  | 36 | 600 EUR | 86 | [9 empty] | EUP related |  |  |  | 600 | [6 empty] | 3000 |  | 264 x 264 x 186 (mm) | [42 empty] | E14 | Tungsram |  |  |  |  | 40 | 240 | Phased-out
516787 | @TU&40/D1/CL/E14 230V TU 1/10/100 MIH | image | datasheet | deeplink | [5 empty] | Yes | [13 empty] | Standard | [5 empty] | 9004100623511 | 05994100167877 | [5 empty] | 100 | 1000 |  | 10 | [6 empty] | 15 | [10 empty] | Spherical | Clear | 45 |  | BOX |  | 23 | 700 EUR. 1000 UK | 74 | [9 empty] | Product only available outside the EU. | OUTER BOX |  |  | 700 | 1000 | [5 empty] | 4200 |  | 453 x 228 x 176 (mm) | [12 empty] | 6000 | [29 empty] | E14 | Tungsram |  |  |  | 400 | 40 | 230 | Phased-out
524897 | OT K9 C200W 240V R7S 117MM TU BX1/10MIC | image | datasheet | deeplink |  |  |  |  | CC-8 | Yes | C | [7 empty] | 200 |  | 0.0 s | 200 | [7 empty] | 5994100248972 | 15994100248979 | [5 empty] | 10 | 2000 | 4000 | 20 | [5 empty] | 119 | 7 |  |  | 8000 | [7 empty] | Tubular |  | 8 |  | BOX |  | 15 | 1200 EUR. 1600 UK |  |  | 80% |  | instant | [6 empty] | OUTER BOX |  |  | 1200 | 1600 | [5 empty] | 4800 |  | 127 x 93 x 40 (mm) | [12 empty] | 6400 | [29 empty] | R7s | Tungsram |  |  |  | 3100 | 200 | 240 | Phased-out
524263 | OT@FLE11DBX/T3/827/E27 BX 1/10 TU 6Y /01 | image | datasheet | deeplink | [5 empty] | No |  |  | 90 | [8 empty] | 11 | [7 empty] | 5994100242635 | 15994100242632 |  |  | 50 |  |  | 10 | 6000 |  |  |  |  | 827 |  |  |  | 65 |  | 0.1 | [8 empty] | Quad |  |  | 44.5 |  |  | 76 | 370 EUR | 142 | [9 empty] | EUP related |  |  |  | 370 | [6 empty] | 2220 |  | 101 x 245 x 161 (mm) |  | U - Universal | [12 empty] | 2 | [7 empty] | exempt | [19 empty] | E27 | Tungsram | 80 | 2700 | 2700 | 600 | 11 | 230 | Phased-out
43273 | @CMH35/TC/UVC/U/830/G8.5 PLUS 1/12 | image | datasheet | deeplink | Yes |  |  | 0.435 |  | No | A+ |  | 0.4 | [5 empty] | 39.5 |  |  | 43.4 | 90 | [6 empty] | 0043168432733 | 10043168432730 |  |  |  | 25 |  | 12 |  | 3520 |  |  |  | 830 | 0.4 | 52 | 85 | 9 |  |  |  |  | 72 | [5 empty] | TC | Clear |  |  | SLEEVE |  | 18 | 960 EUR. 1236 UK | [7 empty] | 89.2 | 136 | 420 |  | OUTER BOX |  |  | 960 | 1236 | [5 empty] | 8640 |  | 138 x 82 x 118 (mm) |  | U - Universal | [10 empty] | 11124 |  | 4.8 | [7 empty] | Exempt | [19 empty] | G8.5 | GE Lighting | 84 | 3000 | 3000 | 3400 | 35 | 90 | Marked for phase-out
510377 | TU@80W E27 240V TU PAR38BL FL WM MIH1/10 | image | datasheet | deeplink | [5 empty] | Yes | [19 empty] | 9004100689111 | 05994100103776 | [5 empty] | 10 | 2000 | [8 empty] | 336 | [10 empty] | PAR | Colored (Coated) | 122 |  |  |  | 418 | 60 EUR | 136 | [9 empty] | EUP related |  |  |  | 60 | [6 empty] | 360 |  | 588 x 238 x 166 (mm) | [42 empty] | E27 | Tungsram |  |  |  |  | 80 | 240 | Phased-out
510413 | TU 60W E27 230V TU DISCO R80RE MIH 1/25 | image | datasheet | deeplink | [5 empty] | Yes | E | [10 empty] | 57.25 | [7 empty] | 9004101900918 | 05994100104131 | [5 empty] | 25 | 1000 | [8 empty] | 49 | [10 empty] | Reflector | Aluminized; Colored (Coated) | 80 |  |  |  | 86 | 150 EUR | 109.5 | [13 empty] | 150 | [6 empty] | 1200 |  | 408 x 408 x 132 (mm) | [42 empty] | E27 | Tungsram |  |  |  | 500 | 60 | 230 | Phased-out
522935 | OT#FLE11TBX/T3/827/E27 TU 1/8T 10Y /04 | image | datasheet | deeplink | [5 empty] | No | A |  | 0.09 |  | -10 | [14 empty] | 5994100229353 | 15994100229350 |  |  | 40 |  |  | 8 | 10000 |  |  |  |  | 827 |  |  |  | 66 |  | 1 | [8 empty] | Hex |  |  | 44.5 | BOX |  | 89 | 360 EUR | 123 | [10 empty] | TRAY OUTER |  |  | 360 | [6 empty] | 2520 |  | 196 x 106 x 145 (mm) |  | U - Universal | [12 empty] | 2 | [7 empty] | exempt | [19 empty] | E27 | Tungsram | 82 | 2700 | 2700 | 590 | 11 | 230 | Phased-out
522320 | OT#FLE20HLX/T2/865/E27 BX1/10 TU 8Y /01 | image | datasheet | deeplink | [5 empty] | No | A |  | 140 |  | -10 | [14 empty] | 5994100223207 | 15994100223204 |  |  | 50 |  |  | 10 | 8000 |  |  |  |  | 865 |  |  |  | 61 |  | 0.1 | [8 empty] | Heliax |  |  | 56 | BOX |  | 71 | 220 EUR | 105 | [10 empty] | OUTER BOX |  |  | 220 | [6 empty] | 1760 |  | 128 x 305 x 130 (mm) |  | U - Universal | [12 empty] | 0.85 | [7 empty] | exempt | [19 empty] | E27 | Tungsram | 80 | 6500 | 6500 | 1200 | 20 | 230 | Phased-out
516418 | TU&25A1/CL/E27 240V TU A50 BX1/10/120MI | image | datasheet | deeplink | [5 empty] | Yes | [19 empty] | 5994100164180 | 05994100164180 | [5 empty] | 120 | 1000 |  | 9 | [6 empty] | 30 | [10 empty] | GLS | Clear | 50 |  | BOX |  | 39 | 960 EUR | 88 | [9 empty] | Product only available outside the EU. |  |  |  | 960 | [6 empty] | 3840 |  | 391 x 251 x 287 (mm) | [42 empty] | E27 | Tungsram |  |  |  | 225 | 25 | 240 | Phased-out
26348 | @CMH35/TC/UVC/U/942/G8.5 | image | datasheet | deeplink | Yes |  |  | 0.375 |  |  | A |  | 0.4 | [5 empty] | 40.2 |  |  | 44.24 | 90 | [6 empty] | 0043168263481 | 10043168263488 |  |  |  | 25 |  | 12 |  | 3390 |  |  |  | 942 | 0.37 | 52 | 85 | 9 |  |  |  |  | 180 | [5 empty] | TC | Clear |  |  | BOX |  | 18 | 396 EUR. 504 UK | [7 empty] | 84.3 | 91 | 240 |  |  |  |  | 396 | 504 | [5 empty] | 2772 |  | 186 x 146 x 140 (mm) |  | U - Universal | [10 empty] | 3528 |  | 4.7 | [7 empty] | Exempt | [19 empty] | G8.5 | GE Lighting | 88 | 4200 | 4200 | 3200 | 35 | 90 | Marked for phase-out
23857 | TU Q6.6A/T4/5CL MIH | image | datasheet | deeplink | No |  |  |  | CC-8 |  | D | [10 empty] | 1087.56 | [7 empty] | 0043168238571 | 10043168238578 | [5 empty] | 12 | 500 | [7 empty] | 77.5 | 0.009 | [10 empty] | Tubular | Clear | 12.7 |  |  |  | 29 | 564 EUR. 672 UK | [21 empty] | 2820 |  | 157 |  | U - Universal | [10 empty] | 3360 | [29 empty] | R7s | GE Lighting |  | 3100 | 3100 | 5230 | 205 | 6 | Phased-out
514310 | TU&40TC1/CL/E14 230V TU 1/10/100 MIH | image | datasheet | deeplink | [5 empty] | Yes | [19 empty] | 9004100576411 | 25994100143103 | [5 empty] | 100 | 1000 |  | 10 | [6 empty] | 17 | [10 empty] | Twisted Candle | Clear | 35 |  |  |  | 24 | 1200 EUR | 97 | [9 empty] | Product only available outside the EU. |  |  |  | 1200 | [6 empty] | 6000 |  | 368 x 188 x 221 (mm) | [42 empty] | E14 | Tungsram |  |  |  | 400 | 40 | 230 | Phased-out
510415 | @TU 60W E27 230V TU DISCO R80BL MIH 1/25 | image | datasheet | deeplink | [5 empty] | Yes | [11 empty] | 57.25 |  | Standard | [5 empty] | 9004101901410 | 05994100104155 | [5 empty] | 25 | 1000 | [8 empty] | 49 | [10 empty] | Reflector | Aluminized; Colored (Coated) | 80 |  |  |  | 86 | 150 EUR | 109.5 | [13 empty] | 150 | [6 empty] | 1200 |  | 408 x 408 x 132 (mm) | [42 empty] | E27 | Tungsram |  |  |  | 500 | 60 | 230 | Phased-out
524788 | TU 70W HALO A/CL/E27 240V TU BX 1/10 | image | datasheet | deeplink |  |  |  |  | CC-8 | Yes | D | [7 empty] | 70 |  | 0.0 s | 70 |  | Standard | [5 empty] | 5994100247883 | 25994100247887 | [5 empty] | 10 | 2000 | 1200 | 17.1429 | [5 empty] | 89.5 | 25 |  |  | 8000 | [7 empty] | GLS |  | 50 |  | BOX |  | 55 | 330 EUR |  |  | 80% |  | instant | [6 empty] | OUTER BOX |  |  | 330 | [6 empty] | 3630 |  | 105 x 255 x 95 (mm) | [12 empty] | 4100 | [29 empty] | E27 | Tungsram | 100 | 2900 | 2900 | 1200 | 70 | 240 | Phased-out
509688 | TU§30W E14 230V TU R39S MIH | image | datasheet | deeplink | [5 empty] | Yes | E | [10 empty] | 30.46 | [7 empty] | 9004100412818 | 05994100096887 | [5 empty] | 100 | 1000 | [8 empty] | 11 | [10 empty] | Reflector | Aluminized; Diffuse | 39 |  |  |  | 18 | 1000 EUR | 64.5 | [9 empty] | EUP related |  |  |  | 1000 | [6 empty] | 7000 |  | 408 x 208 x 154 (mm) | [42 empty] | E14 | Tungsram |  |  |  |  | 30 | 230 | Phased-out
511236 | TU FD7 F865 2P G23 TU MIH | image | datasheet | deeplink | [5 empty] | No | A |  |  |  | -15 | [6 empty] | 9.18 | [7 empty] | 5994100112365 | 05994100112365 |  | -15 |  |  |  | 10 | 10000 |  |  |  |  | 865 |  |  | 136.5 | 32 | [10 empty] | Biax Plug-in |  |  | 32 |  |  | 45 | 800 EUR. 1000 UK | [14 empty] | 800 | 1000 | [5 empty] | 5600 |  | 191 x 55 x 153 (mm) |  | U - Universal | [10 empty] | 6000 |  | 3 | [7 empty] | exempt | [19 empty] | G23 | Tungsram | 82 | 6500 | 6500 | 425 | 7 | 47 | Phased-out
510381 | TU#150W E27 230V TU PAR38 CL FL MIH 1/10 | image | datasheet | deeplink | [5 empty] | Yes | [19 empty] | 9004100716411 | 05994100103813 | [5 empty] | 10 | 2000 | [8 empty] | 336 | [10 empty] | PAR | Clear | 122 |  |  |  | 418 | 60 EUR | 136 | [9 empty] | EUP related |  |  |  | 60 | [6 empty] | 360 |  | 588 x 238 x 166 (mm) | [42 empty] | E27 | Tungsram |  |  |  |  | 150 | 230 | Phased-out
21682 | CMH70/PAR30/UVC/830/E27/FL40 | image | datasheet | deeplink | Yes | 40 |  | 0.436 |  | Yes | A |  | 1 | [5 empty] | 74.3 |  |  | 81.72 | 90 | [6 empty] | 0043168216821 | 10043168216828 |  |  |  | 25 |  | 6 |  | 4402 |  |  |  | 830 | 0.41 | 33 | 124 | 217 |  |  |  |  | 180 | [5 empty] | PAR | Clear | 95.5 |  | BOX |  | 262 | 96 EUR. 120 UK | [6 empty] | 4402 | 59.2 | 67 | [5 empty] | 96 | 120 | [5 empty] | 672 |  | 278 x 188 x 143 (mm) |  | U - Universal |  | 13000 | [8 empty] | 840 |  | 8 | [7 empty] | Exempt | [19 empty] | E27 | GE Lighting | 80 | 3000 | 3000 | 4700 | 70 | 90 | Phased-out
523067 | OT#FLE15TBX/T3/827/E27 TU 1/8T 10Y /04 | image | datasheet | deeplink | [5 empty] | No | A |  | 0.12 |  | -10 | [14 empty] | 5994100230670 | 15994100230677 |  |  | 40 |  |  | 8 | 10000 |  |  |  |  | 827 |  |  |  | 71 |  | 1 | [8 empty] | Hex |  |  | 44.5 | TRAY |  | 96 | 360 EUR | 134 | [10 empty] | OUTER BOX |  |  | 360 | [6 empty] | 2520 |  | 196 x 106 x 153 (mm) |  | U - Universal | [12 empty] | 2 | [7 empty] | exempt | [19 empty] | E27 | Tungsram | 82 | 2700 | 2700 | 850 | 15 | 230 | Phased-out
508132 | TU&25W E14 230V TU CANDLE CL MIH1/10/100 | image | datasheet | deeplink | [5 empty] | Yes | [19 empty] | 9004100532516 | 05994100081326 | [5 empty] | 100 | 1000 |  | 8.4 | [6 empty] | 16 | [10 empty] | Candle | Clear | 35 |  |  |  | 23 | 1200 EUR | 97 | [9 empty] | Product only available outside the EU. |  |  |  | 1200 | [6 empty] | 6000 |  | 368 x 188 x 221 (mm) | [42 empty] | E14 | Tungsram |  |  |  | 210 | 25 | 230 | Phased-out
510513 | OT M258/EXN/EC 50W 12V BX TU 1/20 MIC | image | datasheet | deeplink |  | 36 | 1500 |  | C-6 | Yes | C | [5 empty] | 36 | 1500 | 50 |  | 0.0 s | 53.78 |  | Standard | [5 empty] | 5994100105138 | 05994100105138 | [5 empty] | 20 | 2000 | 680 |  | 1 |  |  |  |  | 46 | 35 |  |  | 8000 | [7 empty] | Mirrored reflector |  | 50 |  | BX |  | 46 | 380 EUR |  |  | 80% |  | instant | 2000 | [5 empty] | OB |  |  | 380 | [6 empty] | 5320 |  | 248 x 200 x 74 (mm) | [12 empty] | 4100 | [29 empty] | GU5.3 | Tungsram | 100 | 2900 | 2900 |  | 50 | 12 | Phased-out
510348 | TU§25W E14 230V TU R39S MIH 1/10/100 | image | datasheet | deeplink | [5 empty] | Yes | E | [10 empty] | 25.86 | [7 empty] | 9004101476413 | 05994100103486 | [5 empty] | 100 | 1000 | [8 empty] | 27 | [10 empty] | Reflector | Aluminized; Diffuse | 39 |  |  |  | 33 | 1000 EUR | 64.5 | [9 empty] | EUP related |  |  |  | 1000 | [6 empty] | 7000 |  | 408 x 208 x 154 (mm) | [42 empty] | E14 | Tungsram |  |  |  |  | 25 | 230 | Phased-out
524794 | TU 42W HALO S/CL/E27 240V TU BX 1/10 | image | datasheet | deeplink |  |  |  |  | 2CC-8 | Yes | D | [7 empty] | 42 |  | 0.0 s | 42 |  | Standard | [5 empty] | 5994100247944 | 25994100247948 | [5 empty] | 10 | 2000 | 630 | 15 | [5 empty] | 73 | 19 |  |  | 8000 | [7 empty] | Spherical |  | 45 |  | BOX |  | 24 | 390 EUR |  |  | 80% |  | instant | [6 empty] | OUTER BOX |  |  | 390 | [6 empty] | 4680 |  | 96 x 229 x 90 (mm) | [12 empty] | 4100 | [29 empty] | E27 | Tungsram | 100 | 2800 | 2800 | 630 | 42 | 240 | Phased-out
510500 | @TU 25W E14 240V TU 28MM PYG CL MIH FRID | image | datasheet | deeplink | [5 empty] | Yes | [8 empty] | 25 |  |  | 25 |  | Standard | [5 empty] | 9004100511610 | 05994100105008 | [5 empty] | 100 | 1000 | 190 | 7.6 | [6 empty] | 18 | [10 empty] | Pygmy | Clear | 28 |  | BOX |  | 22 | 2000 EUR | 60 | [13 empty] | 2000 | [6 empty] | 12000 |  | 294 x 151 x 154 (mm) | [42 empty] | E14 | Tungsram |  | 2390 | 2390 | 190 | 25 | 240 | Phased-out
509445 | TU 56510 100W 12V GY6.35TR TU BX1/20 MIH | image | datasheet | deeplink |  |  |  |  | C-8 | Yes | C | [7 empty] | 100 |  | 0.0 s | 106 |  | Standard | [5 empty] | 5994100094456 | 05994100094456 | [5 empty] | 20 | 3000 | 2350 | 23.5 | [5 empty] | 44 | 12 |  |  | 12000 | [7 empty] | Tubular |  | 10.5 |  | BX |  | 14 | 6400 EUR. 8400 UK |  |  | 80% |  | instant | [6 empty] | OB |  |  | 6400 | 8400 | [5 empty] | 32000 |  | 131 x 90 x 40 (mm) | [12 empty] | 42000 | [29 empty] | GY6.35-15 | Tungsram | 100 | 3100 | 3100 | 2350 | 100 | 12 | Phased-out
44306 | @LU750W/PSL/T/E40 Bulk 1/63 | image | datasheet | deeplink | Yes |  |  | 0.52 |  | No | [11 empty] | 807.64 | 115 | [7 empty] | 10043168443064 |  |  |  | 25 |  | 63 |  | 109230 | 146 |  |  |  | 0.42 | 171 | 291 | 170 |  | 180 | [8 empty] | Tubular | Clear | 51 |  | BOX |  | 204 | 252 EUR | [11 empty] | OUTER BOX |  |  | 252 | [6 empty] | 756 |  | 599 x 399 x 338 (mm) |  | U - Universal | [12 empty] | 21.1 | [27 empty] | E40 | GE Lighting | 25 | 2100 | 2100 | 112000 | 750 | 115 | Marked for phase-out
195662 | @FD-D26WF865 | image | datasheet | deeplink | [5 empty] | No | B |  |  |  | -15 |  |  |  | 26 |  |  | 31.42 |  | Standard | [5 empty] | 9004100956619 | 19004100956623 |  | -15 |  |  |  | 10 | 10000 | 1710 |  |  |  | 865 |  |  | 169.5 | 80 | [10 empty] | Quad plug-in |  |  | 34.4 |  |  | 115 | 600 EUR | [14 empty] | 600 | [6 empty] | 3000 |  | 76 x 185 x 200 (mm) |  | U - Universal | [12 empty] | 3 | [7 empty] | exempt | [19 empty] | G24d-3 | Tungsram | 82 | 6500 | 6500 | 1710 | 26 | 105 | Phased-out
524921 | OT K1 C330W 240V R7S 117MM TU TBL2/20MIC | image | datasheet | deeplink |  |  |  |  | CC-8 | Yes | C | [7 empty] | 330 |  | 0.0 s | 330 | [7 empty] | 5994100249214 | 15994100249211 | [5 empty] | 20 | 2000 | 7000 | 21.2121 | [5 empty] | 119 | 7 |  |  | 8000 | [7 empty] | Tubular |  | 10 |  | TWBL |  | 15 | 800 EUR. 1060 UK |  |  | 80% |  | instant | [6 empty] | TRAY OUTER |  |  | 800 | 1060 | [5 empty] | 5600 |  | 135 x 160 x 140 (mm) | [12 empty] | 7420 | [29 empty] | R7s | Tungsram | 100 | 2900 | 2900 | 7000 | 330 | 240 | Phased-out
510364 | TU#120W E27 240V TU PAR38FLWMISERMIH1/10 | image | datasheet | deeplink | [5 empty] | Yes | [19 empty] | 9004100691213 | 05994100103646 | [5 empty] | 10 | 2000 | [8 empty] | 336 | [10 empty] | PAR | Clear | 122 |  |  |  | 418 | 60 EUR | 136 | [13 empty] | 60 | [6 empty] | 360 |  | 588 x 238 x 166 (mm) | [42 empty] | E27 | Tungsram |  |  |  |  | 120 | 240 | Phased-out
511607 | @TU 15WE14 240V TU 8MMPYG CL1/10/100 FRID | image | datasheet | deeplink | [5 empty] | Yes | [8 empty] | 15 |  |  | 15 |  | Standard | [5 empty] | 9004100507712 | 05994100116073 | [5 empty] | 100 | 1000 | 85 | 5.6667 | [6 empty] | 18 | [10 empty] | Pygmy | Clear | 28 |  | BOX |  | 22 | 2000 EUR. 2400 UK | 60 | [13 empty] | 2000 | 2400 | [5 empty] | 12000 |  | 294 x 151 x 154 (mm) | [12 empty] | 14400 | [29 empty] | E14 | Tungsram |  | 2310 | 2310 | 90 | 15 | 240 | Phased-out
510402 | @TU@40W E27 230V TU DISCO R63REMIH1/10/50 | image | datasheet | deeplink | [5 empty] | Yes | [11 empty] | 39.36 |  | Standard | [5 empty] | 9004101900512 | 05994100104025 | [5 empty] | 50 | 1000 | [8 empty] | 35 | [10 empty] | Reflector | Aluminized; Colored (Coated) | 63.5 |  |  |  | 44 | 150 EUR | 100 | [13 empty] | 150 | [6 empty] | 1650 |  | 646 x 326 x 111 (mm) | [42 empty] | E27 | Tungsram |  |  |  | 120 | 40 | 230 | Phased-out
510379 | TU#80W E27 240V TU PAR38YE FL WM MIH1/10 | image | datasheet | deeplink | [5 empty] | Yes | [19 empty] | 9004100687612 | 05994100103790 | [5 empty] | 10 | 2000 | [8 empty] | 336 | [10 empty] | PAR | Colored (Coated) | 122 |  |  |  | 418 | 60 EUR | 136 | [13 empty] | 60 | [6 empty] | 360 |  | 588 x 238 x 166 (mm) | [42 empty] | E27 | Tungsram |  |  |  |  | 80 | 240 | Phased-out
524960 | TU@28W HALO R50/E14 230V TU BX 1/10 | image | datasheet | deeplink |  | 35 | 220 |  | 2CC-8 | Yes | E | [7 empty] | 28 |  |  | 28.58 | [7 empty] | 5994100249603 | 15994100249600 | [5 empty] | 10 | 2000 | [7 empty] | 88 | 20 | [10 empty] | Reflector |  | 50 |  | BOX |  | 32 | 330 EUR. 410 UK | [11 empty] | OUTER BOX |  |  | 330 | 410 | [5 empty] | 3300 |  | 109 x 258 x 102 (mm) | [12 empty] | 4100 | [29 empty] | E14 | Tungsram | 100 | 2800 | 2800 |  | 28 | 230 | Phased-out
44057 | @§LU400/D/40 MIH | image | datasheet | deeplink | Yes | [7 empty] | 4.5 | [5 empty] | 403.6 |  |  | 444.01 | 105 | [6 empty] | 9004102440574 | 00043168440578 |  |  |  | 25 |  | 6 |  | 48090 | [6 empty] | 292 | 252 |  |  |  |  | 180 | [5 empty] | Elliptical | Diffuse |  |  |  |  | 332 | 54 EUR. 60 UK | [7 empty] | 119.1 | 120 | 60 | Product only available outside the EU. |  |  |  | 54 | 60 | [5 empty] | 162 |  | 380 x 255 x 302 (mm) |  | U - Universal | [10 empty] | 180 |  | 15.84 | [27 empty] | E40 | GE Lighting | 25 | 2000 | 2000 | 48000 | 400 | 105 | Marked for phase-out
22688 | @TU QH1600T3/CL 230 MIH | image | datasheet | deeplink | No |  |  |  | C-8 | Yes | [19 empty] | 0043168226882 | 10043168226889 | [5 empty] | 12 | 5000 | [7 empty] | 503 | 45 | [10 empty] | Tubular |  | 10 |  |  |  | 128 | 96 EUR. 120 UK | [14 empty] | 96 | 120 | [5 empty] | 672 |  | 619 x 158 x 93 (mm) | [12 empty] | 1320 | [29 empty] | Special | GE Lighting |  | 2450 | 2450 |  | 1600 | 240 | Marked for phase-out
510495 | TU 15W B15 240V SEWM TU PYGMY CL MIH | image | datasheet | deeplink | [5 empty] | Yes | E | [7 empty] | 15 |  |  | 15 | [7 empty] | 9004100496016 | 05994100104957 | [5 empty] | 100 | 1000 | 85 | 5.6667 | [6 empty] | 16 | [10 empty] | Pygmy | Clear | 26 |  | BOX |  | 20 | 2000 EUR | 55 | [13 empty] | 2000 | [6 empty] | 12000 |  | 278 x 143 x 154 (mm) | [42 empty] | B15d | Tungsram |  | 2290 | 2290 | 85 | 15 | 240 | Phased-out
510365 | TU#120W E27 240V TU PAR38SPWMISERMIH1/10 | image | datasheet | deeplink | [5 empty] | Yes | [19 empty] | 9004100689814 | 05994100103653 | [5 empty] | 10 | 2000 | [8 empty] | 336 | [10 empty] | PAR | Clear | 122 |  |  |  | 418 | 60 EUR | 136 | [13 empty] | 60 | [6 empty] | 360 |  | 588 x 238 x 166 (mm) | [42 empty] | E27 | Tungsram |  |  |  |  | 120 | 240 | Phased-out
509984 | @TU FD 9W F82 G23 TU MIH | image | datasheet | deeplink | [5 empty] | No | G |  |  |  | -15 |  |  |  | 8.7 |  |  | 11.05 |  | Standard | [5 empty] | 5994100099840 | 05994100099840 |  | -15 |  |  |  | 10 | 10000 | 600 |  |  |  | 827 |  |  | 167 | 37 | [10 empty] | Biax Plug-in |  |  | 32 |  |  | 53 | 800 EUR | [14 empty] | 800 | [6 empty] | 4000 |  | 191 x 55 x 185 (mm) |  | U - Universal | [12 empty] | 3 | [7 empty] | exempt | [19 empty] | G23 | Tungsram | 82 | 2700 | 2700 | 600 | 9 | 60 | Phased-out
524792 | TU#28W HALO S/CL/E14 240V TU BX 1/10 | image | datasheet | deeplink |  |  |  |  | 2CC-8 | Yes | D | [18 empty] | 5994100247920 | 25994100247924 | [5 empty] | 10 | 2000 |  | 12.1429 | [5 empty] | 78 | 18 | [10 empty] | Spherical |  | 45 |  | BOX |  | 24 | 390 EUR | [10 empty] | EUP related | OUTER BOX |  |  | 390 | [6 empty] | 4680 |  | 96 x 229 x 90 (mm) | [42 empty] | E14 | Tungsram | 100 | 2800 | 2800 | 340 | 28 | 240 | Phased-out
509709 | @TU 25W E14 230V TU 28MM PYG CL MIH FRID | image | datasheet | deeplink | [5 empty] | Yes |  |  | 24.77 | [5 empty] | 25 |  |  | 25 |  | Standard | [5 empty] | 9004101611319 | 05994100097099 | [5 empty] | 100 | 1000 | 190 | 7.6 | [6 empty] | 18 | [10 empty] | Pygmy | Clear | 28 |  | BOX |  | 22 | 2000 EUR | 60 | [13 empty] | 2000 | [6 empty] | 12000 |  | 294 x 151 x 154 (mm) | [42 empty] | E14 | Tungsram |  | 2390 | 2390 | 190 | 25 | 230 | Phased-out
26349 | @CMH70/TC/UVC/U/942/G8.5 | image | datasheet | deeplink | Yes |  |  | 0.375 |  |  | A |  | 1 | [5 empty] | 73.1 |  |  | 80.43 | 90 | [6 empty] | 0043168263498 | 10043168263495 |  |  |  | 25 |  | 12 |  | 6430 |  |  |  | 942 | 0.37 | 52 | 85 | 11 |  |  |  |  | 180 | [5 empty] | Tubular | Clear |  |  | SLEEVE |  | 20 | 396 EUR. 504 UK | [7 empty] | 87.9 | 89 | 900 |  |  |  |  | 396 | 504 | [5 empty] | 2772 |  | 186 x 146 x 140 (mm) |  | U - Universal | [10 empty] | 3528 | [9 empty] | Exempt | [19 empty] | G8.5 | GE Lighting | 90 | 4200 | 4200 | 6200 | 70 | 90 | Marked for phase-out
509705 | @TU 15W E14 230V TU T25 PYG CL 1/100FRID | image | datasheet | deeplink | [5 empty] | Yes | [8 empty] | 15 |  |  | 15 |  | Standard | [5 empty] | 9004100490618 | 05994100097051 | [5 empty] | 100 | 1000 | 85 | 5.6667 | [6 empty] | 10 | [10 empty] | Tubular | Clear | 25 |  | BOX |  | 16 | 2000 EUR | 55 | [13 empty] | 2000 | [6 empty] | 12000 |  | 278 x 143 x 154 (mm) | [42 empty] | E14 | Tungsram |  | 2290 | 2290 | 85 | 15 | 240 | Phased-out
522934 | OT#FLE11TBX/T3/827/E14 TU 1/8T 10Y /04 | image | datasheet | deeplink | [5 empty] | No | A |  | 0.09 |  | -10 | [14 empty] | 5994100229346 | 15994100229343 |  |  | 40 |  |  | 8 | 10000 |  |  |  |  | 827 |  |  |  | 66 |  | 1 | [8 empty] | Hex |  |  | 44.5 | BOX |  | 89 | 360 EUR | 131.5 | [10 empty] | TRAY OUTER |  |  | 360 | [6 empty] | 2520 |  | 196 x 106 x 145 (mm) |  | U - Universal | [12 empty] | 2 | [7 empty] | exempt | [19 empty] | E14 | Tungsram | 82 | 2700 | 2700 | 590 | 11 | 230 | Phased-out
510511 | OT M281/FMW/EC 35W 12V BX TU 1/20 MIC | image | datasheet | deeplink |  | 36 | 840 |  | C-6 | Yes | C | [5 empty] | 36 | 840 | 35 |  | 0.0 s | 37.09 | [7 empty] | 5994100105114 | 05994100105114 | [5 empty] | 20 | 2000 | 430 |  | 1 |  |  |  |  | 46 | 35 |  |  | 8000 | [7 empty] | Mirrored reflector |  | 50 |  | BX |  | 46 | 380 EUR |  |  | 80% |  | instant | 2000 | [5 empty] | OB |  |  | 380 | [6 empty] | 5320 |  | 248 x 200 x 74 (mm) | [12 empty] | 4100 | [29 empty] | GU5.3 | Tungsram | 100 | 2900 | 2900 |  | 35 | 12 | Phased-out
178364 | @@TU§83490 HGMIF 400W TU MIH | image | datasheet | deeplink | Yes |  |  | 0.39 |  | No | A |  | 3.5 | [5 empty] | 390 |  |  | 429 | 120 | [6 empty] | 9004100783611 | 19004100783649 |  |  |  | 25 |  | 12 |  | 28000 |  |  |  | 640 | 0.4 | 175 | 270 | 168 |  |  |  |  | 240 | [5 empty] | Tubular | Clear |  |  |  |  | 218 | 216 EUR | [7 empty] | 71.8 | 75 | 600 | Product only available outside the EU. |  |  |  | 216 | [6 empty] | 648 |  | 255 x 200 x 320 (mm) |  | H45 - Horiz 45 degrees | [12 empty] | 9.96 | [7 empty] | Exempt | [19 empty] | E40 | Tungsram | 65 | 4000 | 4000 | 30000 | 400 | 120 | Marked for phase-out
23860 | Q6.6A/T4/DCR V | image | datasheet | deeplink | No |  |  |  | CC-6 | Yes | [19 empty] | 5021731314025 | 00043168238601 | [5 empty] | 12 | 500 | [7 empty] | 63 | 38 | [10 empty] | Tubular |  | 12.75 |  |  |  | 40 | 1 UK | [15 empty] | 1 | [5 empty] | 1520 |  | 176 x 132 x 207 (mm) | [12 empty] | 2016 | [29 empty] | Special | GE Lighting |  | 3100 | 3100 | 5150 | 200 | 6 | Phased-out
38311 | ETT 1/24 MIH | image | datasheet | deeplink | No |  |  |  | CC-8 | Yes | B | [7 empty] | 1000 |  |  | 1060 | [7 empty] | 5021731314025 | 10043168383117 | [5 empty] | 24 | 70 | 30000 | [6 empty] | 95.25 | 9 | [10 empty] | Tubular |  | 15 |  |  |  | 23 | 576 EUR. 720 UK | [14 empty] | 576 | 720 | [5 empty] | 4608 |  | 231 x 161 x 131 (mm) | [12 empty] | 5760 | [29 empty] | Special | GE Lighting |  | 3200 | 3200 | 30000 | 1000 | 120 | Phased-out
510358 | TU@150W E27 230V TU R95S MIH 1/15 | image | datasheet | deeplink | [5 empty] | Yes | [19 empty] | 9004101905418 | 05994100103585 | [5 empty] | 15 | 1000 | [8 empty] | 55 | [10 empty] | Reflector | Aluminized; Diffuse | 95 |  |  |  | 104 | 90 EUR | 127.5 | [9 empty] | EUP related |  |  |  | 90 | [6 empty] | 630 |  | 493 x 303 x 148 (mm) | [42 empty] | E27 | Tungsram |  |  |  | 1400 | 150 | 230 | Phased-out
523076 | OT@FLE23HLX/T2/827/E27 1/6T TU 8Y /01 | image | datasheet | deeplink | [5 empty] | No | A |  | 200 |  | -10 | [6 empty] | 23 | [7 empty] | 5994100230762 | 15994100230769 |  |  | 50 |  |  | 6 | 8000 |  |  |  |  | 827 |  |  |  | 70 |  | 0.1 |  |  | < 40 | [5 empty] | Heliax |  |  | 56 | TRAY |  | 98 | 150 EUR | 125 | [9 empty] | EUP related | OUTER BOX |  |  | 150 | [6 empty] | 900 |  | 223 x 157 x 160 (mm) |  | U - Universal | [12 empty] | 0.85 | [7 empty] | exempt | [19 empty] | E27 | Tungsram | 80 | 2700 | 2700 | 1450 | 23 | 230 | Phased-out
26497 | CMH20PAR30/UVC/830/E27/SP10 | image | datasheet | deeplink | Yes | 10 |  | 0.436 |  | No | A |  | 0.2 | [5 empty] | 19.8 |  |  | 21.73 | 90 | [6 empty] | 0043168264976 | 10043168264973 |  |  |  | 25 |  | 6 |  | 1047 |  |  |  | 830 | 0.4 |  | 124 | 211 |  |  |  |  | 180 | [5 empty] | PAR | Clear | 95.5 |  | BOX |  | 262 | 96 EUR. 120 UK | [6 empty] | 1047 | 53 | 60 | [5 empty] | 96 | 120 | [5 empty] | 672 |  | 278 x 188 x 143 (mm) |  | U - Universal |  | 12000 | [8 empty] | 840 |  | 2.4 | [7 empty] | Exempt | [19 empty] | E27 | GE Lighting | 81 | 3000 | 3000 | 1200 | 20 | 90 | Phased-out
11478 | EXL 30W 6.6AV | image | datasheet | deeplink | No |  |  |  | C8 | Yes | [19 empty] | 5021731314025 | 00043168114783 | [5 empty] | 24 | 1000 | [7 empty] | 44.45 | 21 | [10 empty] | Tubular |  | 11 |  |  |  | 23 | 744 UK | [15 empty] | 744 | [5 empty] | 1520 |  | 222 x 159 x 89 (mm) | [12 empty] | 5952 | [29 empty] | GZ9.5 | GE Lighting |  | 2800 | 2800 | 375 | 32 | 6 | Phased-out
509702 | @TU 250R/IR/CL/E27 235/245V TU MIH | image | datasheet | deeplink | [5 empty] | Yes | [13 empty] | Standard | [5 empty] | 9004100427515 | 05994100097020 | [5 empty] | 10 | 5000 | [8 empty] | 131 | [10 empty] | Reflector | Aluminized; Clear | 125 |  |  |  | 239 | 50 EUR | 173 | [13 empty] | 50 | [6 empty] | 250 |  | 635 x 255 x 190 (mm) | [42 empty] | E27 | Tungsram |  |  |  |  | 250 | 240 | Phased-out
524265 | OT@FLE20TBX/T3/827/E27 BX 1/10 TU 6Y /01 | image | datasheet | deeplink | [5 empty] | No | A |  | 160 | [8 empty] | 20 | [7 empty] | 5994100242659 | 15994100242656 |  |  | 50 |  |  | 10 | 6000 |  |  |  |  | 827 |  |  |  | 85 |  | 0.1 | [8 empty] | Hex |  |  | 44.5 |  |  | 98 | 370 EUR | 154 | [9 empty] | EUP related |  |  |  | 370 | [6 empty] | 2220 |  | 101 x 245 x 168 (mm) |  | U - Universal | [12 empty] | 2 | [7 empty] | exempt | [19 empty] | E27 | Tungsram | 80 | 2700 | 2700 | 1152 | 20 | 230 | Phased-out
510276 | @TU NIGHTLIGHT B22 240V TU SPHER GR MIH | image | datasheet | deeplink | [5 empty] | Yes | [8 empty] | 14 |  |  | 14 |  | Standard | [5 empty] | 9004100477312 | 05994100102762 | [5 empty] | 100 | 1000 | 30 | [7 empty] | 16 | [10 empty] | Spherical | Colored (Coated) | 45 |  |  |  | 23 | 1000 EUR | 70 | [9 empty] | EUP related |  |  |  | 1000 | [6 empty] | 6000 |  | 453 x 228 x 176 (mm) | [42 empty] | B22d | Tungsram |  |  |  |  | 14 | 240 | Phased-out
523073 | OT@FLE15HLX/T2/827/E27 1/6T TU 10Y /01 | image | datasheet | deeplink | [5 empty] | No | A |  | 130 |  | -10 | [6 empty] | 15 | [7 empty] | 5994100230731 | 15994100230738 |  |  | 50 |  |  | 6 | 10000 |  |  |  |  | 827 |  |  |  | 50 |  | 0.8 |  |  | < 40 | [5 empty] | Heliax |  |  | 53 | TRAY |  | 91 | 198 EUR | 100 | [9 empty] | EUP related | OUTER BOX |  |  | 198 | [6 empty] | 1584 |  | 194 x 138 x 133 (mm) |  | U - Universal | [12 empty] | 0.85 | [7 empty] | exempt | [19 empty] | E27 | Tungsram | 80 | 2700 | 2700 | 950 | 15 | 230 | Phased-out
511390 | TU#120W E27 240V TU P38YE SP WM MIH 1/10 | image | datasheet | deeplink | [5 empty] | Yes | [19 empty] | 5994100113904 | 05994100113904 | [5 empty] | 10 | 2000 | [8 empty] | 336 | [10 empty] | PAR | Colored (Coated) | 122 |  |  |  | 418 | 60 EUR | 136 | [9 empty] | EUP related |  |  |  | 60 | [6 empty] | 360 |  | 588 x 238 x 166 (mm) | [42 empty] | E27 | Tungsram |  |  |  |  | 120 | 240 | Phased-out
520551 | OT@FLE20HLX/T3/827/E27 BX 1/10 TU 8Y TS | image | datasheet | deeplink | [5 empty] | No | A |  | 192 |  | -20 | [14 empty] | 5994100205517 | 15994100205514 |  |  | 50 |  |  | 10 | 8000 |  |  |  |  | 827 |  |  |  | 77 |  | 0.8 | [8 empty] | Heliax |  |  | 59 | BOX |  | 111 | 210 EUR. 270 UK | 124 | [9 empty] | EUP related | OUTER BOX |  |  | 210 | 270 | [5 empty] | 1470 |  | 320 x 130 x 143 (mm) |  | U - Universal | [10 empty] | 1890 |  | 1 | [7 empty] | exempt | [19 empty] | E27 | Tungsram | 82 | 2700 | 2700 | 1200 | 20 | 230 | Phased-out
524264 | OT#FLE15TBX/T3/827/E27 BX 1/10 TU 6Y /01 | image | datasheet | deeplink | [5 empty] | No | A |  | 120 | [8 empty] | 15 | [7 empty] | 5994100242642 | 15994100242649 |  |  | 50 |  |  | 10 | 6000 |  |  |  |  | 827 |  |  |  | 74 |  | 0.1 | [8 empty] | Hex |  |  | 44.5 |  |  | 85 | 370 EUR | 136 | [9 empty] | EUP related |  |  |  | 370 | [6 empty] | 2220 |  | 101 x 245 x 155 (mm) |  | U - Universal | [12 empty] | 2 | [7 empty] | exempt | [19 empty] | E27 | Tungsram | 80 | 2700 | 2700 | 820 | 15 | 230 | Phased-out
510366 | TU#80W E27 240V TU PAR38FLWMISERMIH1/10 | image | datasheet | deeplink | [5 empty] | Yes | [19 empty] | 9004100684918 | 05994100103660 | [5 empty] | 10 | 2000 | [8 empty] | 336 | [10 empty] | PAR | Clear | 122 |  |  |  | 418 | 60 EUR | 136 | [13 empty] | 60 | [6 empty] | 360 |  | 588 x 238 x 166 (mm) | [42 empty] | E27 | Tungsram |  |  |  |  | 80 | 240 | Phased-out
516786 | TU&25D1/CL/E14 230V TU 1/10/100 MIH | image | datasheet | deeplink | [5 empty] | Yes | [19 empty] | 9004100616315 | 05994100167860 | [5 empty] | 100 | 1000 |  | 8.4 | [6 empty] | 15 | [10 empty] | Spherical | Clear | 45 |  |  |  | 23 | 700 EUR. 1000 UK | 74 | [9 empty] | Product only available outside the EU. |  |  |  | 700 | 1000 | [5 empty] | 4200 |  | 453 x 228 x 176 (mm) | [12 empty] | 6000 | [29 empty] | E14 | Tungsram |  |  |  | 210 | 25 | 230 | Phased-out
510252 | TU&25W E14 230V TU CANDLE CL MIH 2PK | image | datasheet | deeplink | [5 empty] | Yes | [19 empty] | 9004100533018 | 05994100102526 | [5 empty] | 40 | 1000 |  | 8.4 | [6 empty] | 16 | [10 empty] | Candle | Clear | 35 |  |  |  | 19 | 1240 EUR | 97 | [9 empty] | Product only available outside the EU. |  |  |  | 1240 | [6 empty] | 6200 |  | 192 x 153 x 207 (mm) | [42 empty] | E14 | Tungsram |  |  |  | 210 | 25 | 230 | Phased-out
22355 | TU QH1000T3/CL MIH | image | datasheet | deeplink | No |  |  |  | C-8 | [20 empty] | 0043168223553 | 00043168223553 | [5 empty] | 12 | 5000 | [7 empty] | 351 | 28 | [10 empty] | Tubular |  | 10 |  |  |  | 91 | 132 EUR. 168 UK | [14 empty] | 132 | 168 | [5 empty] | 1452 |  | 469 x 158 x 93 (mm) | [12 empty] | 1848 | [29 empty] | Special | GE Lighting |  | 2450 | 2450 |  | 1000 | 208 | Phased-out
13642 | TU#Q900T3/CL/HIR 240V MIH | image | datasheet | deeplink | No |  |  |  | C-8 | Yes | [19 empty] | 0043168136426 | 10043168136423 | [5 empty] | 6 | 2000 | [7 empty] | 255.5 | 20 | [10 empty] | Tubular |  | 10 |  |  |  | 33 | 396 EUR. 528 UK | [14 empty] | 396 | 528 | [5 empty] | 792 |  | 114 x 80 x 332 (mm) | [12 empty] | 1056 | [29 empty] | R7s | GE Lighting |  | 3150 | 3150 | 32000 | 900 | 240 | Phased-out
510361 | TU#80W E27 230V TU PAR38FLWMISERMIH1/10 | image | datasheet | deeplink | [5 empty] | Yes | [19 empty] | 9004100684116 | 05994100103615 | [5 empty] | 10 | 2000 | [8 empty] | 336 | [10 empty] | PAR | Clear | 122 |  |  |  | 418 | 60 EUR | 136 | [9 empty] | EUP related |  |  |  | 60 | [6 empty] | 360 |  | 588 x 238 x 166 (mm) | [42 empty] | E27 | Tungsram |  |  |  |  | 80 | 230 | Phased-out
88654 | @ARC150/830/G12 BX1/10 MIH | image | datasheet | deeplink | Yes |  |  | 0.437 |  | Yes | A |  | 1.8 | [5 empty] | 150 |  |  | 165 | 95 | [6 empty] | 0043168886543 | 10043168886540 |  |  |  | 25 |  | 10 |  | 12000 |  |  |  | 830 | 0.404 | 56 | 88.5 | 31 |  |  |  |  | 60 | [5 empty] | Tubular | Clear |  |  | BOX |  | 113 | 560 EUR. 720 UK | [7 empty] | 80 | 80 | 120 |  | OUTER BOX |  |  | 560 | 720 | [5 empty] | 5040 |  | 195 x 80 x 115 (mm) |  | U - Universal | [10 empty] | 5040 | [9 empty] | RG-2 | [19 empty] | G12 | GE Lighting | 80 | 3000 | 3000 | 12000 | 150 | 95 | Phased-out
509983 | TU FD7 F82 G23 TU MIH | image | datasheet | deeplink | [5 empty] | No |  |  |  |  | -15 |  |  |  | 7.1 |  |  | 9.18 |  | Standard | [5 empty] | 5994100099833 | 05994100099833 |  | -15 |  |  |  | 10 | 10000 | 425 |  |  |  | 827 |  |  | 136.5 | 32 | [10 empty] | Biax Plug-in |  |  | 32 |  |  | 45 | 800 EUR | [14 empty] | 800 | [6 empty] | 5600 |  | 191 x 57 x 153 (mm) |  | U - Universal | [12 empty] | 3 | [7 empty] | exempt | [19 empty] | G23 | Tungsram | 82 | 2700 | 2700 | 425 | 7 | 47 | Phased-out
521843 | TU#25A1/GLS-GR/E27 230V A50 TU 1/10/120 | image | datasheet | deeplink | [5 empty] | Yes | [11 empty] | 23.53 | [7 empty] | 5994100218432 | 15994100218439 | [5 empty] | 120 | 1000 | [8 empty] | 22 | [10 empty] | GLS | Colored (Coated) | 50 |  |  |  | 31 | 960 EUR | 88.5 | [9 empty] | EUP related |  |  |  | 960 | [6 empty] | 3840 |  | 397 x 252 x 281 (mm) | [42 empty] | E27 | Tungsram |  |  |  |  | 25 | 230 | Phased-out
189883 | @FD-D26WF84 | image | datasheet | deeplink | [5 empty] | No | G |  |  |  | -15 |  |  |  | 26 |  |  | 31.39 |  | Standard | [5 empty] | 9004100898834 | 19004100898831 |  | -15 |  |  |  | 10 | 10000 | 1800 |  |  |  | 840 |  |  | 169.5 | 80 | [10 empty] | Quad plug-in |  |  | 34.4 |  |  | 115 | 600 EUR | [14 empty] | 600 | [6 empty] | 3000 |  | 76 x 185 x 200 (mm) |  | U - Universal | [12 empty] | 3 | [7 empty] | exempt | [19 empty] | G24d-3 | Tungsram | 82 | 4000 | 4000 | 1800 | 26 | 105 | Phased-out
509708 | TU 15W E14 24V TU 26MM PYG CL MIH FRID | image | datasheet | deeplink | [5 empty] | Yes | D | [10 empty] | 15.57 | [7 empty] | 9004100605913 | 05994100097082 | [5 empty] | 100 | 1000 |  | 9.3333 | [6 empty] | 16 | [10 empty] | Pygmy | Clear | 26 |  | BOX |  | 20 | 2000 EUR | 60 | [9 empty] | EUP related |  |  |  | 2000 | [6 empty] | 12000 |  | 278 x 143 x 154 (mm) | [42 empty] | E14 | Tungsram |  | 2520 | 2520 | 160 | 15 | 24 | Phased-out
21788 | TU QH500T3/CL 120V MIH | image | datasheet | deeplink | No |  |  |  | C-8 | [20 empty] | 0043168217880 | 00043168217880 | [5 empty] | 12 | 5000 | [7 empty] | 223.8 | 20 | [10 empty] | Tubular |  | 10 |  |  |  | 113 | 180 EUR. 216 UK | [14 empty] | 180 | 216 | [5 empty] | 1980 |  | 379 x 158 x 93 (mm) | [12 empty] | 2376 | [29 empty] | Special | GE Lighting |  | 2450 | 2450 |  | 500 | 120 | Phased-out
170223 | @FDD13/F82 MIH 10 PACK | image | datasheet | deeplink | [5 empty] | No |  |  |  |  | -15 |  |  |  | 13 |  |  | 16.18 |  | Standard | [5 empty] | 9004100702230 | 19004100702237 |  | -15 |  |  |  | 10 | 10000 | 900 |  |  |  | 827 |  |  | 133 | 60 | [10 empty] | Quad plug-in |  |  | 34.4 |  |  | 67 | 600 EUR | [14 empty] | 600 | [6 empty] | 3600 |  | 189 x 80 x 148 (mm) |  | U - Universal | [12 empty] | 3 | [7 empty] | exempt | [19 empty] | G24d-1 | Tungsram | 82 | 2700 | 2700 | 900 | 13 | 91 | Phased-out
509707 | @TU 15W B15 230V SEWM TU PYGMY CLEAR MIH | image | datasheet | deeplink | [5 empty] | Yes | [8 empty] | 15 |  |  | 15 |  | Standard | [5 empty] | 9004100495811 | 05994100097075 | [5 empty] | 100 | 1000 | 85 | 5.6667 | [6 empty] | 16 | [10 empty] | Pygmy | Clear | 26 |  | BOX |  | 20 | 2000 EUR | 55 | [13 empty] | 2000 | [6 empty] | 12000 |  | 278 x 143 x 154 (mm) | [42 empty] | B15d | Tungsram |  | 2290 | 2290 | 85 | 15 | 230 | Phased-out
521839 | TU@25A1/GLS-BL/E27 230V A50 TU 1/10/120 | image | datasheet | deeplink | [5 empty] | Yes | E | [10 empty] | 23.53 | [7 empty] | 5994100218395 | 15994100218392 | [5 empty] | 120 | 1000 | [8 empty] | 22 | [10 empty] | GLS | Colored (Coated) | 50 |  |  |  | 47 | 960 EUR | 88.5 | [9 empty] | EUP related |  |  |  | 960 | [6 empty] | 3840 |  | 397 x 252 x 281 (mm) | [42 empty] | E27 | Tungsram |  |  |  |  | 25 | 230 | Phased-out
509715 | @TU 250R/IR/RU/E27 235-245V TU MIH | image | datasheet | deeplink | [5 empty] | Yes | [13 empty] | Standard | [5 empty] | 9004100429519 | 05994100097150 | [5 empty] | 10 | 5000 | [8 empty] | 131 | [10 empty] | Reflector | Aluminized; Colored (Coated) | 125 |  |  |  | 239 | 50 EUR | 173 | [13 empty] | 50 | [6 empty] | 250 |  | 635 x 255 x 190 (mm) | [42 empty] | E27 | Tungsram |  |  |  |  | 250 | 240 | Phased-out
96753 | QH 200W/230V/190MM/R7S | image | datasheet | deeplink | No |  |  |  | C-8 | Yes | [19 empty] | 0043168967532 | 10043168967539 | [5 empty] | 12 | 5000 | [7 empty] | 190.5 | 14 | [10 empty] | Tubular |  | 10 |  | BOX |  | 16 | 180 EUR | [11 empty] | OUTER BOX |  |  | 180 | [6 empty] | 1980 |  | 379 x 158 x 93 (mm) | [12 empty] | 960 | [29 empty] | R7s | GE Lighting |  | 2450 | 2450 | 1400 | 200 | 235 | Phased-out
524790 | TU#28W HALO C/CL/E14 240V TU BX 1/10 | image | datasheet | deeplink |  |  |  |  | 2CC-8 | Yes | D | [18 empty] | 5994100247906 | 25994100247900 | [5 empty] | 10 | 2000 |  | 12.1429 | [5 empty] | 99.5 | 18 | [10 empty] | Candle |  | 35 |  | BOX |  | 37 | 600 EUR | [10 empty] | EUP related | OUTER BOX |  |  | 600 | [6 empty] | 5400 |  | 79 x 186 x 113 (mm) | [42 empty] | E14 | Tungsram | 100 | 2800 | 2800 | 340 | 28 | 240 | Phased-out
516134 | OT Q50MR16 230V GU10 FL TU BX1/10 MIC | image | datasheet | deeplink |  | 36 | 600 |  | CC-2V | Yes | D | [5 empty] | 36 | 600 | 50 |  | 0.0 s | 50.71 | [7 empty] | 5994100161349 | 25994100161343 | [5 empty] | 10 | 2000 | 340 |  | 1 |  |  |  |  | 55 | 44 |  |  | 8000 | [7 empty] | Mirrored reflector |  | 50 |  | BX |  | 58 | 800 EUR. 1200 UK |  |  | 80% |  | instant | 2000 | [5 empty] | OB |  |  | 800 | 1200 | [5 empty] | 2400 |  | 270 x 110 x 66 (mm) | [12 empty] | 3600 | [29 empty] | GU10 | Tungsram | 100 | 2800 | 2800 |  | 50 | 230 | Phased-out
510383 | TU#150W E27 240V TU PAR38CL FL MIH 1/10 | image | datasheet | deeplink | [5 empty] | Yes | [19 empty] | 9004100718019 | 05994100103837 | [5 empty] | 10 | 2000 | [8 empty] | 336 | [10 empty] | PAR | Clear | 122 |  |  |  | 418 | 60 EUR | 136 | [13 empty] | 60 | [6 empty] | 360 |  | 588 x 238 x 166 (mm) | [42 empty] | E27 | Tungsram |  |  |  |  | 150 | 240 | Phased-out
14311 | TU#Q350T3/CL/HIR 130V MIH | image | datasheet | deeplink | No |  |  |  | C-8 | [20 empty] | 0043168143110 | 00043168143110 | [5 empty] | 132 | 2000 | [7 empty] | 119.1 | 20 | [10 empty] | Double Ended |  | 10 |  |  |  | 38 | 396 EUR. 528 UK | [14 empty] | 396 | 528 | [5 empty] | 792 |  | 622 x 354 x 354 (mm) | [12 empty] | 1056 | [29 empty] | R7s | GE Lighting |  | 3100 | 3100 | 10000 | 350 | 130 | Phased-out
522319 | OT#FLE15HLX/T2/865/E27 BX1/10 TU 8Y /01 | image | datasheet | deeplink | [5 empty] | No | A |  | 130 |  | -10 | [14 empty] | 5994100223191 | 15994100223198 |  |  | 50 |  |  | 10 | 10000 |  |  |  |  | 865 |  |  |  | 57 |  | 0.8 | [8 empty] | Heliax |  |  | 53 | BOX |  | 81 | 280 EUR | 100 | [10 empty] | OUTER BOX |  |  | 280 | [6 empty] | 2240 |  | 118 x 280 x 135 (mm) |  | U - Universal | [12 empty] | 0.85 | [7 empty] | exempt | [19 empty] | E27 | Tungsram | 80 | 6500 | 6500 | 900 | 15 | 230 | Phased-out
516969 | OT Q35MR16 230V GU10 FL TU BX1/10 MIC | image | datasheet | deeplink |  | 36 | 400 |  | CC-2V | Yes | D | [5 empty] | 36 | 400 | 35 |  | 0.0 s | 35.56 | [7 empty] | 5994100169697 | 25994100169691 | [5 empty] | 10 | 2000 | 200 |  | 1 |  |  |  |  | 55 | 44 |  |  | 8000 | [7 empty] | Mirrored reflector |  | 50 |  | BX |  | 58 | 280 EUR. 360 UK |  |  | 80% |  | instant | 2000 | [5 empty] | OB |  |  | 280 | 360 | [5 empty] | 4200 |  | 270 x 110 x 66 (mm) | [12 empty] | 5400 | [29 empty] | GU10 | Tungsram | 100 | 2700 | 2700 |  | 35 | 230 | Phased-out
13894 | TU#Q350T3/CL/HIR 120V MIH | image | datasheet | deeplink | No |  |  |  | C-8 | Yes | [19 empty] | 0043168138949 | 10043168138946 | [5 empty] | 132 | 2000 | [7 empty] | 119.1 | 9.2 | [10 empty] | Double Ended |  | 10 |  | BOX |  | 38 | 396 EUR. 528 UK | [14 empty] | 396 | 528 | [5 empty] | 792 |  | 622 x 354 x 354 (mm) | [12 empty] | 1056 | [29 empty] | R7s | GE Lighting |  | 3100 | 3100 | 10000 | 350 | 120 | Phased-out
20092 | #HH 451 1500W RUBY 230-240V | image | datasheet | deeplink | No |  |  |  | C8 | [20 empty] | 0043168200929 | 20043168200923 | [5 empty] | 10 | 5000 | [7 empty] | 348 | 30 | [10 empty] | Tubular |  | 19 |  |  |  | 84 | 100 EUR. 140 UK | [14 empty] | 100 | 140 | [5 empty] | 1200 |  | 436 x 186 x 87 (mm) | [12 empty] | 1680 | [29 empty] | Special | GE Lighting |  | 2450 | 2450 |  | 1500 | 240 | Phased-out
22837 | TU QH2500T3/CL/7 MIH | image | datasheet | deeplink | No |  |  |  | C-8 | Yes | [19 empty] | 0043168228374 | 00043168228374 | [5 empty] | 12 | 5000 | [7 empty] | 727 | 56 | [10 empty] | Tubular |  | 10 |  | BOX |  | 169 | 60 EUR. 96 UK | [11 empty] | OUTER BOX |  |  | 60 | 96 | [5 empty] | 660 |  | 849 x 158 x 93 (mm) | [12 empty] | 1056 | [29 empty] | R7s | GE Lighting |  | 2450 | 2450 |  | 2500 | 400 | Phased-out
510277 | TU NIGHTLIGHT B22 240V TU SPHER BLUE MIH | image | datasheet | deeplink | [5 empty] | Yes | E | [10 empty] | 13.87 | [7 empty] | 9004100476513 | 05994100102779 | [5 empty] | 100 | 1000 | [8 empty] | 16 | [10 empty] | Spherical | Colored (Coated) | 45 |  |  |  | 23 | 1000 EUR | 70 | [9 empty] | EUP related |  |  |  | 1000 | [6 empty] | 6000 |  | 453 x 228 x 176 (mm) | [42 empty] | B22d | Tungsram |  |  |  |  | 14 | 240 | Phased-out
524961 | TU#42W HALO R63/E27 230V TU BX 1/10 | image | datasheet | deeplink |  | 35 | 640 |  | CC-8 | Yes | [19 empty] | 5994100249610 | 15994100249617 | [5 empty] | 10 | 2000 | [7 empty] | 103 | 33 | [10 empty] | Reflector |  | 63 |  | BOX |  | 70 | 190 EUR. 250 UK | [11 empty] | OUTER BOX |  |  | 190 | 250 | [5 empty] | 1710 |  | 136 x 331 x 115 (mm) | [12 empty] | 2250 | [29 empty] | E27 | Tungsram | 100 | 2800 | 2800 |  | 42 | 230 | Phased-out
508095 | @TU&40W E27 240V TU SPH CL MIH 1/10/100 | image | datasheet | deeplink | [5 empty] | Yes | [13 empty] | Standard | [5 empty] | 9004100642116 | 05994100080954 | [5 empty] | 100 | 1000 |  | 10 | [6 empty] | 16 | [10 empty] | Spherical | Clear | 45 |  |  |  | 25 | 1000 EUR | 69.5 | [9 empty] | Product only available outside the EU. |  |  |  | 1000 | [6 empty] | 6000 |  | 453 x 228 x 176 (mm) | [42 empty] | E27 | Tungsram |  |  |  | 400 | 40 | 240 | Marked for phase-out
43272 | @CMH35/T/UVC/U/830/G12 PLUS 1/12 | image | datasheet | deeplink | Yes |  |  | 0.435 |  | No | A+ |  | 0.4 | [5 empty] | 39.4 |  |  | 43.37 | 90 | [6 empty] | 0043168432726 | 10043168432723 |  |  |  | 25 |  | 12 |  | 3520 |  |  |  | 830 | 0.4 | 56 | 90 | 23 |  |  |  |  | 120 | [5 empty] | Tubular | Clear |  |  | BOX |  | 33 | 960 EUR. 1236 UK | [7 empty] | 89.3 | 97 | 420 |  | OUTER BOX |  |  | 960 | 1236 | [5 empty] | 8640 |  | 138 x 82 x 118 (mm) |  | U - Universal | [10 empty] | 11124 |  | 4.8 | [7 empty] | Exempt | [19 empty] | G12 | GE Lighting | 84 | 3000 | 3000 | 3400 | 35 | 90 | Marked for phase-out
88525 | IM/ T7BP | image | datasheet | deeplink | No |  |  |  | C-13D | Yes | C | [10 empty] | 1044.63 | [7 empty] | 0043168885256 | 10043168885253 | [5 empty] | 12 | 250 | [7 empty] | 200 | 215 | [10 empty] | Tubular |  | 21.6 |  | BOX |  | 333 | 216 EUR. 240 UK | [11 empty] | OUTER BOX |  |  | 216 | 240 | [5 empty] | 864 |  | 257 x 198 x 222 (mm) | [12 empty] | 960 | [29 empty] | G38 | GE Lighting |  | 3200 | 3200 | 28000 | 1000 | 120 | Phased-out
177890 | TU*83310 HGMI 250W/DH E40 TU MIH | image | datasheet | deeplink | Yes |  |  | 0.322 |  | No |  |  | 2.8 | [5 empty] | 272.3 | 19200 | <30 |  | 112 | Standard | [5 empty] | 9004100778914 | 19004100778904 | [5 empty] | 12 |  |  | 70.5 |  |  | 960 | 0.322 | 150 | 219 | 156 |  |  |  |  | <270 | [5 empty] | Tubular | Clear |  | 48 |  |  | 221 | 288 EUR. 372 UK |  | 0.75 |  | 0.998 | [5 empty] | <300 | Not CE complaint |  |  |  | 288 | 372 |  | 0.67 | 0.99 |  |  | 864 |  | 223 x 163 x 351 (mm) | Yes | Horizontal ±45° |  |  |  | 0.63 | 0.95 | [5 empty] | 1116 | 30 | 14.3 |  | 0.58 |  | 0.5 |  |  |  | Exempt | 0.58 | [18 empty] | E40 | Tungsram | 90 | 6000 | 6000 | 19200 | 250 | 112 | Phased-out
510378 | TU#80W E27 240V TU PAR38GR FL WM MIH1/10 | image | datasheet | deeplink | [5 empty] | Yes | [19 empty] | 9004100688213 | 05994100103783 | [5 empty] | 10 | 2000 | [8 empty] | 336 | [10 empty] | PAR | Colored (Coated) | 122 |  |  |  | 418 | 60 EUR | 136 | [13 empty] | 60 | [6 empty] | 360 |  | 588 x 238 x 166 (mm) | [42 empty] | E27 | Tungsram |  |  |  |  | 80 | 240 | Phased-out
509447 | TU 56540 TU 35W GY6.35TR TU BX 1/20 MIH | image | datasheet | deeplink |  |  |  |  | C-8 | Yes | C | [7 empty] | 35 |  | 0.0 s | 37.1 |  | Standard | [5 empty] | 5994100094470 | 05994100094470 | [5 empty] | 20 | 2000 | 600 | 17.1429 | [5 empty] | 44 | 12 | [10 empty] | Tubular |  | 10.5 |  |  |  | 14 | 6400 EUR. 8400 UK |  |  | 80% |  | instant | [5 empty] | EUP related |  |  |  | 6400 | 8400 | [5 empty] | 32000 |  | 131 x 90 x 40 (mm) | [12 empty] | 42000 | [29 empty] | GY6.35-15 | Tungsram | 100 | 2900 | 2900 | 600 | 35 | 12 | Phased-out
523075 | OT#FLE20HLX/T2/865/E27 1/6T TU 8Y /01 | image | datasheet | deeplink | [5 empty] | No | A |  | 140 |  | -10 | [14 empty] | 5994100230755 | 15994100230752 |  |  | 50 |  |  | 6 | 8000 |  |  |  |  | 865 |  |  |  | 61 |  | 0.1 | [8 empty] | Heliax |  |  | 56 | TRAY |  | 87 | 186 EUR | 105 | [10 empty] | OUTER BOX |  |  | 186 | [6 empty] | 1488 |  | 205 x 145 x 130 (mm) |  | U - Universal | [12 empty] | 0.85 | [7 empty] | exempt | [19 empty] | E27 | Tungsram | 80 | 6500 | 6500 | 1200 | 20 | 230 | Phased-out
11482 | EXM 45W | image | datasheet | deeplink | No |  |  |  | C8 | [21 empty] | 00043168114820 | [5 empty] | 24 | 1000 | [7 empty] | 44.45 | 21 | [10 empty] | Tubular |  | 11 |  |  |  | 23 | 576 EUR. 248 UK | [14 empty] | 576 | 248 | [5 empty] | 6912 |  | 222 x 159 x 89 (mm) | [12 empty] | 5952 | [29 empty] | GZ9.5 | GE Lighting |  | 2900 | 2900 | 750 | 48 | 6 | Phased-out
509692 | TU§60W E27 230V TU R63S MIH | image | datasheet | deeplink | [5 empty] | Yes | E | [10 empty] | 60.62 | [7 empty] | 9004100380414 | 05994100096924 | [5 empty] | 50 | 1000 | [8 empty] | 30 | [10 empty] | Reflector | Aluminized; Diffuse | 63.5 |  |  |  | 50 | 300 EUR | 100 | [9 empty] | EUP related |  |  |  | 300 | [6 empty] | 1500 |  | 646 x 326 x 111 (mm) | [42 empty] | E27 | Tungsram |  |  |  |  | 60 | 230 | Phased-out
88897 | NEON HAZARD BEACON 98-4501 | image | datasheet | deeplink | Yes |  |  | 0.672 |  | No | [19 empty] | 5021731314025 | 10043168888971 |  |  |  | 25 |  | 1 | [6 empty] | 0.326 |  |  | 122 | [10 empty] | Tubular | Clear | 65 |  | BOX |  | 500 | 12 EUR. 19 UK | [11 empty] | OUTER BOX |  |  | 12 | 19 | [5 empty] | 204 |  | 1000 x 62 x 62 (mm) |  | U - Universal | [10 empty] | 323 | [29 empty] | G13 | GE Lighting | 1 | 1 | 1 | 1500 | 160 | 157 | Phased-out
509690 | @TU§40W E14 230V TU R50S MIH | image | datasheet | deeplink | [5 empty] | Yes | [11 empty] | 40.22 |  | Standard | [5 empty] | 9004100669113 | 05994100096900 | [5 empty] | 100 | 1000 | [8 empty] | 18 | [10 empty] | Reflector | Aluminized; Diffuse | 50 |  |  |  | 28 | 600 EUR | 86 | [9 empty] | EUP related |  |  |  | 600 | [6 empty] | 3000 |  | 518 x 263 x 201 (mm) | [42 empty] | E14 | Tungsram |  |  |  |  | 40 | 230 | Phased-out
508102 | TU 60A1/R.S-CL/E27 240V TU 1/100 MIH | image | datasheet | deeplink | [5 empty] | Yes | E | [10 empty] | 60.24 | [7 empty] | 9004100440910 | 05994100081029 | [5 empty] | 100 | 1000 |  | 9.1667 | [6 empty] | 31 | [10 empty] | PS | Clear | 60 |  |  |  | 46 | 600 EUR | 105 | [13 empty] | 600 | [6 empty] | 3000 |  | 598 x 308 x 226 (mm) | [42 empty] | E27 | Tungsram |  |  |  | 550 | 60 | 240 | Phased-out
524901 | @OT K1 C330W 230V R7S 117MM TU BX1/10MIC | image | datasheet | deeplink |  |  |  |  | CC-8 | Yes | [8 empty] | 330 |  | 0.0 s | 330 |  | Standard | [5 empty] | 5994100249016 | 15994100249013 | [5 empty] | 10 | 2000 | 7000 | 21.2121 | [5 empty] | 119 | 7 |  |  | 8000 | [7 empty] | Tubular |  | 10 |  | BOX |  | 15 | 1200 EUR. 1600 UK |  |  | 80% |  | instant | [6 empty] | OUTER BOX |  |  | 1200 | 1600 | [5 empty] | 4800 |  | 127 x 93 x 40 (mm) | [12 empty] | 6400 | [29 empty] | R7s | Tungsram |  | 2900 | 2900 | 7000 | 330 | 230 | Phased-out
523068 | OT#FLE15TBX/T3/865/E27 TU 1/8T 10Y /04 | image | datasheet | deeplink | [5 empty] | No | A |  | 110 |  | -20 | [14 empty] | 5994100230687 | 15994100230684 |  |  | 50 |  |  | 8 | 10000 |  |  |  |  | 865 |  |  |  | 71 |  | 0.1 | [8 empty] | Hex |  |  | 44 | TRAY |  | 96 | 360 EUR | 137.5 | [10 empty] | OUTER BOX |  |  | 360 | [6 empty] | 2520 |  | 196 x 106 x 153 (mm) |  | U - Universal | [12 empty] | 2 | [7 empty] | exempt | [19 empty] | E27 | Tungsram | 82 | 6500 | 6500 | 800 | 15 | 230 | Phased-out
34530 | ARC70/UVC/730/TD/RX7S | image | datasheet | deeplink | Yes |  |  | 0.4373 |  | No | A |  | 1 | [5 empty] | 75 |  |  | 82.5 | 95 | [6 empty] | 0043168345309 | 10043168345306 |  |  |  | 25 |  | 12 |  | 5500 |  |  |  | 730 | 0.4094 | 57 | 117.6 | 23 |  |  |  |  | 180 | [5 empty] | Double Ended | Clear |  |  |  |  | 57 | 408 EUR. 540 UK | [7 empty] | 73.3 | 79 | 600 |  |  |  |  | 408 | 540 | [5 empty] | 1632 |  | 176 x 136 x 218 (mm) |  | H45 - Horiz 45 degrees | [10 empty] | 2160 |  | 9.2 | [7 empty] | Exempt | [19 empty] | Rx7s | GE Lighting | 78 | 3000 | 3000 | 5500 | 70 | 95 | Phased-out
524898 | OT K1 C330W 240V R7S 117MM TU BX1/10MIC | image | datasheet | deeplink |  |  |  |  | CC-8 | Yes | [8 empty] | 330 |  | 0.0 s | 330 | [7 empty] | 5994100248989 | 15994100248986 | [5 empty] | 10 | 2000 | 7000 | 21.2121 | [5 empty] | 119 | 7 |  |  | 8000 | [7 empty] | Tubular |  | 10 |  | BOX |  | 15 | 1200 EUR. 1600 UK |  |  | 80% |  | instant | [6 empty] | OUTER BOX |  |  | 1200 | 1600 | [5 empty] | 4800 |  | 127 x 93 x 40 (mm) | [12 empty] | 6400 | [29 empty] | R7s | Tungsram | 100 | 2900 | 2900 | 7000 | 330 | 240 | Phased-out
73084 | MBI5000/L/H PHOTOPRINT 91-7491 | image | datasheet | deeplink | Yes |  |  | 0.25 |  | No | [19 empty] | 5021731314025 | 10043168730843 | [5 empty] | 1 | [5 empty] | 999 | 0.12 |  | 278 | 108 | [10 empty] | Double Ended | Clear | 27 |  | BOX |  | 300 | 18 EUR. 23 UK | [11 empty] | OUTER BOX |  |  | 18 | 23 | [5 empty] | 144 |  | 335 x 135 x 130 (mm) |  | HOR - Horizontal | [10 empty] | 184 | [29 empty] | Special | GE Lighting | 5 | 3000 | 3000 |  | 5000 | 230 | Phased-out
28126 | QH2500MT3/CL/HT/R | image | datasheet | deeplink | No |  |  |  | C8 | [21 empty] | 10043168281260 | [5 empty] | 12 | 5000 | [7 empty] | 381.5 | 28 | [10 empty] | Tubular |  | 10 |  | BOX |  | 91 | 132 EUR. 168 UK | [14 empty] | 132 | 168 | [5 empty] | 1188 |  | 469 x 158 x 113 (mm) | [12 empty] | 1512 | [29 empty] | Special | GE Lighting |  | 2450 | 2450 |  | 2500 | 400 | Phased-out
516970 | OT Q20MR16 230V GU10 FL TU BX1/10 MIC | image | datasheet | deeplink |  | 36 | 200 |  | CC-2V | Yes | D | [5 empty] | 36 | 200 | 20 |  | 0.0 s | 20.55 | [7 empty] | 5994100169703 | 25994100169707 | [5 empty] | 10 | 2000 | 90 |  | 1 |  |  |  |  | 55 | 44 |  |  | 8000 | [7 empty] | Mirrored reflector |  | 50 |  | BX |  | 58 | 280 EUR. 360 UK |  |  | 80% |  | instant | 2000 | [5 empty] | OB |  |  | 280 | 360 | [5 empty] | 4200 |  | 270 x 110 x 66 (mm) | [12 empty] | 5400 | [29 empty] | GU10 | Tungsram | 100 | 2700 | 2700 |  | 20 | 230 | Phased-out
510386 | TU#100W E27 230V TU PAR38CL FL MIH 1/10 | image | datasheet | deeplink | [5 empty] | Yes | [19 empty] | 9004100695518 | 05994100103868 | [5 empty] | 10 | 2000 | [8 empty] | 336 | [10 empty] | PAR | Clear | 122 |  |  |  | 418 | 60 EUR | 136 | [13 empty] | 60 | [6 empty] | 360 |  | 588 x 238 x 166 (mm) | [42 empty] | E27 | Tungsram |  |  |  |  | 100 | 230 | Phased-out
26481 | CMH20PAR20/UVC/830/E27/FL25 | image | datasheet | deeplink | Yes | 25 |  | 0.436 |  | No | A |  | 0.2 | [5 empty] | 19.9 |  |  | 21.85 | 92 | [6 empty] | 0043168264815 | 10043168264812 |  |  |  | 25 |  | 15 |  | 1087 |  |  |  | 830 | 0.4 |  | 92 | 107 |  |  |  |  | 180 | [5 empty] | PAR | Clear | 64 |  |  |  | 187 | 135 EUR. 150 UK | [6 empty] | 1087 | 54.7 | 50 | [5 empty] | 135 | 150 | [5 empty] | 810 |  | 253 x 383 x 161 (mm) |  | U - Universal |  | 12000 | [8 empty] | 900 |  | 2.4 | [7 empty] | Exempt | [19 empty] | E27 | GE Lighting | 81 | 3000 | 3000 | 1000 | 20 | 92 | Phased-out
524791 | @TU 42W HALO C/CL/E14 240V TU BX 1/10 | image | datasheet | deeplink |  |  |  |  | 2CC-8 | Yes | [8 empty] | 42 |  | 0.0 s | 42 |  | Standard | [5 empty] | 5994100247913 | 25994100247917 | [5 empty] | 10 | 2000 | 630 | 15 | [5 empty] | 99.5 | 18 |  |  | 8000 | [7 empty] | Candle |  | 35 |  | BOX |  | 37 | 600 EUR |  |  | 80% |  | instant | [6 empty] | OUTER BOX |  |  | 600 | [6 empty] | 5400 |  | 79 x 186 x 113 (mm) | [12 empty] | 4100 | [29 empty] | E14 | Tungsram | 100 | 2800 | 2800 | 630 | 42 | 240 | Phased-out
21683 | @CMH70/PAR30/UVC/830/E27/SP15 | image | datasheet | deeplink | Yes | 15 |  | 0.436 |  | Yes | A |  | 1 | [5 empty] | 74.4 |  |  | 81.79 | 90 | [6 empty] | 0043168216838 | 10043168216835 |  |  |  | 25 |  | 6 |  | 4614 |  |  |  | 830 | 0.41 | 33 | 124 | 102 |  |  |  |  | 180 | [5 empty] | PAR | Clear | 95.5 |  | BOX |  | 262 | 96 EUR. 120 UK | [6 empty] | 4614 | 62.1 | 67 | [5 empty] | 96 | 120 | [5 empty] | 672 |  | 278 x 188 x 143 (mm) |  | U - Universal |  | 13000 | [8 empty] | 840 |  | 8 | [7 empty] | Exempt | [19 empty] | E27 | GE Lighting | 80 | 3000 | 3000 | 4700 | 70 | 90 | Marked for phase-out
524917 | OT@K1 C330W 230V R7S 117MM TU BL1/10MIC | image | datasheet | deeplink |  |  |  |  | CC-8 | Yes | C | [7 empty] | 330 |  |  | 330 | [7 empty] | 5994100249177 | 15994100249174 | [5 empty] | 10 | 2000 | 7000 | 21.2121 | [5 empty] | 119 | 7 | [10 empty] | Tubular |  |  |  | BLISTER |  | 15 | 400 EUR. 480 UK | [10 empty] | EUP related | OUTER BOX |  |  | 400 | 480 | [5 empty] | 3200 |  | 160 x 145 x 125 (mm) | [12 empty] | 3840 | [29 empty] | R7s | Tungsram |  | 2900 | 2900 | 7000 | 330 | 230 | Phased-out
44052 | @§LU250/D/40 MIH | image | datasheet | deeplink | Yes | [5 empty] | A+ |  | 3 | [5 empty] | 251.3 |  |  | 276.44 | 100 | [6 empty] | 9004102440529 | 00043168440523 |  |  |  | 25 |  | 12 |  | 26690 | [6 empty] | 227 | 156 |  |  |  |  | 300 | [5 empty] | Elliptical | Diffuse |  |  |  |  | 197 | 96 EUR. 120 UK | [7 empty] | 106.2 | 104 | 60 | Product only available outside the EU. |  |  |  | 96 | 120 | [5 empty] | 384 |  | 391 x 295 x 255 (mm) |  | U - Universal | [10 empty] | 480 |  | 16.434 | [27 empty] | E40 | GE Lighting | 25 | 2000 | 2000 | 26000 | 250 | 100 | Marked for phase-out
509475 | @TU 50030 1500W 240V R7S 254MM TU BX1/10 | image | datasheet | deeplink |  |  |  |  | C-8 | Yes | [8 empty] | 1500 |  | 0.0 s | 1500 |  | Standard | [5 empty] | 5994100094753 | 05994100094753 | [5 empty] | 10 | 2000 | 32000 | 21.3333 | [5 empty] | 255.5 | 20 |  |  | 8000 | [7 empty] | Tubular |  | 10 |  |  |  | 41 | 180 EUR. 240 UK |  |  | 80% |  | instant | [9 empty] | 180 | 240 | [5 empty] | 2520 |  | 381 x 124 x 60 (mm) | [12 empty] | 4080 | [29 empty] | R7s | Tungsram | 100 | 3000 | 3000 | 32000 | 1500 | 240 | Phased-out
178615 | @TU*83720 HGMI 2000W/D1 TU MIH | image | datasheet | deeplink | Yes |  |  | 0.3 |  | No | A | [7 empty] | 2086.2 |  |  | 2294.78 | 230 | [7 empty] | 19004100786152 | [5 empty] | 4 |  | 171159 |  |  |  |  | 0.3 | 265 | 430 | 630 |  |  |  |  | 240 | [5 empty] | Tubular | Clear |  |  |  |  | 1168 | 24 EUR | [7 empty] | 82 | 85 | 420 |  |  |  |  | 24 | [6 empty] | 24 |  | 395 x 390 x 625 (mm) |  | H60 - Horiz 60 degrees | [12 empty] | 325.793 | [27 empty] | Special | Tungsram | 93 | 6000 | 6000 | 170000 | 2000 | 230 | Marked for phase-out
524262 | OT@FLE11DBX/T3/827/E14 BX 1/10 TU 6Y /01 | image | datasheet | deeplink | [5 empty] | No | A |  | 90 | [8 empty] | 11 | [7 empty] | 5994100242628 | 15994100242625 |  |  | 50 |  |  | 10 | 6000 |  |  |  |  | 827 |  |  |  | 65 |  | 0.1 | [8 empty] | Quad |  |  | 44.5 |  |  | 76 | 370 EUR | 142 | [9 empty] | EUP related |  |  |  | 370 | [6 empty] | 2220 |  | 101 x 245 x 161 (mm) |  | U - Universal | [12 empty] | 2 | [7 empty] | exempt | [19 empty] | E14 | Tungsram | 80 | 2700 | 2700 | 600 | 11 | 230 | Phased-out
12181 | ARC150/UVC/TD/GREEN/RX7S-24 | image | datasheet | deeplink | Yes |  |  | 0.255 |  | Yes | B |  | 1.8 | [5 empty] | 150 |  |  | 165 | 95 | [6 empty] | 0043168121811 | 20043168121815 |  |  |  | 25 |  | 12 |  | 9000 |  |  |  |  | 0.54 | 66 | 135.4 | 34 |  |  |  |  | 180 | [5 empty] | Double Ended | Clear |  |  |  |  | 69 | 408 EUR. 528 UK | [7 empty] | 60 | 60 | 600 |  |  |  |  | 408 | 528 | [5 empty] | 1632 |  | 178 x 138 x 221 (mm) |  | H45 - Horiz 45 degrees | [10 empty] | 2112 |  | 15 | [7 empty] | Exempt | [19 empty] | Rx7s | GE Lighting |  |  |  | 9000 | 150 | 95 | Phased-out
509452 | TU@56040 20W 12V G4TR 2000H TU BX 1/20 | image | datasheet | deeplink |  |  |  |  | C-6 | Yes | C | [7 empty] | 20 |  |  | 22.61 | [7 empty] | 5994100094524 | [6 empty] | 20 | 2000 |  | 19 | [5 empty] | 33 | 12 | [10 empty] | Tubular |  | 8 |  |  |  | 14 | 6400 EUR. 8400 UK | [10 empty] | EUP related |  |  |  | 6400 | 8400 | [5 empty] | 32000 |  | 131 x 90 x 40 (mm) | [12 empty] | 42000 | [29 empty] | G4 | Tungsram | 100 | 2900 | 2900 | 380 | 20 | 12 | Phased-out
22875 | TU QH3800T3/CL MIH | image | datasheet | deeplink | No |  |  |  | C-8 | [20 empty] | 0043168228756 | 00043168228756 | [5 empty] | 6 | 5000 | [7 empty] | 1062 | 90 | [10 empty] | Tubular |  | 10 |  |  |  | 441 | 30 EUR. 36 UK | [14 empty] | 30 | 36 | [5 empty] | 300 |  | 151 x 107 x 1175 (mm) | [12 empty] | 360 | [29 empty] | Special | GE Lighting |  | 2450 | 2450 |  | 3800 | 400 | Phased-out
80586 | Q6 6A200PK30D-M | image | datasheet | deeplink | No |  |  |  | CC-6 | Yes | C | [10 empty] | 212.07 | [7 empty] | 0043168805865 | 10043168805862 | [5 empty] | 10 | 1000 | [7 empty] | 64 | 85 | [10 empty] | Tubular |  | 12.8 |  |  |  | 146 | 350 EUR. 500 UK | [14 empty] | 350 | 500 | [5 empty] | 3850 |  | 225 x 89 x 80 (mm) | [12 empty] | 5500 | [29 empty] | PK32d-1 | GE Lighting |  | 3100 | 3100 | 4800 | 200 | 6 | Phased-out
510403 | @TU@40W E27 230V TU DISCO R63GRMIH1/10/50 | image | datasheet | deeplink | [5 empty] | Yes | [11 empty] | 39.36 |  | Standard | [5 empty] | 9004101902219 | 05994100104032 | [5 empty] | 50 | 1000 | [8 empty] | 35 | [10 empty] | Reflector | Aluminized; Colored (Coated) | 63.5 |  |  |  | 44 | 150 EUR | 100 | [9 empty] | EUP related |  |  |  | 150 | [6 empty] | 1650 |  | 646 x 326 x 111 (mm) | [42 empty] | E27 | Tungsram |  |  |  | 120 | 40 | 230 | Phased-out
170263 | @FD-D18WF83 | image | datasheet | deeplink | [5 empty] | No | G |  |  |  | -15 |  |  |  | 18 |  |  | 22.1 |  | Standard | [5 empty] | 9004100702636 | 19004100702633 |  | -15 |  |  |  | 10 | 10000 | 1200 |  |  |  | 830 |  |  | 154 | 67 | [10 empty] | Quad plug-in |  |  | 34.4 |  |  | 108 | 600 EUR | [14 empty] | 600 | [6 empty] | 3000 |  | 76 x 185 x 160 (mm) |  | U - Universal | [12 empty] | 3 | [7 empty] | exempt | [19 empty] | G24d-2 | Tungsram | 82 | 3000 | 3000 | 1200 | 18 | 100 | Phased-out
61534 | OT#FLE5TWSTCDL/OP827 E14 BL1/10 GE 6Y/02 | image | datasheet | deeplink | [5 empty] | No | A |  | 48 |  | -20 | [14 empty] | 0043168727006 | 10043168615348 |  |  | 40 |  |  | 10 | 6000 |  |  |  |  | 827 |  |  |  | 42 |  | 0.1 | [8 empty] | Heliax w. Candle |  |  | 40 | DOUBLE CLAM BLISTER |  | 87 | 210 EUR. 270 UK | 112 | [10 empty] | OUTER BOX |  |  | 210 | 270 | [5 empty] | 840 |  | 165 x 255 x 225 (mm) |  | U - Universal | [10 empty] | 1080 |  | 3.5 | [7 empty] | exempt | [19 empty] | E14 | GE Lighting | 82 | 2700 | 2700 | 200 | 5 | 230 | Phased-out
32666 | ARC250/D/VBU/960/E40 | image | datasheet | deeplink | Yes | [5 empty] | A |  | 3 | [5 empty] | 267.9 |  |  | 294.71 | 100 | [6 empty] | 9004102326663 | 19004102326660 |  |  |  | 25 |  | 12 |  | 17080 |  |  |  | 960 |  |  | 227 | 150 |  |  |  |  | 270 | [5 empty] | Elliptical | Diffuse |  |  |  |  | 201 | 96 EUR. 120 UK | [7 empty] | 63.8 | 68 | 420 |  |  |  |  | 96 | 120 | [5 empty] | 384 |  | 391 x 295 x 255 (mm) |  | VBU - Vert Base Up | [10 empty] | 480 |  | 13.574 | [7 empty] | Exempt | [19 empty] | E40 | GE Lighting | 90 | 6000 | 6000 | 17000 | 250 | 100 | Phased-out
508135 | TU&40W E14 230V TU CANDLE CL MIH1/10/100 | image | datasheet | deeplink | [5 empty] | Yes | [19 empty] | 9004100540115 | 05994100081357 | [5 empty] | 100 | 1000 |  | 10 | [6 empty] | 16 | [10 empty] | Candle | Clear | 35 |  | BOX |  | 23 | 1200 EUR | 97 | [9 empty] | Product only available outside the EU. | OUTER BOX |  |  | 1200 | [6 empty] | 6000 |  | 188 x 368 x 221 (mm) | [42 empty] | E14 | Tungsram |  |  |  | 400 | 40 | 230 | Phased-out
16872 | KRC400/D/VBU/740/E40 | image | datasheet | deeplink | Yes | [5 empty] | A |  | 3.5 | [5 empty] | 374.7 |  |  | 412.21 | 120 | [6 empty] | 0043168168724 | 20043168168728 |  |  |  | 25 |  | 10 |  | 31460 |  |  |  | 740 |  | 187 | 286 | 250 |  |  |  |  | 180 | [5 empty] | Elliptical | Coated (Phosphor) |  |  |  |  | 423 | 50 EUR. 60 UK | [7 empty] | 84 | 84 | 600 |  |  |  |  | 50 | 60 | [5 empty] | 150 |  | 660 x 276 x 330 (mm) |  | VBU - Vert Base Up | [10 empty] | 180 |  | 48.5 | [7 empty] | Exempt | [19 empty] | E40 | GE Lighting | 70 | 4000 | 4000 | 33500 | 400 | 120 | Phased-out
40704 | @GBX18/UVC/2G11 | image | datasheet | deeplink | [5 empty] | Yes |  |  |  |  | -15 | [14 empty] | 0043168407045 | 10043168407042 |  | -15 |  |  |  | 10 | 8000 | [7 empty] | 232 | 64 | [10 empty] | Biax Plug-in |  | 65 | 38 |  |  | 119 | 500 EUR. 600 UK | [14 empty] | 500 | 600 | [5 empty] | 2000 |  | 535 x 160 x 255 (mm) |  | U - Universal | [10 empty] | 2400 | [9 empty] | risk1 UVC | [19 empty] | 2G11 | GE Lighting |  |  |  | 50 | 18 | 58 | Phased-out
510356 | @TU§60W E27 240V TU R80S BE MIH 1/25 | image | datasheet | deeplink | [5 empty] | Yes | [11 empty] | 61.43 |  | Standard | [5 empty] | 9004100387215 | 05994100103561 | [5 empty] | 25 | 1000 | [8 empty] | 49 | [10 empty] | Reflector | Aluminized; Diffuse | 80 |  |  |  | 86 | 150 EUR | 109.5 | [9 empty] | EUP related |  |  |  | 150 | [6 empty] | 1200 |  | 408 x 408 x 132 (mm) | [42 empty] | E27 | Tungsram |  |  |  |  | 60 | 240 | Marked for phase-out
28011 | 1958 1/10 MIH | image | datasheet | deeplink | No |  |  |  | CC-8 | Yes | C | [10 empty] | 173.08 | [7 empty] | 5021731314025 | 10043168280119 | [5 empty] | 100 | 300 | [7 empty] | 57.1 | 8 | [10 empty] | Tubular |  | 12.7 |  | BOX |  | 25 | 400 EUR. 600 UK | [11 empty] | OUTER BOX |  |  | 400 | 600 | [5 empty] | 4000 |  | 438 x 391 x 102 (mm) | [12 empty] | 6000 | [29 empty] | Special | GE Lighting |  | 3000 | 3000 | 4500 | 150 | 28 | Phased-out
510491 | @TU FD11 F84 G23 TU MIH | image | datasheet | deeplink | [5 empty] | No | G |  |  |  | -15 |  |  |  | 11.8 |  |  | 14.69 |  | Standard | [5 empty] | 5994100104919 | 05994100104919 |  | -15 |  |  |  | 10 | 10000 | 900 |  |  |  | 840 |  |  | 237 | 53 | [10 empty] | Biax Plug-in |  |  | 32 |  |  | 74 | 800 EUR | [14 empty] | 800 | [6 empty] | 3200 |  | 191 x 55 x 255 (mm) |  | U - Universal | [12 empty] | 3 | [7 empty] | exempt | [19 empty] | G23 | Tungsram | 82 | 4000 | 4000 | 900 | 11 | 91 | Phased-out
510368 | TU#80W E27 240V TU PAR38SPWMISERMIH1/10 | image | datasheet | deeplink | [5 empty] | Yes | [19 empty] | 9004100683317 | 05994100103684 | [5 empty] | 10 | 2000 | [8 empty] | 336 | [10 empty] | PAR | Clear | 122 |  |  |  | 418 | 60 EUR | 136 | [13 empty] | 60 | [6 empty] | 360 |  | 588 x 238 x 166 (mm) | [42 empty] | E27 | Tungsram |  |  |  |  | 80 | 240 | Phased-out
511387 | TU#120W E27 240V TU P38 RE SP WM MIH1/10 | image | datasheet | deeplink | [5 empty] | Yes | [19 empty] | 5994100113874 | 05994100113874 | [5 empty] | 10 | 2000 | [8 empty] | 336 | [10 empty] | PAR | Colored (Coated) | 122 |  |  |  | 418 | 60 EUR | 136 | [9 empty] | EUP related |  |  |  | 60 | [6 empty] | 360 |  | 588 x 238 x 166 (mm) | [42 empty] | E27 | Tungsram |  |  |  |  | 120 | 240 | Phased-out
26930 | TU Q6.6A/T2 1/21CL BULK MIH | image | datasheet | deeplink | No |  |  |  | C-8 | Yes | D | [10 empty] | 46.88 | [7 empty] | 0043168269308 | 00043168269308 | [5 empty] | 200 | 1000 | [7 empty] | 60 | 3 | [10 empty] | Tubular |  | 8 |  |  |  | 4 | 4200 EUR. 4400 UK | [14 empty] | 4200 | 4400 | [5 empty] | 37800 |  | 261 x 171 x 97 (mm) | [12 empty] | 39600 | [29 empty] | Special | GE Lighting |  | 3000 | 3000 | 710 | 45 | 6 | Phased-out
521841 | TU@25A1/GLS-RED/E27 230V A50 TU 1/10/120 | image | datasheet | deeplink | [5 empty] | Yes | E | [10 empty] | 23.53 | [7 empty] | 5994100218418 | 15994100218415 | [5 empty] | 120 | 1000 | [8 empty] | 22 | [10 empty] | GLS | Colored (Coated) | 50 |  |  |  | 47 | 960 EUR | 88.5 | [9 empty] | EUP related |  |  |  | 960 | [6 empty] | 3840 |  | 397 x 252 x 281 (mm) | [42 empty] | E27 | Tungsram |  |  |  |  | 25 | 230 | Phased-out
189873 | @TU*FDD 18 F84 G24D2 MIH | image | datasheet | deeplink | [5 empty] | No |  |  |  |  | -15 |  |  |  | 18 |  |  | 22.1 |  | Standard | [5 empty] | 9004100898735 | 19004100898732 |  | -15 |  |  |  | 10 | 10000 | 1200 |  |  |  | 840 |  |  | 154 | 60 | [10 empty] | Quad plug-in |  |  | 34.4 |  |  | 95 | 600 EUR | [14 empty] | 600 | [6 empty] | 3000 |  | 76 x 185 x 150 (mm) |  | U - Universal | [12 empty] | 3 | [7 empty] | exempt | [19 empty] | G24d-2 | Tungsram | 82 | 4000 | 4000 | 1200 | 18 | 100 | Phased-out
511388 | TU#120W E27 240V TU P38GR SP WM MIH 1/10 | image | datasheet | deeplink | [5 empty] | Yes | [19 empty] | 5994100113881 | 05994100113881 | [5 empty] | 10 | 2000 | [8 empty] | 336 | [10 empty] | PAR | Colored (Coated) | 122 |  |  |  | 418 | 60 EUR | 136 | [13 empty] | 60 | [6 empty] | 360 |  | 588 x 238 x 166 (mm) | [42 empty] | E27 | Tungsram |  |  |  |  | 120 | 240 | Phased-out
40399 | CMH20/T/UVC/830/GU6.5 | image | datasheet | deeplink | Yes |  |  | 0.434 |  |  | A |  | 0.2 | [5 empty] | 19.9 |  |  | 21.93 | 95 | [6 empty] | 0043168403993 | 10043168403990 |  |  |  | 25 |  | 12 |  | 1600 |  |  |  | 830 | 0.4 | 30 | 52 | 7 |  |  |  |  | 90 | [5 empty] | Tubular | Clear |  |  |  |  | 14 | 1344 EUR. 1704 UK | [7 empty] | 80.3 | 81 | 240 |  |  |  |  | 1344 | 1704 | [5 empty] | 17472 |  | 105 x 80 x 80 (mm) |  | U - Universal | [10 empty] | 22152 |  | 2.5 | [7 empty] | Exempt | [19 empty] | GU6.5 | GE Lighting | 81 | 3000 | 3000 | 1615 | 20 | 95 | Phased-out
39858 | @CMH20/TC/UVC/830/G8.5 PLUS | image | datasheet | deeplink | Yes |  |  | 0.435 |  |  | A |  | 0.2 | [5 empty] | 19.8 |  |  | 21.78 | 90 | [6 empty] | 0043168398589 | 10043168398586 |  |  |  | 25 |  | 12 |  | 1600 |  |  |  | 830 | 0.4 | 52 | 85 | 9 |  |  |  |  | 72 | [5 empty] | Tubular | Clear |  |  | BOX |  | 17 | 396 EUR. 504 UK | [7 empty] | 80.8 | 83 | 240 |  |  |  |  | 396 | 504 | [5 empty] | 2772 |  | 186 x 146 x 140 (mm) |  | U - Universal | [10 empty] | 3528 |  | 2.4 | [7 empty] | Exempt | [19 empty] | G8.5 | GE Lighting | 80 | 3000 | 3000 | 1650 | 20 | 90 | Marked for phase-out
21689 | @CMH35/PAR30/UVC/830/E27/SP10 | image | datasheet | deeplink | Yes | 10 |  | 0.431 |  | No | A |  | 0.5 | [5 empty] | 39.5 |  |  | 43.46 | 90 | [6 empty] | 0043168216890 | 10043168216897 |  |  |  | 25 |  | 6 |  | 2449 |  |  |  | 830 | 0.406 |  | 124 | 211 |  |  |  |  | 180 | [5 empty] | PAR | Clear | 95.5 |  | BOX |  | 262 | 96 EUR. 120 UK | [6 empty] | 2449 | 62 | 69 | [5 empty] | 96 | 120 | [5 empty] | 672 |  | 278 x 188 x 143 (mm) |  | U - Universal |  | 10000 | [8 empty] | 840 |  | 5.1 | [7 empty] | Exempt | [19 empty] | E27 | GE Lighting | 81 | 3000 | 3000 | 2400 | 35 | 90 | Marked for phase-out
30325 | FAD Q650T4/CL P2/6 | image | datasheet | deeplink | No |  |  |  | CC-8 | Yes | B | [7 empty] | 650 |  |  | 689 | [7 empty] | 5021731314025 | 10043168303252 | [5 empty] | 24 | 100 | 16500 | [6 empty] | 81 | 13 | [10 empty] | Tubular |  | 12.7 |  |  |  | 23 | 576 EUR. 720 UK | [14 empty] | 576 | 720 | [5 empty] | 4608 |  | 231 x 161 x 131 (mm) | [12 empty] | 5760 | [29 empty] | R7s | GE Lighting |  | 3200 | 3200 | 16500 | 650 | 120 | Phased-out
33279 | Q6 6A/PAR56/3 V | image | datasheet | deeplink | No |  |  |  | CC-6 | Yes |  |  | 6.6 | [16 empty] | 5021731314025 | 00043168332798 | [5 empty] | 12 | [8 empty] | 114.3 | 250 | [10 empty] | PAR |  | 178 |  | BOX |  | 665 | 96 EUR. 132 UK | [11 empty] | OUTER BOX |  |  | 96 | 132 | [5 empty] | 192 |  | 349 x 300 x 446 (mm) | [12 empty] | 264 | [29 empty] | Screw terminal | GE Lighting |  | 3000 | 3000 |  | 200 | 6 | Phased-out
509691 | TU§40W E27 230V TU R63S MIH | image | datasheet | deeplink | [5 empty] | Yes | E | [10 empty] | 40.3 | [7 empty] | 9004100378114 | 05994100096917 | [5 empty] | 50 | 1000 | [8 empty] | 30 | [10 empty] | Reflector | Aluminized; Diffuse | 63.5 |  |  |  | 50 | 300 EUR | 100 | [9 empty] | EUP related |  |  |  | 300 | [6 empty] | 1500 |  | 330 x 330 x 205 (mm) | [42 empty] | E27 | Tungsram |  |  |  |  | 40 | 230 | Phased-out
20014 | @CMH150/T/UVC/U/942/G12 | image | datasheet | deeplink | Yes |  |  | 0.375 |  | No | A |  | 1.9 | [5 empty] | 149.3 |  |  | 164.22 | 93 | [6 empty] | 0043168200141 | 20043168200145 |  |  |  | 25 |  | 12 |  | 12270 |  |  |  | 942 | 0.37 | 56 | 100 | 32 |  |  |  |  | 180 | [5 empty] | Tubular | Clear |  |  |  |  | 42 | 396 EUR. 504 UK | [7 empty] | 82.2 | 88 | 900 |  |  |  |  | 396 | 504 | [5 empty] | 2772 |  | 186 x 146 x 140 (mm) |  | U - Universal | [10 empty] | 3528 |  | 9 | [7 empty] | Exempt | [19 empty] | G12 | GE Lighting | 90 | 4200 | 4200 | 13000 | 150 | 93 | Marked for phase-out
26518 | @CMH20PAR30/UVC/830/E27/FL25 | image | datasheet | deeplink | Yes | 25 |  | 0.436 |  | No | A |  | 0.2 | [5 empty] | 19.7 |  |  | 21.71 | 90 | [6 empty] | 0043168265188 | 10043168265185 |  |  |  | 25 |  | 6 |  | 1059 |  |  |  | 830 | 0.4 |  | 124 | 222 |  |  |  |  | 180 | [5 empty] | PAR | Clear | 95.5 |  | BOX |  | 262 | 96 EUR. 120 UK | [6 empty] | 1059 | 53.6 | 60 | [5 empty] | 96 | 120 | [5 empty] | 672 |  | 278 x 188 x 143 (mm) |  | U - Universal |  | 12000 | [8 empty] | 840 |  | 2.4 | [7 empty] | Exempt | [19 empty] | E27 | GE Lighting | 81 | 3000 | 3000 | 1200 | 20 | 90 | Marked for phase-out
40705 | @GBX36/UVC/2G11 | image | datasheet | deeplink | [5 empty] | Yes |  |  |  |  | -15 | [14 empty] | 0043168407052 | 10043168407059 |  | -15 |  |  |  | 10 | 8000 | [7 empty] | 422 | 103 | [10 empty] | Biax Plug-in |  | 65 | 38 |  |  | 212 | 500 EUR. 200 UK | [14 empty] | 500 | 200 | [5 empty] | 1000 |  | 535 x 448 x 160 (mm) |  | U - Universal | [10 empty] | 1200 | [9 empty] | risk1 UVC | [19 empty] | 2G11 | GE Lighting |  |  |  | 110 | 36 | 106 | Phased-out
510416 | @TU 60W E27 230V TU DISCO R80GR MIH 1/25 | image | datasheet | deeplink | [5 empty] | Yes | [11 empty] | 57.25 |  | Standard | [5 empty] | 9004101901717 | 05994100104162 | [5 empty] | 25 | 1000 | [8 empty] | 49 | [10 empty] | Reflector | Aluminized; Colored (Coated) | 80 |  |  |  | 86 | 150 EUR | 109.5 | [13 empty] | 150 | [6 empty] | 1200 |  | 408 x 408 x 132 (mm) | [42 empty] | E27 | Tungsram |  |  |  | 500 | 60 | 230 | Phased-out
524824 | TU#60A1/CL/E27 230V TU A50 BX1/10/60MIH | image | datasheet | deeplink | [5 empty] | Yes | E | [18 empty] | 5994100158561 | 15994100248245 | [5 empty] | 60 | 1000 |  | 11.8333 | [6 empty] | 22 | [10 empty] | GLS | Clear | 50 |  | BOX |  | 44 | 960 EUR. 1200 UK | 88 | [10 empty] | OUTER BOX |  |  | 960 | 1200 | [5 empty] | 3840 |  | 300 x 192 x 257 (mm) | [12 empty] | 4800 | [29 empty] | E27 | Tungsram |  |  |  | 710 | 60 | 230 | Phased-out
511237 | @TU FD9 F865 2P G23 TU MIH | image | datasheet | deeplink | [5 empty] | No | G |  |  |  | -15 |  |  |  | 8.7 |  |  | 11.05 |  | Standard | [5 empty] | 5994100112372 | 05994100112372 |  | -15 |  |  |  | 10 | 10000 | 600 |  |  |  | 865 |  |  | 167 | 37 | [10 empty] | Biax Plug-in |  | 95 | 32 |  |  | 53 | 800 EUR. 1000 UK | [14 empty] | 800 | 1000 | [5 empty] | 4000 |  | 191 x 55 x 185 (mm) |  | U - Universal | [10 empty] | 5000 |  | 3 | [7 empty] | exempt | [19 empty] | G23 | Tungsram | 82 | 6500 | 6500 | 600 | 9 | 60 | Phased-out
14335 | TU#Q900T3/CL/HIR 277V MIH | image | datasheet | deeplink | No |  |  |  | C-8 | Yes | [19 empty] | 0043168143356 | 10043168143353 | [5 empty] | 6 | 2000 | [7 empty] | 255.5 | 20 | [10 empty] | Tubular |  | 10 |  |  |  | 33 | 396 EUR. 528 UK | [14 empty] | 396 | 528 | [5 empty] | 792 |  | 114 x 80 x 332 (mm) | [12 empty] | 1056 | [29 empty] | R7s | GE Lighting |  | 3150 | 3150 | 31000 | 900 | 277 | Phased-out
189862 | @FDD13/F84 MIH 10PACK | image | datasheet | deeplink | [5 empty] | No | G |  |  |  | -15 |  |  |  | 13 |  |  | 16.18 |  | Standard | [5 empty] | 9004100898629 | 19004100898626 |  | -15 |  |  |  | 10 | 10000 | 900 |  |  |  | 840 |  |  | 133 | 60 | [10 empty] | Quad plug-in |  |  | 34.4 |  |  | 105 | 600 EUR | [14 empty] | 600 | [6 empty] | 3600 |  | 189 x 80 x 148 (mm) |  | U - Universal | [12 empty] | 3 | [7 empty] | exempt | [19 empty] | G24d-1 | Tungsram | 82 | 4000 | 4000 | 900 | 13 | 91 | Phased-out
79585 | @Q30MR16HIR/CCG24 | image | datasheet | deeplink |  | 24 | 3350 |  | C-8 | Yes | [8 empty] | 30 | [10 empty] | 0043168795852 | 10043168795859 | [5 empty] | 10 | 5000 | [7 empty] | 46 | 36 | [10 empty] | Mirrored reflector |  | 50 |  | BOX |  | 45 | 520 EUR. 640 UK | [11 empty] | OUTER BOX |  |  | 520 | 640 | [5 empty] | 4680 |  | 270 x 60 x 120 (mm) | [12 empty] | 5760 | [29 empty] | GU5.3 | GE Lighting | 100 | 2950 | 2950 | 528 | 30 | 12 | Phased-out
524786 | TU#28W HALO A/CL/E27 240V TU BX 1/10 | image | datasheet | deeplink |  |  |  |  | 2CC-8 | Yes | D | [18 empty] | 5994100247869 | 25994100247863 | [5 empty] | 10 | 2000 |  | 12.1429 | [5 empty] | 89.5 | 25 | [10 empty] | GLS |  | 50 |  | BOX |  | 55 | 330 EUR | [10 empty] | EUP related | OUTER BOX |  |  | 330 | [6 empty] | 3630 |  | 105 x 255 x 95 (mm) | [42 empty] | E27 | Tungsram | 100 | 2800 | 2800 | 340 | 28 | 240 | Phased-out
510446 | TU 100W E27 230V TU RS CL 1/20 MIH | image | datasheet | deeplink | [5 empty] | Yes | E | [10 empty] | 98.71 | [7 empty] | 9004100442815 | 05994100104469 | [5 empty] | 20 | 1000 |  | 10 | [6 empty] | 50 | [10 empty] | PS | Clear | 60 |  |  |  | 100 | 220 EUR | 105 | [13 empty] | 220 | [6 empty] | 1980 |  | 308 x 248 x 121 (mm) | [42 empty] | E27 | Tungsram |  |  |  | 1000 | 100 | 230 | Phased-out
43437 | @LU400V/750W/PSL/T/2/E40 BULK 1/63 | image | datasheet | deeplink | Yes |  |  | 0.52 |  | No | A++ | [7 empty] | 738 |  |  | 811.8 | 205 | [7 empty] | 10043168434376 |  |  |  | 25 |  | 63 |  | 105320 | 137 |  |  |  | 0.42 | 175 | 293 | 220 |  | 180 | [8 empty] | Tubular | Clear | 51 |  | BULK PACKED |  | 254 | 252 EUR. 315 UK | [11 empty] | OUTER BOX |  |  | 252 | 315 | [5 empty] | 756 |  | 599 x 399 x 338 (mm) |  | U - Universal | [10 empty] | 945 |  | 24.7 | [27 empty] | E40 | GE Lighting | 25 | 2100 | 2100 | 112000 | 750 | 205 | Marked for phase-out
10872 | TU QH3650T3/CL/5 MIH | image | datasheet | deeplink | No |  |  |  | C-8 | [21 empty] | 10043168108727 | [5 empty] | 6 | 5000 | [7 empty] | 1057 | 90 | [10 empty] | Tubular |  | 10 |  |  |  | 254 | 54 EUR. 72 UK | [14 empty] | 54 | 72 | [5 empty] | 594 |  | 1179 x 83 x 93 (mm) | [12 empty] | 792 | [29 empty] | Special | GE Lighting |  | 2450 | 2450 |  | 3650 | 400 | Phased-out
12716 | TU QH2MT3/CL/HT/R MIH | image | datasheet | deeplink | No |  |  |  | C-8 | [20 empty] | 0043168127165 | 00043168127165 | [5 empty] | 12 | 5000 | [7 empty] | 352.5 | 28 | [10 empty] | Tubular |  | 10 |  | BOX |  | 91 | 132 EUR. 168 UK | [14 empty] | 132 | 168 | [5 empty] | 1188 |  | 469 x 158 x 113 (mm) | [12 empty] | 1512 | [29 empty] | Special | GE Lighting |  | 2450 | 2450 |  | 2000 | 240 | Phased-out
195680 | @FD-D18WF865 | image | datasheet | deeplink | [5 empty] | No |  |  |  |  | -15 |  |  |  | 18 |  |  | 22.1 |  | Standard | [5 empty] | 9004100956817 | 19004100956807 |  | -15 |  |  |  | 10 | 10000 | 1200 |  |  |  | 865 |  |  | 154 | 67 | [10 empty] | Quad plug-in |  |  | 34.4 |  |  | 108 | 600 EUR | [14 empty] | 600 | [6 empty] | 3000 |  | 76 x 185 x 160 (mm) |  | U - Universal | [12 empty] | 3 | [7 empty] | exempt | [19 empty] | G24d-2 | Tungsram | 82 | 6500 | 6500 | 1200 | 18 | 100 | Phased-out
510355 | @TU&100W E27 240V TU R80S MIH 1/25 | image | datasheet | deeplink | [5 empty] | Yes | [13 empty] | Standard | [5 empty] | 9004100392011 | 05994100103554 | [5 empty] | 25 | 1000 | [8 empty] | 49 | [10 empty] | Reflector | Aluminized; Diffuse | 80 |  |  |  | 86 | 150 EUR | 109.5 | [9 empty] | EUP related |  |  |  | 150 | [6 empty] | 1200 |  | 408 x 408 x 132 (mm) | [42 empty] | E27 | Tungsram |  |  |  |  | 100 | 240 | Phased-out
509700 | @TU 150R/IR/SA/E27 235/245V TU MIH | image | datasheet | deeplink | [5 empty] | Yes | [13 empty] | Standard | [5 empty] | 9004100425818 | 05994100097006 | [5 empty] | 10 | 5000 | [8 empty] | 131 | [10 empty] | Reflector | Aluminized; Diffuse | 125 |  |  |  | 239 | 50 EUR | 173 | [13 empty] | 50 | [6 empty] | 250 |  | 635 x 255 x 190 (mm) | [42 empty] | E27 | Tungsram |  |  |  |  | 150 | 240 | Phased-out
508092 | TU&25W E27 230V TU SPH CL MIH 1/10/100 | image | datasheet | deeplink | [5 empty] | Yes | [19 empty] | 9004100634616 | 05994100080923 | [5 empty] | 100 | 1000 |  | 8.4 | [6 empty] | 16 | [10 empty] | Spherical | Clear | 45 |  |  |  | 24 | 1000 EUR | 69.5 | [9 empty] | Product only available outside the EU. |  |  |  | 1000 | [6 empty] | 6000 |  | 453 x 228 x 176 (mm) | [42 empty] | E27 | Tungsram |  |  |  | 210 | 25 | 230 | Phased-out
20013 | @CMH70/T/UVC/U/942/G12 | image | datasheet | deeplink | Yes |  |  | 0.375 |  | No | A+ |  | 1 | [5 empty] | 72.8 |  |  | 80.09 | 90 | [6 empty] | 0043168200134 | 20043168200138 |  |  |  | 25 |  | 12 |  | 6520 |  |  |  | 942 | 0.37 | 56 | 90 | 28 |  |  |  |  | 180 | [5 empty] | Tubular | Clear |  |  |  |  | 38 | 396 EUR. 504 UK | [7 empty] | 89.6 | 88 | 900 |  |  |  |  | 396 | 504 | [5 empty] | 2772 |  | 186 x 146 x 140 (mm) |  | U - Universal | [10 empty] | 3528 |  | 5.45 | [7 empty] | Exempt | [19 empty] | G12 | GE Lighting | 90 | 4200 | 4200 | 6300 | 70 | 90 | Marked for phase-out
509473 | TU 50020 1000W 230V R7S 189MM TU BX1/10 | image | datasheet | deeplink |  |  |  |  | C-8 | Yes | C | [7 empty] | 1000 |  | 0.0 s | 1000 |  | Standard | [5 empty] | 5994100094739 | 05994100094739 | [5 empty] | 10 | 2000 | 21000 | 21 | [5 empty] | 190.5 | 15 |  |  | 8000 | [7 empty] | Tubular |  | 10 |  |  |  | 54 | 270 EUR. 340 UK |  |  | 80% |  | instant | [9 empty] | 270 | 340 | [5 empty] | 4320 |  | 246 x 131 x 67 (mm) | [12 empty] | 5100 | [29 empty] | R7s | Tungsram | 100 | 3000 | 3000 | 21000 | 1000 | 230 | Phased-out
89375 | QH2.5MT3HT/R-230 | image | datasheet | deeplink | No |  |  |  | C-8 | [21 empty] | 10043168893753 | [5 empty] | 12 | 5000 | [7 empty] | 353 | 43 | [10 empty] | Tubular |  | 10 |  | BOX |  | 90 | 168 UK | [15 empty] | 168 | [7 empty] | 469 x 158 x 113 (mm) | [12 empty] | 1512 | [29 empty] | Special | GE Lighting |  | 2550 | 2550 |  | 2500 | 240 | Phased-out
510375 | TU#80W E27 230V TU PAR38YE FL WM MIH1/10 | image | datasheet | deeplink | [5 empty] | Yes | [19 empty] | 9004100687414 | 05994100103752 | [5 empty] | 10 | 2000 | [8 empty] | 336 | [10 empty] | PAR | Colored (Coated) | 122 |  |  |  | 418 | 60 EUR | 136 | [9 empty] | EUP related |  |  |  | 60 | [6 empty] | 360 |  | 588 x 238 x 166 (mm) | [42 empty] | E27 | Tungsram |  |  |  |  | 80 | 230 | Phased-out
38698 | @CMH70/TD/UVC/942/RX7S | image | datasheet | deeplink | Yes |  |  | 0.37 |  | Yes | A+ |  | 1 | [5 empty] | 72.2 |  |  | 79.42 | 90 | [6 empty] | 0043168386982 | 00043168386982 |  |  |  | 25 |  | 12 |  | 6210 |  |  |  | 942 | 0.37 | 57 | 118 | 24 |  |  |  |  | 240 | [5 empty] | Double Ended | Clear |  |  |  |  | 60 | 408 EUR. 540 UK | [7 empty] | 90.3 | 89 | 900 |  |  |  |  | 408 | 540 | [5 empty] | 1632 |  | 176 x 136 x 218 (mm) |  | H45 - Horiz 45 degrees | [10 empty] | 2160 |  | 6.4 | [7 empty] | Exempt | [19 empty] | Rx7s | GE Lighting | 90 | 4050 | 4050 | 6200 | 70 | 90 | Marked for phase-out
18668 | TU QH2MT3/CL/VB MIH | image | datasheet | deeplink | No |  |  |  | C8 | [20 empty] | 0043168186681 | 20043168186685 | [5 empty] | 12 | 5000 | [7 empty] | 350.5 | 28 | [10 empty] | Tubular |  | 10 |  |  |  | 91 | 132 EUR. 168 UK | [14 empty] | 132 | 168 | [5 empty] | 1452 |  | 469 x 158 x 93 (mm) | [12 empty] | 1848 | [29 empty] | Special | GE Lighting |  | 2450 | 2450 |  | 2000 | 240 | Phased-out
524900 | OT K9 C200W 230V R7S 117MM TU BX1/10MIC | image | datasheet | deeplink |  |  |  |  | CC-8 | Yes | C | [7 empty] | 200 |  | 0.0 s | 200 | [7 empty] | 5994100249009 | 15994100249006 | [5 empty] | 10 | 2000 | 4000 | 20 | [5 empty] | 119 | 7 |  |  | 8000 | [7 empty] | Tubular |  | 8 |  | BOX |  | 15 | 1200 EUR. 1600 UK |  |  | 80% |  | instant | [6 empty] | OUTER BOX |  |  | 1200 | 1600 | [5 empty] | 4800 |  | 127 x 93 x 40 (mm) | [12 empty] | 6400 | [29 empty] | R7s | Tungsram |  |  |  | 3100 | 200 | 230 | Phased-out
195630 | @TU FDD 13W F865 2P TU MIH | image | datasheet | deeplink | [5 empty] | No |  |  |  |  | -15 |  |  |  | 13 |  |  | 16.18 |  | Standard | [5 empty] | 9004100956312 | 19004100956302 |  | -15 |  |  |  | 10 | 10000 | 900 |  |  |  | 865 |  |  | 133 | 60 | [10 empty] | Quad plug-in |  |  | 34.4 |  |  | 105 | 600 EUR | [14 empty] | 600 | [6 empty] | 3600 |  | 189 x 80 x 148 (mm) |  | U - Universal | [12 empty] | 3 | [7 empty] | exempt | [19 empty] | G24d-1 | Tungsram | 82 | 6500 | 6500 | 900 | 13 | 91 | Phased-out
509501 | @TU 58600 10W 12V G4 2000HR TU BX 1/20MIH | image | datasheet | deeplink |  |  |  |  | C-6 | Yes | [8 empty] | 10 |  | 0.0 s | 10.6 |  | Standard | [5 empty] | 5994100095019 | 05994100095019 | [5 empty] | 20 | 2000 | 145 | 14 | [5 empty] | 33 | 12 |  |  | 8000 | [7 empty] | Tubular |  | 9 |  | BX |  | 14 | 6400 EUR. 8400 UK |  |  | 80% |  | instant | [6 empty] | OB |  |  | 6400 | 8400 | [5 empty] | 32000 |  | 131 x 90 x 40 (mm) | [12 empty] | 42000 | [29 empty] | G4 | Tungsram | 100 | 2800 | 2800 | 145 | 10 | 12 | Phased-out
524916 | OT@K1 C330W 240V R7S 117MM TU BL1/10MIC | image | datasheet | deeplink |  |  |  |  | CC-8 | Yes | C | [7 empty] | 330 |  |  | 330 | [7 empty] | 5994100249160 | 15994100249167 | [6 empty] | 2000 | 7000 | 21.2121 | [5 empty] | 119 | 7 | [10 empty] | Tubular |  | 10 |  | BLISTER |  | 15 | 540 EUR. 680 UK | [10 empty] | EUP related | OUTER BOX |  |  | 540 | 680 | [5 empty] | 4320 |  | 145 x 115 x 126 (mm) | [12 empty] | 5440 | [29 empty] | R7s | Tungsram | 100 | 2900 | 2900 | 7000 | 330 | 240 | Phased-out
92141 | @CMH35/T/UVC/U/942/G12 | image | datasheet | deeplink | Yes |  |  | 0.379 |  | No | A |  | 0.4 | [5 empty] | 40.5 |  |  | 44.57 | 90 | [6 empty] | 0043168921411 | 00043168921411 |  |  |  | 25 |  | 12 |  | 3490 |  |  |  | 942 | 0.374 | 56 | 90 | 23 |  |  |  |  | 120 | [5 empty] | Tubular | Clear |  |  | BOX |  | 33 | 396 EUR. 504 UK | [7 empty] | 86.1 | 91 | 420 |  |  |  |  | 396 | 504 | [5 empty] | 2772 |  | 186 x 146 x 140 (mm) |  | U - Universal | [10 empty] | 3528 |  | 4.6 | [7 empty] | Exempt | [19 empty] | G12 | GE Lighting | 88 | 4200 | 4200 | 3200 | 35 | 90 | Marked for phase-out
520550 | OT@FLE11HLX/T3/827/E27 BX 1/10 TU 8Y TS | image | datasheet | deeplink | [5 empty] | No |  |  | 105 |  | -20 | [14 empty] | 5994100205500 | 15994100205507 |  |  | 50 |  |  | 10 | 8000 |  |  |  |  | 827 |  |  |  | 52 |  | 0.3 | [8 empty] | Heliax |  |  | 43 | BOX |  | 75 | 380 EUR. 480 UK | 114 | [9 empty] | EUP related | OUTER BOX |  |  | 380 | 480 | [5 empty] | 3040 |  | 243 x 98 x 133 (mm) |  | U - Universal | [10 empty] | 3840 |  | 1 | [7 empty] | exempt | [19 empty] | E27 | Tungsram | 82 | 2700 | 2700 | 580 | 11 | 230 | Phased-out
508131 | TU@15W E14 230V TU CANDLE CL MIH1/10/100 | image | datasheet | deeplink | [5 empty] | Yes | [19 empty] | 9004100518411 | 05994100081319 | [5 empty] | 100 | 1000 |  | 6.6667 | [6 empty] | 17 | [10 empty] | Candle | Clear | 35 |  |  |  | 24 | 1200 EUR | 97 | [9 empty] | Product only available outside the EU. |  |  |  | 1200 | [6 empty] | 6000 |  | 368 x 188 x 221 (mm) | [42 empty] | E14 | Tungsram |  |  |  | 100 | 15 | 230 | Phased-out
524414 | OT#FLE23TBX/T3/827/E27 BX 1/10 TU 6Y /01 | image | datasheet | deeplink | [5 empty] | No | A |  | 180 | [8 empty] | 23 | [7 empty] | 5994100244141 | 15994100244148 |  |  | 50 |  |  | 10 | 6000 |  |  |  |  | 827 |  |  |  | 88 |  | 0.1 | [8 empty] | Hex |  |  | 44.5 | BOX |  | 120 | 340 EUR | 173 | [9 empty] | EUP related | OUTER BOX |  |  | 340 | [6 empty] | 1700 |  | 251 x 106 x 203 (mm) |  | U - Universal | [12 empty] | 2 | [7 empty] | exempt | [19 empty] | E27 | Tungsram | 80 | 2700 | 2700 | 1380 | 23 | 230 | Phased-out
510354 | @TU§40W E27 240V TU R63S BE MIH 1/10/50 | image | datasheet | deeplink | [5 empty] | Yes | [11 empty] | 39.95 |  | Standard | [5 empty] | 9004100379012 | 05994100103547 | [5 empty] | 50 | 1000 | [8 empty] | 35 | [10 empty] | Reflector | Aluminized; Diffuse | 63.5 |  |  |  | 44 | 150 EUR | 100 | [9 empty] | EUP related |  |  |  | 150 | [6 empty] | 1650 |  | 646 x 326 x 111 (mm) | [42 empty] | E27 | Tungsram |  |  |  |  | 40 | 240 | Phased-out
524793 | @TU 42W HALO S/CL/E14 240V TU BX 1/10 | image | datasheet | deeplink |  |  |  |  | 2CC-8 | Yes | [8 empty] | 42 |  | 0.0 s | 42 |  | Standard | [5 empty] | 5994100247937 | 25994100247931 | [5 empty] | 10 | 2000 | 630 | 15 | [5 empty] | 78 | 19 |  |  | 8000 | [7 empty] | Spherical |  | 45 |  | BOX |  | 24 | 390 EUR |  |  | 80% |  | instant | [6 empty] | OUTER BOX |  |  | 390 | [6 empty] | 4680 |  | 96 x 229 x 90 (mm) | [12 empty] | 4100 | [29 empty] | E14 | Tungsram | 100 | 2800 | 2800 | 630 | 42 | 240 | Phased-out
509693 | TU§40W E27 230V TU R80S MIH | image | datasheet | deeplink | [5 empty] | Yes | E | [10 empty] | 40.38 | [7 empty] | 9004100383019 | 05994100096931 | [5 empty] | 25 | 1000 | [8 empty] | 41 | [10 empty] | Reflector | Aluminized; Diffuse | 80 |  |  |  | 74 | 150 EUR | 109.5 | [9 empty] | EUP related |  |  |  | 150 | [6 empty] | 1200 |  | 408 x 408 x 132 (mm) | [42 empty] | E27 | Tungsram |  |  |  |  | 40 | 230 | Phased-out
509695 | @TU&75W E27 230V TU R80S MIH | image | datasheet | deeplink | [5 empty] | Yes | [13 empty] | Standard | [5 empty] | 9004100388410 | 05994100096955 | [5 empty] | 25 | 1000 | [8 empty] | 41 | [10 empty] | Reflector | Aluminized; Diffuse | 80 |  |  |  | 74 | 150 EUR | 109.5 | [9 empty] | EUP related |  |  |  | 150 | [6 empty] | 1200 |  | 408 x 408 x 132 (mm) | [42 empty] | E27 | Tungsram |  |  |  |  | 75 | 230 | Phased-out
509987 | @TU FD11F82 G23 TU MIH | image | datasheet | deeplink | [5 empty] | No |  |  |  |  | -15 |  |  |  | 11.8 |  |  | 14.69 |  | Standard | [5 empty] | 5994100099871 | 05994100099871 |  | -15 |  |  |  | 10 | 10000 | 900 |  |  |  | 827 |  |  | 237 | 53 | [10 empty] | Biax Plug-in |  |  | 32 |  |  | 74 | 800 EUR | [14 empty] | 800 | [6 empty] | 3200 |  | 191 x 55 x 255 (mm) |  | U - Universal | [12 empty] | 3 | [7 empty] | exempt | [19 empty] | G23 | Tungsram | 82 | 2700 | 2700 | 900 | 11 | 91 | Phased-out
178074 | TU*83510 HGMIF 400W/DH TU MIH | image | datasheet | deeplink | Yes |  |  | 0.32 |  | No |  |  | 3.5 | [5 empty] | 380.4 |  |  | 418.43 | 118 | [6 empty] | 9004100780719 | 19004100780747 |  |  |  | 25 |  | 12 |  | 26050 |  |  |  | 960 | 0.33 | 175 |  | 168 |  |  |  |  | 270 | [5 empty] | Tubular | Clear |  |  |  |  | 218 | 216 EUR | [7 empty] | 68.5 | 68 | 420 |  |  |  |  | 216 | [6 empty] | 648 |  | 255 x 200 x 320 (mm) |  | H45 - Horiz 45 degrees | [12 empty] | 9.96 | [7 empty] | Exempt | [19 empty] | E40 | Tungsram | 90 | 6000 | 6000 | 27000 | 400 | 118 | Phased-out
516419 | TU&40A1/CL/E27 240V TU A50 BX1/10/120MIH | image | datasheet | deeplink | [5 empty] | Yes | [19 empty] | 5994100164197 | 05994100164197 | [5 empty] | 120 | 1000 |  | 10.25 | [6 empty] | 23 | [10 empty] | GLS | Clear | 50 |  | BOX |  | 32 | 960 EUR | 88 | [9 empty] | Product only available outside the EU. |  |  |  | 960 | [6 empty] | 3840 |  | 391 x 251 x 287 (mm) | [42 empty] | E27 | Tungsram |  |  |  | 410 | 40 | 240 | Phased-out
523074 | OT@FLE20HLX/T2/827/E27 1/6T TU 8Y /01 | image | datasheet | deeplink | [5 empty] | No | A |  | 140 |  | -10 | [6 empty] | 20 | [7 empty] | 5994100230748 | 15994100230745 |  |  | 50 |  |  | 6 | 8000 |  |  |  |  | 827 |  |  |  | 61 |  | 0.1 |  |  | < 40 | [5 empty] | Heliax |  |  | 56 | TRAY |  | 97 | 186 EUR | 105 | [9 empty] | EUP related | OUTER BOX |  |  | 186 | [6 empty] | 1488 |  | 205 x 145 x 130 (mm) |  | U - Universal | [12 empty] | 0.85 | [7 empty] | exempt | [19 empty] | E27 | Tungsram | 80 | 2700 | 2700 | 1220 | 20 | 230 | Phased-out
509985 | @TU FD 9W F84 G23 TU MIH | image | datasheet | deeplink | [5 empty] | No |  |  |  |  | -15 |  |  |  | 8.7 |  |  | 11.05 |  | Standard | [5 empty] | 5994100099857 | 05994100099857 |  | -15 |  |  |  | 10 | 10000 | 600 |  |  |  | 840 |  |  | 167 | 37 | [10 empty] | Biax Plug-in |  |  | 32 |  |  | 53 | 800 EUR | [14 empty] | 800 | [6 empty] | 4000 |  | 191 x 55 x 185 (mm) |  | U - Universal | [12 empty] | 3 | [7 empty] | exempt | [19 empty] | G23 | Tungsram | 82 | 4000 | 4000 | 600 | 9 | 60 | Phased-out
15482 | Q20A/PAR56/C V | image | datasheet | deeplink | No |  |  |  | CC-6 | Yes | [19 empty] | 5021731314025 | 00043168154826 | [5 empty] | 12 | 500 | [7 empty] | 127 | 658 | [10 empty] | PAR |  | 178 |  |  |  | 717 | 27 UK | [15 empty] | 27 | [5 empty] | 1520 |  | 446 x 300 x 349 (mm) | [12 empty] | 324 | [29 empty] | G16d | GE Lighting |  | 3200 | 3200 | 7420 | 333 | 20 | Phased-out
508101 | TU 100A1/R.S-CL/E27 240V TU 1/100 MIH | image | datasheet | deeplink | [5 empty] | Yes | E | [10 empty] | 99.86 | [7 empty] | 9004100443218 | 05994100081012 | [5 empty] | 100 | 1000 |  | 10 | [6 empty] | 31 | [10 empty] | PS | Clear | 60 |  |  |  | 46 | 600 EUR | 105 | [13 empty] | 600 | [6 empty] | 3000 |  | 598 x 308 x 226 (mm) | [42 empty] | E27 | Tungsram |  |  |  | 1000 | 100 | 240 | Phased-out
190373 | @FD-D26WF82 | image | datasheet | deeplink | [5 empty] | No |  |  |  |  | -15 |  |  |  | 26 |  |  | 31.39 |  | Standard | [5 empty] | 9004100903712 | 19004100903733 |  | -15 |  |  |  | 10 | 10000 | 1800 |  |  |  | 827 |  |  | 169.5 | 100 | [10 empty] | Quad plug-in |  |  | 34.4 |  |  | 120 | 600 EUR | [14 empty] | 600 | [6 empty] | 3000 |  | 76 x 185 x 200 (mm) |  | U - Universal | [12 empty] | 3 | [7 empty] | exempt | [19 empty] | G24d-3 | Tungsram | 82 | 2700 | 2700 | 1800 | 26 | 105 | Phased-out
40401 | @CMH20/MR16/UVC/830/GX10/FL | image | datasheet | deeplink | Yes | 25 |  | 0.431 |  | No | A |  | 0.2 | [5 empty] | 19.7 |  |  | 21.7 | 95 | [6 empty] | 0043168404013 | 10043168404010 |  |  |  | 25 |  | 12 |  | 849 |  |  |  | 830 | 0.403 |  | 54.5 | 60 |  |  |  |  | 90 | [5 empty] | Mirrored reflector | Clear | 51 |  | BOX |  | 92 | 288 EUR. 348 UK | [6 empty] | 849 | 43.1 | 50 | 240 |  |  |  |  | 288 | 348 | [5 empty] | 4032 |  | 226 x 171 x 77 (mm) |  | U - Universal |  | 12000 | [8 empty] | 4872 |  | 2.3 | [7 empty] | Exempt | [19 empty] | GX10 | GE Lighting | 80 | 3000 | 3000 | 1000 | 20 | 95 | Marked for phase-out
88659 | @CMH35/MR16/UVC/930/GX10/FL BX1/12 | image | datasheet | deeplink | Yes | 25 |  | 0.444 |  | Yes | A |  | 0.4 | [5 empty] | 38.3 |  |  | 42.17 | 90 | [6 empty] | 0043168886598 | 10043168886595 |  |  |  | 25 |  | 12 |  | 2006 |  |  |  | 930 | 0.401 |  | 54.5 | 64 |  |  |  |  | 90 | [5 empty] | Mirrored reflector | Clear | 51 |  | BOX |  | 100 | 288 EUR. 348 UK | [6 empty] | 2006 | 52.3 | 56 | 390 |  | OUTER BOX |  |  | 288 | 348 | [5 empty] | 4032 |  | 226 x 171 x 77 (mm) |  | U - Universal |  | 10000 | [8 empty] | 4872 |  | 4.5 | [7 empty] | Exempt | [19 empty] | GX10 | GE Lighting | 90 | 3000 | 3000 | 2200 | 39 | 90 | Marked for phase-out
511389 | TU#120W E27 240V TU P38BL SP WM MIH 1/10 | image | datasheet | deeplink | [5 empty] | Yes | [19 empty] | 5994100113898 | 05994100113898 | [5 empty] | 10 | 2000 | [8 empty] | 336 | [10 empty] | PAR | Colored (Coated) | 122 |  |  |  | 418 | 60 EUR | 136 | [9 empty] | EUP related |  |  |  | 60 | [6 empty] | 360 |  | 588 x 238 x 166 (mm) | [42 empty] | E27 | Tungsram |  |  |  |  | 120 | 240 | Phased-out
517753 | TU@150A65/FR/B22 230V TU 1/20 MIH | image | datasheet | deeplink | [5 empty] | Yes | [19 empty] | 9004100374710 | 15994100177538 | [5 empty] | 20 | 1000 |  | 14.4 | [6 empty] | 43 | [10 empty] | PS | Diffuse | 65 |  |  |  | 64 | 380 EUR. 500 UK | 121.5 | [9 empty] | Product only available outside the EU. |  |  |  | 380 | 500 | [5 empty] | 1520 |  | 333 x 138 x 268 (mm) | [12 empty] | 2000 | [29 empty] | B22d | Tungsram |  |  |  | 2160 | 150 | 230 | Phased-out
517752 | TU&150A65/CL/E27 230V TU 1/20 MIH | image | datasheet | deeplink | [5 empty] | Yes | [19 empty] | 9004100368917 | 15994100177521 | [5 empty] | 20 | 1000 |  | 14.4 | [6 empty] | 43 | [10 empty] | PS | Clear | 65 |  |  |  | 64 | 380 EUR | 123 | [9 empty] | EUP related |  |  |  | 380 | [6 empty] | 1520 |  | 333 x 138 x 268 (mm) | [42 empty] | E27 | Tungsram |  |  |  | 2160 | 150 | 230 | Phased-out
517194 | TU&100A1/F/B22 240VTU A50 BX1/10/120MIH | image | datasheet | deeplink | [5 empty] | Yes | [19 empty] | 5994100171942 | 25994100171946 | [5 empty] | 120 | 1000 |  | 13.3 | [6 empty] | 30 | [10 empty] | GLS | Diffuse | 50 |  |  |  | 39 | 960 EUR. 1200 UK | 88 | [9 empty] | Product only available outside the EU. |  |  |  | 960 | 1200 | [5 empty] | 3840 |  | 396 x 253 x 287 (mm) | [12 empty] | 4800 | [29 empty] | B22d | Tungsram |  |  |  | 1330 | 100 | 240 | Phased-out
517191 | TU&40A1/F/B22 240V TU A50 BX1/10/120MIH | image | datasheet | deeplink | [5 empty] | Yes | [19 empty] | 5994100171911 | 25994100171915 | [5 empty] | 120 | 1000 |  | 10.25 | [6 empty] | 30 | [10 empty] | GLS | Diffuse | 50 |  |  |  | 39 | 960 EUR. 1200 UK | 88 | [9 empty] | Product only available outside the EU. |  |  |  | 960 | 1200 | [5 empty] | 3840 |  | 396 x 253 x 287 (mm) | [12 empty] | 4800 | [29 empty] | B22d | Tungsram |  |  |  | 410 | 40 | 240 | Phased-out
517187 | TU&60A1/CL/B22 240V TU A50 BX1/10/120MIH | image | datasheet | deeplink | [5 empty] | Yes | [19 empty] | 5994100171874 | 25994100171878 | [5 empty] | 120 | 1000 |  | 11.6667 | [6 empty] | 30 | [10 empty] | GLS | Clear | 50 |  |  |  | 39 | 960 EUR. 1200 UK | 88 | [9 empty] | Product only available outside the EU. |  |  |  | 960 | 1200 | [5 empty] | 3840 |  | 396 x 253 x 287 (mm) | [12 empty] | 4800 | [29 empty] | B22d | Tungsram |  |  |  | 700 | 60 | 240 | Phased-out
517096 | TU&40/D1/F/E14 240V TU 1/10/100 MIH | image | datasheet | deeplink | [5 empty] | Yes | [19 empty] | 5994100170969 | 25994100170963 | [5 empty] | 100 | 1000 |  | 10 | [6 empty] | 16 | [10 empty] | Spherical | Diffuse | 45 |  |  |  | 23 | 700 EUR. 1000 UK | 74 | [9 empty] | Product only available outside the EU. |  |  |  | 700 | 1000 | [5 empty] | 4200 |  | 453 x 228 x 176 (mm) | [12 empty] | 6000 | [29 empty] | E14 | Tungsram |  |  |  | 400 | 40 | 240 | Phased-out
517088 | TU&60/D1/F/E14 230V TU 1/10/100 MIH | image | datasheet | deeplink | [5 empty] | Yes | [19 empty] | 5994100170884 | 25994100170888 | [5 empty] | 100 | 1000 |  | 11 | [6 empty] | 15 | [10 empty] | Spherical | Diffuse | 45 |  |  |  | 23 | 700 EUR. 1000 UK | 74 | [9 empty] | Product only available outside the EU. |  |  |  | 700 | 1000 | [5 empty] | 4200 |  | 453 x 228 x 176 (mm) | [12 empty] | 6000 | [29 empty] | E14 | Tungsram |  |  |  | 660 | 60 | 230 | Phased-out
516788 | TU&40/D1/F/E14 230V TU 1/10/100 MIH | image | datasheet | deeplink | [5 empty] | Yes | [13 empty] | Standard | [5 empty] | 9004100626314 | 05994100167884 | [5 empty] | 100 | 1000 |  | 10 | [6 empty] | 15 | [10 empty] | Spherical | Diffuse | 45 |  |  |  | 23 | 700 EUR. 1000 UK | 74 | [9 empty] | Product only available outside the EU. |  |  |  | 700 | 1000 | [5 empty] | 4200 |  | 453 x 228 x 176 (mm) | [12 empty] | 6000 | [29 empty] | E14 | Tungsram |  |  |  | 400 | 40 | 230 | Phased-out
516779 | TU&60/D1/CL/E14 230V TU 1/10/100 MIH | image | datasheet | deeplink | [5 empty] | Yes | [19 empty] | 9004100630717 | 05994100167792 | [5 empty] | 100 | 1000 |  | 11 | [6 empty] | 15 | [10 empty] | Spherical | Clear | 45 |  |  |  | 23 | 700 EUR. 1000 UK | 74 | [9 empty] | Product only available outside the EU. |  |  |  | 700 | 1000 | [5 empty] | 4200 |  | 453 x 228 x 176 (mm) | [12 empty] | 6000 | [29 empty] | E14 | Tungsram |  |  |  | 660 | 60 | 230 | Phased-out
516743 | TU#100A1/F/B22 230VTU A50 BX1/10/120MIH | image | datasheet | deeplink | [5 empty] | Yes | E | [18 empty] | 5994100167433 | 25994100167437 | [5 empty] | 120 | 1000 |  | 13.4 | [6 empty] | 30 | [10 empty] | GLS | Diffuse | 50 |  |  |  | 39 | 960 EUR. 1200 UK | 88 | [9 empty] | EUP related |  |  |  | 960 | 1200 | [5 empty] | 3840 |  | 396 x 253 x 287 (mm) | [12 empty] | 4800 | [29 empty] | B22d | Tungsram |  |  |  | 1340 | 100 | 230 | Phased-out
516741 | TU&60A1/F/B22 230V TU A50 BX1/10/120MIH | image | datasheet | deeplink | [5 empty] | Yes | [19 empty] | 5994100167419 | 25994100167413 | [5 empty] | 120 | 1000 |  | 11.8333 | [6 empty] | 30 | [10 empty] | GLS | Diffuse | 50 |  |  |  | 39 | 960 EUR. 1200 UK | 88 | [9 empty] | Product only available outside the EU. |  |  |  | 960 | 1200 | [5 empty] | 3840 |  | 396 x 253 x 287 (mm) | [12 empty] | 4800 | [29 empty] | B22d | Tungsram |  |  |  | 710 | 60 | 230 | Phased-out
516738 | TU&100A1/CL/B22 230VTU A50 BX1/10/120MIH | image | datasheet | deeplink | [5 empty] | Yes | [19 empty] | 5994100167389 | 25994100167383 | [5 empty] | 120 | 1000 |  | 13.4 | [6 empty] | 30 | [10 empty] | GLS | Clear | 50 |  |  |  | 39 | 960 EUR. 1200 UK | 88 | [9 empty] | Product only available outside the EU. |  |  |  | 960 | 1200 | [5 empty] | 3840 |  | 396 x 253 x 287 (mm) | [12 empty] | 4800 | [29 empty] | B22d | Tungsram |  |  |  | 1340 | 100 | 230 | Phased-out
516434 | TU#100A1/F/E27 230VTU A50 BX1/10/120MIH | image | datasheet | deeplink | [5 empty] | Yes | E | [18 empty] | 5994100164340 | 05994100164340 | [5 empty] | 120 | 1000 |  | 13.4 | [6 empty] | 23 | [10 empty] | GLS | Diffuse | 50 |  |  |  | 32 | 960 EUR | 88 | [9 empty] | EUP related |  |  |  | 960 | [6 empty] | 3840 |  | 391 x 251 x 287 (mm) | [42 empty] | E27 | Tungsram |  |  |  | 1340 | 100 | 230 | Phased-out
516433 | TU@75A1/F/E27 230V TU A50 BX1/10/120MIH | image | datasheet | deeplink | [5 empty] | Yes | [19 empty] | 5994100164333 | 05994100164333 | [5 empty] | 120 | 1000 |  | 12.5333 | [6 empty] | 23 | [10 empty] | GLS | Diffuse | 50 |  |  |  | 32 | 960 EUR | 88 | [9 empty] | Product only available outside the EU. |  |  |  | 960 | [6 empty] | 3840 |  | 391 x 251 x 287 (mm) | [42 empty] | E27 | Tungsram |  |  |  | 940 | 75 | 230 | Phased-out
516432 | TU@60A1/F/E27 230V TU A50 BX1/10/120MIH | image | datasheet | deeplink | [5 empty] | Yes | [19 empty] | 5994100164326 | 05994100164326 | [5 empty] | 120 | 1000 |  | 11.8333 | [6 empty] | 23 | [10 empty] | GLS | Diffuse | 50 |  |  |  | 32 | 960 EUR | 88 | [9 empty] | Product only available outside the EU. |  |  |  | 960 | [6 empty] | 3840 |  | 391 x 251 x 287 (mm) | [42 empty] | E27 | Tungsram |  |  |  | 710 | 60 | 230 | Phased-out
516431 | TU#40A1/F/E27 230V TU A50 BX1/10/120MIH | image | datasheet | deeplink | [5 empty] | Yes | E | [18 empty] | 5994100164319 | 05994100164319 | [5 empty] | 120 | 1000 |  | 10.375 | [6 empty] | 23 | [10 empty] | GLS | Diffuse | 50 |  |  |  | 32 | 960 EUR | 88 | [9 empty] | EUP related |  |  |  | 960 | [6 empty] | 3840 |  | 391 x 251 x 287 (mm) | [42 empty] | E27 | Tungsram |  |  |  | 415 | 40 | 230 | Phased-out
516430 | TU#25A1/F/E27 230V TU A50 BX1/10/120MIH | image | datasheet | deeplink | [5 empty] | Yes | E | [18 empty] | 5994100164302 | 05994100164302 | [5 empty] | 120 | 1000 |  | 9.2 | [6 empty] | 30 | [10 empty] | GLS | Diffuse | 50 |  |  |  | 39 | 960 EUR | 88 | [9 empty] | EUP related |  |  |  | 960 | [6 empty] | 3840 |  | 391 x 251 x 287 (mm) | [42 empty] | E27 | Tungsram |  |  |  | 230 | 25 | 230 | Phased-out
516427 | TU&100A1/F/E27 240VTU A50 BX1/10/120MIH | image | datasheet | deeplink | [5 empty] | Yes | [19 empty] | 5994100164272 | 05994100164272 | [5 empty] | 120 | 1000 |  | 13.3 | [6 empty] | 30 | [10 empty] | GLS | Diffuse | 50 |  |  |  | 39 | 960 EUR | 88 | [9 empty] | Product only available outside the EU. |  |  |  | 960 | [6 empty] | 3840 |  | 391 x 251 x 287 (mm) | [42 empty] | E27 | Tungsram |  |  |  | 1330 | 100 | 240 | Phased-out
516426 | @TU&75A1/F/E27 240V TU A50 BX1/10/120MIH | image | datasheet | deeplink | [5 empty] | Yes | [13 empty] | Standard | [5 empty] | 5994100164265 | 05994100164265 | [5 empty] | 120 | 1000 |  | 12.4 | [6 empty] | 30 | [10 empty] | GLS | Diffuse | 50 |  |  |  | 39 | 960 EUR | 88 | [9 empty] | Product only available outside the EU. |  |  |  | 960 | [6 empty] | 3840 |  | 391 x 251 x 287 (mm) | [42 empty] | E27 | Tungsram |  |  |  | 930 | 75 | 240 | Phased-out
516424 | TU&40A1/F/E27 240V TU A50 BX1/10/120MIH | image | datasheet | deeplink | [5 empty] | Yes | [19 empty] | 5994100164241 | 05994100164241 | [5 empty] | 120 | 1000 |  | 10.25 | [6 empty] | 30 | [10 empty] | GLS | Diffuse | 50 |  |  |  | 39 | 960 EUR | 88 | [9 empty] | Product only available outside the EU. |  |  |  | 960 | [6 empty] | 3840 |  | 391 x 251 x 287 (mm) | [42 empty] | E27 | Tungsram |  |  |  | 410 | 40 | 240 | Phased-out
516423 | TU&25A1/F/E27 240V TU A50 BX1/10/120MIH | image | datasheet | deeplink | [5 empty] | Yes | [19 empty] | 5994100164234 | 05994100164234 | [5 empty] | 120 | 1000 |  | 9 | [6 empty] | 30 | [10 empty] | GLS | Diffuse | 50 |  |  |  | 39 | 960 EUR | 88 | [9 empty] | Product only available outside the EU. |  |  |  | 960 | [6 empty] | 3840 |  | 391 x 251 x 287 (mm) | [42 empty] | E27 | Tungsram |  |  |  | 225 | 25 | 240 | Phased-out
508104 | TU@300A1/GLS 90-CL/E27 230V TU 1/16 MIH | image | datasheet | deeplink | [5 empty] | Yes | [19 empty] | 9004101600818 | 05994100081043 | [5 empty] | 16 | 1000 |  | 16.1667 | [6 empty] | 55 | [10 empty] | PS | Clear | 90 |  |  |  | 126 | 96 EUR | 168 | [9 empty] | Product only available outside the EU. |  |  |  | 96 | [6 empty] | 384 |  | 383 x 383 x 231 (mm) | [42 empty] | E27 | Tungsram |  |  |  | 4850 | 300 | 230 | Phased-out
508098 | TU&60W E27 230V TU SPH FR MIH 1/10/100 | image | datasheet | deeplink | [5 empty] | Yes | [13 empty] | Standard | [5 empty] | 9004100648217 | 05994100080985 | [5 empty] | 100 | 1000 |  | 11 | [6 empty] | 16 | [10 empty] | Spherical | Diffuse | 45 |  |  |  | 24 | 1000 EUR. 1000 UK | 69.5 | [9 empty] | EUP related |  |  |  | 1000 | 1000 | [5 empty] | 6000 |  | 453 x 228 x 176 (mm) | [12 empty] | 6000 | [29 empty] | E27 | Tungsram |  |  |  | 660 | 60 | 230 | Available
508097 | @TU&60W E27 230V TU SPH CL MIH 1/10/100 | image | datasheet | deeplink | [5 empty] | Yes | [13 empty] | Standard | [5 empty] | 9004100647111 | 05994100080978 | [5 empty] | 100 | 1000 |  | 11 | [6 empty] | 16 | [10 empty] | Spherical | Clear | 45 |  |  |  | 24 | 1000 EUR | 69.5 | [9 empty] | Product only available outside the EU. |  |  |  | 1000 | [6 empty] | 6000 |  | 453 x 228 x 176 (mm) | [42 empty] | E27 | Tungsram |  |  |  | 660 | 60 | 230 | Phased-out
508096 | TU&40W E27 230V TU SPH FR MIH 1/10/100 | image | datasheet | deeplink | [5 empty] | Yes | [13 empty] | Standard | [5 empty] | 9004100643212 | 05994100080961 | [5 empty] | 100 | 1000 |  | 10 | [6 empty] | 16 | [10 empty] | Spherical | Diffuse | 45 |  |  |  | 24 | 1000 EUR. 1000 UK | 69.5 | [9 empty] | EUP related |  |  |  | 1000 | 1000 | [5 empty] | 6000 |  | 453 x 228 x 176 (mm) | [12 empty] | 6000 | [29 empty] | E27 | Tungsram |  |  |  | 400 | 40 | 230 | Available
508093 | TU&25W E27 230V TU SPH FR MIH 1/10/100 | image | datasheet | deeplink | [5 empty] | Yes | [19 empty] | 9004100636313 | 05994100080930 | [5 empty] | 100 | 1000 |  | 8.4 | [6 empty] | 16 | [10 empty] | Spherical | Diffuse | 45 |  |  |  | 24 | 1000 EUR. 1000 UK | 69.5 | [9 empty] | EUP related |  |  |  | 1000 | 1000 | [5 empty] | 6000 |  | 453 x 228 x 176 (mm) | [12 empty] | 6000 | [29 empty] | E27 | Tungsram |  |  |  | 210 | 25 | 230 | Phased-out
164683 | TU&60W E27 120-125V TU SPHER. CLEAR MIH | image | datasheet | deeplink | [5 empty] | Yes | [19 empty] | 9004100646817 | 19004100646838 | [5 empty] | 100 | 1000 |  | 12 | [6 empty] | 28 | [10 empty] | Spherical | Clear | 45 |  | BOX |  | 30 | 1000 EUR | 69.5 | [9 empty] | Product only available outside the EU. |  |  |  | 1000 | [6 empty] | 6000 |  | 453 x 228 x 176 (mm) | [42 empty] | E27 | Tungsram |  |  |  | 720 | 60 | 125 | Phased-out
516422 | TU&100A1/CL/E27 240VTU A50 BX1/10/120MIH | image | datasheet | deeplink | [5 empty] | Yes | [19 empty] | 5994100164227 | 05994100164227 | [5 empty] | 120 | 1000 |  | 13.3 | [6 empty] | 30 | [10 empty] | GLS | Clear | 50 |  |  |  | 39 | 960 EUR | 88 | [9 empty] | Product only available outside the EU. |  |  |  | 960 | [6 empty] | 3840 |  | 391 x 251 x 287 (mm) | [42 empty] | E27 | Tungsram |  |  |  | 1330 | 100 | 240 | Phased-out
516421 | TU&75A1/CL/E27 240V TU A50 BX1/10/120MIH | image | datasheet | deeplink | [5 empty] | Yes | [19 empty] | 5994100164210 | 05994100164210 | [5 empty] | 120 | 1000 |  | 12.4 | [6 empty] | 30 | [10 empty] | GLS | Clear | 50 |  |  |  | 39 | 960 EUR | 88 | [9 empty] | Product only available outside the EU. |  |  |  | 960 | [6 empty] | 3840 |  | 391 x 251 x 287 (mm) | [42 empty] | E27 | Tungsram |  |  |  | 930 | 75 | 240 | Phased-out
516420 | TU&60A1/CL/E27 240V TU A50 BX1/10/120MIH | image | datasheet | deeplink | [5 empty] | Yes | [19 empty] | 5994100164203 | 05994100164203 | [5 empty] | 120 | 1000 |  | 11.6667 | [6 empty] | 30 | [10 empty] | GLS | Clear | 50 |  |  |  | 39 | 960 EUR | 88 | [9 empty] | Product only available outside the EU. |  |  |  | 960 | [6 empty] | 3840 |  | 391 x 251 x 287 (mm) | [42 empty] | E27 | Tungsram |  |  |  | 700 | 60 | 240 | Phased-out
515857 | TU@75A1/CL/E27 230V TU A50 BX1/10/120MIH | image | datasheet | deeplink | [5 empty] | Yes | [19 empty] | 5994100158578 | 05994100158578 | [5 empty] | 120 | 1000 |  | 12.5333 | [6 empty] | 23 | [10 empty] | GLS | Clear | 50 |  |  |  | 32 | 960 EUR | 88 | [9 empty] | Product only available outside the EU. |  |  |  | 960 | [6 empty] | 3840 |  | 391 x 251 x 287 (mm) | [42 empty] | E27 | Tungsram |  |  |  | 940 | 75 | 230 | Phased-out
515849 | TU@100A1/CL/E27 230VTU A50 BX1/10/120MIH | image | datasheet | deeplink | [5 empty] | Yes | [19 empty] | 5994100158493 | 05994100158493 | [5 empty] | 120 | 1000 |  | 13.4 | [6 empty] | 23 | [10 empty] | GLS | Clear | 50 |  |  |  | 32 | 960 EUR. 1200 UK | 88 | [9 empty] | Product only available outside the EU. |  |  |  | 960 | 1200 | [5 empty] | 3840 |  | 391 x 251 x 287 (mm) | [12 empty] | 4800 | [29 empty] | E27 | Tungsram |  |  |  | 1340 | 100 | 230 | Phased-out
514554 | TU&60C1/FR/E27 230V TU BX1/10/100 MIH | image | datasheet | deeplink | [5 empty] | Yes | [19 empty] | 5994100145547 | 25994100145541 | [5 empty] | 100 | 1000 |  | 11 | [6 empty] | 17 | [10 empty] | Candle | Diffuse | 35 |  |  |  | 24 | 1200 EUR | 93 | [9 empty] | Product only available outside the EU. |  |  |  | 1200 | [6 empty] | 6000 |  | 368 x 188 x 221 (mm) | [42 empty] | E27 | Tungsram |  |  |  | 660 | 60 | 230 | Phased-out
510598 | TU#60W B22 240V TU SOFT MIH | image | datasheet | deeplink | [5 empty] | Yes | F | [18 empty] | 9004100272818 | 05994100105985 | [5 empty] | 100 | 1000 |  | 10.3333 | [6 empty] | 21 | [10 empty] | DC | Colored (Coated) | 60 |  |  |  | 43 | 600 EUR | 103 | [9 empty] | EUP related |  |  |  | 600 | [6 empty] | 2400 |  | 608 x 308 x 231 (mm) | [42 empty] | B22d | Tungsram |  |  |  | 620 | 60 | 240 | Phased-out
510595 | TU@100W B22 230V TU SOFT MIH | image | datasheet | deeplink | [5 empty] | Yes | [19 empty] | 9004100274119 | 05994100105954 | [5 empty] | 100 | 1000 |  | 11.65 | [6 empty] | 21 | [10 empty] | DC | Colored (Coated) | 60 |  |  |  | 43 | 600 EUR | 103 | [9 empty] | Product only available outside the EU. |  |  |  | 600 | [6 empty] | 2400 |  | 608 x 308 x 231 (mm) | [42 empty] | B22d | Tungsram |  |  |  | 1165 | 100 | 230 | Phased-out
510570 | TU#60W E27 240V TU SUPBA 1/10/100BXMIH55 | image | datasheet | deeplink | [5 empty] | Yes | E | [18 empty] | 9004100289212 | 05994100105701 | [5 empty] | 100 | 1000 |  | 10.9167 | [6 empty] | 25 | [10 empty] | Mushroom | Colored (Coated) | 50 |  |  |  | 36 | 600 EUR | 90 | [9 empty] | EUP related |  |  |  | 600 | [6 empty] | 3000 |  | 518 x 263 x 201 (mm) | [42 empty] | E27 | Tungsram |  |  |  | 655 | 60 | 240 | Phased-out
510528 | @TU&60W E27 230V TU SPHR SOFT 1/10/100MIH | image | datasheet | deeplink | [5 empty] | Yes | [13 empty] | Standard | [5 empty] | 5994100105282 | 05994100105282 | [5 empty] | 100 | 1000 |  | 10 | [6 empty] | 18 | [10 empty] | DC | Colored (Coated) | 45 |  |  |  | 27 | 1000 EUR | 69.5 | [9 empty] | Product only available outside the EU. |  |  |  | 1000 | [6 empty] | 6000 |  | 473 x 243 x 181 (mm) | [42 empty] | E27 | Tungsram |  |  |  | 600 | 60 | 230 | Phased-out
510437 | TU#200W B22 230V TU GLS 80FR 1/20 MIH | image | datasheet | deeplink | [5 empty] | Yes | E | [18 empty] | 9004100360119 | 05994100104377 | [5 empty] | 20 | 1000 |  | 15.2 | [6 empty] | 56 | [10 empty] | PS | Diffuse | 80 |  |  |  | 98 | 120 EUR | 140.5 | [9 empty] | EUP related |  |  |  | 120 | [6 empty] | 720 |  | 408 x 328 x 171 (mm) | [42 empty] | B22d | Tungsram |  |  |  | 3040 | 200 | 230 | Phased-out
510342 | TU&60W E27 240V TU SPHERICAL CLEAR MIH | image | datasheet | deeplink | [5 empty] | Yes | [19 empty] | 9004100647913 | 05994100103424 | [5 empty] | 100 | 1000 |  | 11 | [6 empty] | 16 | [10 empty] | Spherical | Clear | 45 |  |  |  | 23 | 1000 EUR | 69.5 | [9 empty] | Product only available outside the EU. |  |  |  | 1000 | [6 empty] | 6000 |  | 453 x 228 x 176 (mm) | [42 empty] | E27 | Tungsram |  |  |  | 660 | 60 | 240 | Phased-out
510331 | @TU&40W E27 240V TU SPHERICAL FROSTED MIH | image | datasheet | deeplink | [5 empty] | Yes | [13 empty] | Standard | [5 empty] | 9004100644516 | 05994100103318 | [5 empty] | 100 | 1000 |  | 10 | [6 empty] | 16 | [10 empty] | Spherical | Diffuse | 45 |  |  |  | 23 | 1000 EUR | 69.5 | [9 empty] | Product only available outside the EU. |  |  |  | 1000 | [6 empty] | 6000 |  | 453 x 228 x 176 (mm) | [42 empty] | E27 | Tungsram |  |  |  | 400 | 40 | 240 | Phased-out
510328 | TU@40W B22 230V TU SPH FR 1/10/100 MIH | image | datasheet | deeplink | [5 empty] | Yes | [19 empty] | 9004100661711 | 05994100103288 | [5 empty] | 100 | 1000 |  | 10 | [6 empty] | 16 | [10 empty] | Spherical | Diffuse | 45 |  |  |  | 23 | 1000 EUR | 70 | [9 empty] | Product only available outside the EU. |  |  |  | 1000 | [6 empty] | 6000 |  | 453 x 228 x 176 (mm) | [42 empty] | B22d | Tungsram |  |  |  | 400 | 40 | 230 | Phased-out
510275 | @TU&NIGHTLIGHT B22 240V TU SPHER FR MIH | image | datasheet | deeplink | [5 empty] | Yes | [13 empty] | Standard | [5 empty] | 9004100473918 | 05994100102755 | [5 empty] | 100 | 1000 |  | 5.7143 | [6 empty] | 16 | [10 empty] | Spherical | Diffuse | 45 |  |  |  | 23 | 1000 EUR | 70 | [9 empty] | Product only available outside the EU. |  |  |  | 1000 | [6 empty] | 6000 |  | 453 x 228 x 176 (mm) | [42 empty] | B22d | Tungsram |  |  |  | 80 | 14 | 240 | Phased-out
510274 | TU&NIGHTLIGHT E27 230V TU SPHER FR MIH | image | datasheet | deeplink | [5 empty] | Yes | [19 empty] | 9004100462110 | 05994100102748 | [5 empty] | 100 | 1000 |  | 5.3846 | [6 empty] | 16 | [10 empty] | Spherical | Diffuse | 45 |  |  |  | 23 | 1000 EUR | 69.5 | [9 empty] | Product only available outside the EU. |  |  |  | 1000 | [6 empty] | 6000 |  | 453 x 228 x 176 (mm) | [42 empty] | E27 | Tungsram |  |  |  | 70 | 13 | 230 | Phased-out
510271 | TU&NIGHTLIGHT B22 240V TU SPHER OPAL MIH | image | datasheet | deeplink | [5 empty] | Yes | [19 empty] | 9004100474311 | 05994100102717 | [5 empty] | 100 | 1000 |  | 5 | [6 empty] | 16 | [10 empty] | Spherical | Colored (Coated) | 45 |  |  |  | 23 | 1000 EUR | 70 | [9 empty] | Product only available outside the EU. |  |  |  | 1000 | [6 empty] | 6000 |  | 453 x 228 x 176 (mm) | [42 empty] | B22d | Tungsram |  |  |  | 70 | 14 | 240 | Phased-out
510256 | @TU&60W E14 240V TU CANDLE CLEAR MIH | image | datasheet | deeplink | [5 empty] | Yes | [13 empty] | Standard | [5 empty] | 9004100550213 | 05994100102564 | [5 empty] | 100 | 1000 |  | 11 | [6 empty] | 17 | [10 empty] | Candle | Clear | 35 |  |  |  | 24 | 1200 EUR | 97 | [9 empty] | Product only available outside the EU. |  |  |  | 1200 | [6 empty] | 6000 |  | 368 x 188 x 221 (mm) | [42 empty] | E14 | Tungsram |  |  |  | 660 | 60 | 240 | Phased-out
510237 | @TU&60W E14 240V TU CANDLE FROSTED MIH | image | datasheet | deeplink | [5 empty] | Yes | [13 empty] | Standard | [5 empty] | 9004100552910 | 05994100102373 | [5 empty] | 100 | 1000 |  | 11 | [6 empty] | 17 | [10 empty] | Candle | Diffuse | 35 |  |  |  | 24 | 1200 EUR | 97 | [9 empty] | Product only available outside the EU. |  |  |  | 1200 | [6 empty] | 6000 |  | 368 x 188 x 221 (mm) | [42 empty] | E14 | Tungsram |  |  |  | 660 | 60 | 240 | Phased-out
509638 | TU@60W E27 230V TU SOFT MIH | image | datasheet | deeplink | [5 empty] | Yes | [19 empty] | 9004100266411 | 05994100096382 | [5 empty] | 100 | 1000 |  | 10.3333 | [6 empty] | 21 | [10 empty] | DC | Colored (Coated) | 60 |  |  |  | 34 | 600 EUR | 104.5 | [9 empty] | Product only available outside the EU. |  |  |  | 600 | [6 empty] | 2400 |  | 608 x 308 x 231 (mm) | [42 empty] | E27 | Tungsram |  |  |  | 620 | 60 | 230 | Phased-out
509636 | TU@100W E27 230V TU SOFT MIH | image | datasheet | deeplink | [5 empty] | Yes | [19 empty] | 9004100268118 | 05994100096368 | [5 empty] | 100 | 1000 |  | 11.65 | [6 empty] | 21 | [10 empty] | DC | Colored (Coated) | 60 |  |  |  | 43 | 600 EUR | 104.5 | [9 empty] | Product only available outside the EU. |  |  |  | 600 | [6 empty] | 2400 |  | 608 x 308 x 231 (mm) | [42 empty] | E27 | Tungsram |  |  |  | 1165 | 100 | 230 | Phased-out
509635 | TU#75W E27 230V TU SOFT MIH | image | datasheet | deeplink | [5 empty] | Yes | [19 empty] | 9004100267319 | 05994100096351 | [5 empty] | 100 | 1000 |  | 10.9333 | [6 empty] | 21 | [10 empty] | DC | Colored (Coated) | 60 |  |  |  | 34 | 600 EUR | 104.5 | [9 empty] | Product only available outside the EU. |  |  |  | 600 | [6 empty] | 2400 |  | 608 x 308 x 231 (mm) | [42 empty] | E27 | Tungsram |  |  |  | 820 | 75 | 230 | Phased-out
509634 | TU#40W E27 230V TU SOFT MIH | image | datasheet | deeplink | [5 empty] | Yes | F | [18 empty] | 9004100265216 | 05994100096344 | [5 empty] | 100 | 1000 |  | 9 | [6 empty] | 21 | [10 empty] | DC | Colored (Coated) | 60 |  |  |  | 34 | 600 EUR | 104.5 | [9 empty] | EUP related |  |  |  | 600 | [6 empty] | 2400 |  | 608 x 308 x 231 (mm) | [42 empty] | E27 | Tungsram |  |  |  | 360 | 40 | 230 | Phased-out
509596 | TU&60W E14 230V TU CAN OPMIHPCOD1/10/100 | image | datasheet | deeplink | [5 empty] | Yes | [19 empty] | 9004100553719 | 05994100095965 | [5 empty] | 100 | 1000 |  | 10 | [6 empty] | 17 | [10 empty] | Candle | Colored (Coated) | 35 |  |  |  | 24 | 1200 EUR | 97 | [9 empty] | Product only available outside the EU. |  |  |  | 1200 | [6 empty] | 6000 |  | 368 x 188 x 221 (mm) | [42 empty] | E14 | Tungsram |  |  |  | 600 | 60 | 230 | Phased-out
509595 | TU&40W E14 230V TU CAN OPMIHPCOD1/10/100 | image | datasheet | deeplink | [5 empty] | Yes | [19 empty] | 9004100547213 | 05994100095958 | [5 empty] | 100 | 1000 |  | 9 | [6 empty] | 17 | [10 empty] | Candle | Colored (Coated) | 35 |  |  |  | 24 | 1200 EUR | 97 | [9 empty] | Product only available outside the EU. |  |  |  | 1200 | [6 empty] | 6000 |  | 368 x 188 x 221 (mm) | [42 empty] | E14 | Tungsram |  |  |  | 360 | 40 | 230 | Phased-out
508181 | TU#40W E27 230V TU SPH SOFT MIH 1/10/100 | image | datasheet | deeplink | [5 empty] | Yes | [19 empty] | 9004101742815 | 05994100081814 | [5 empty] | 100 | 1000 |  | 8.75 | [6 empty] | 18 | [10 empty] | DC | Colored (Coated) | 45 |  |  |  | 27 | 1000 EUR | 69.5 | [9 empty] | Product only available outside the EU. |  |  |  | 1000 | [6 empty] | 6000 |  | 473 x 243 x 181 (mm) | [42 empty] | E27 | Tungsram |  |  |  | 350 | 40 | 230 | Phased-out
508177 | TU&40W E27 230V TU SPHER OP MIH 1/10/100 | image | datasheet | deeplink | [5 empty] | Yes | [19 empty] | 9004100645216 | 05994100081777 | [5 empty] | 100 | 1000 |  | 9 | [6 empty] | 16 | [10 empty] | Spherical | Colored (Coated) | 45 |  |  |  | 25 | 1000 EUR | 69.5 | [9 empty] | Product only available outside the EU. |  |  |  | 1000 | [6 empty] | 6000 |  | 453 x 228 x 176 (mm) | [42 empty] | E27 | Tungsram |  |  |  | 360 | 40 | 230 | Phased-out
508139 | TU&60W E14 230V TU CANDLE FR MIH1/10/100 | image | datasheet | deeplink | [5 empty] | Yes | [13 empty] | Standard | [5 empty] | 9004100551517 | 05994100081395 | [5 empty] | 100 | 1000 |  | 11 | [6 empty] | 16 | [10 empty] | Candle | Diffuse | 35 |  |  |  | 23 | 1200 EUR. 1500 UK | 97 | [9 empty] | EUP related |  |  |  | 1200 | 1500 | [5 empty] | 6000 |  | 368 x 188 x 221 (mm) | [12 empty] | 7500 | [29 empty] | E14 | Tungsram |  |  |  | 660 | 60 | 230 | Available
508138 | @TU&60W E14 230V TU CANDLE CL MIH1/10/100 | image | datasheet | deeplink | [5 empty] | Yes | [13 empty] | Standard | [5 empty] | 9004100549019 | 05994100081388 | [5 empty] | 100 | 1000 |  | 11 | [6 empty] | 16 | [10 empty] | Candle | Clear | 35 |  |  |  | 23 | 1200 EUR | 97 | [9 empty] | Product only available outside the EU. |  |  |  | 1200 | [6 empty] | 6000 |  | 368 x 188 x 221 (mm) | [42 empty] | E14 | Tungsram |  |  |  | 660 | 60 | 230 | Phased-out
508137 | TU&40W E14 230V TU CANDLE FR MIH1/10/100 | image | datasheet | deeplink | [5 empty] | Yes | [13 empty] | Standard | [5 empty] | 9004100543314 | 05994100081371 | [5 empty] | 100 | 1000 |  | 10 | [6 empty] | 16 | [10 empty] | Candle | Diffuse | 35 |  |  |  | 23 | 1200 EUR. 1500 UK | 97 | [9 empty] | EUP related |  |  |  | 1200 | 1500 | [5 empty] | 6000 |  | 368 x 188 x 221 (mm) | [12 empty] | 7500 | [29 empty] | E14 | Tungsram |  |  |  | 400 | 40 | 230 | Available
508134 | TU&25W E14 230V TU CANDLE FR MIH1/10/100 | image | datasheet | deeplink | [5 empty] | Yes | [19 empty] | 9004100535319 | 05994100081340 | [5 empty] | 100 | 1000 |  | 8.4 | [6 empty] | 16 | [10 empty] | Candle | Diffuse | 35 |  |  |  | 23 | 1200 EUR. 1500 UK | 97 | [9 empty] | EUP related |  |  |  | 1200 | 1500 | [5 empty] | 6000 |  | 368 x 188 x 221 (mm) | [12 empty] | 7500 | [29 empty] | E14 | Tungsram |  |  |  | 210 | 25 | 230 | Phased-out
508108 | TU&300A1/GLS 90-CL/E40 230V TU 1/16 MIH | image | datasheet | deeplink | [5 empty] | Yes | [19 empty] | 9004100337814 | 05994100081081 | [5 empty] | 16 | 1000 |  | 16.1667 | [6 empty] | 55 | [10 empty] | PS | Clear | 90 |  |  |  | 153 | 96 EUR | 180 | [9 empty] | EUP related |  |  |  | 96 | [6 empty] | 384 |  | 383 x 383 x 231 (mm) | [42 empty] | E40 | Tungsram |  |  |  | 4850 | 300 | 230 | Phased-out
508107 | TU&200A1/GLS 80-CL/E27 230V TU 1/25 MIH | image | datasheet | deeplink | [5 empty] | Yes | [19 empty] | 9004100350912 | 05994100081074 | [5 empty] | 25 | 1000 |  | 15.2 | [6 empty] | 41 | [10 empty] | PS | Clear | 80 |  |  |  | 85 | 150 EUR | 142 | [9 empty] | EUP related |  |  |  | 150 | [6 empty] | 900 |  | 408 x 408 x 171 (mm) | [42 empty] | E27 | Tungsram |  |  |  | 3040 | 200 | 230 | Phased-out
508106 | @TU@200A1/GLS 80-CL/E27 240V TU 1/25 MIH | image | datasheet | deeplink | [5 empty] | Yes | [13 empty] | Standard | [5 empty] | 9004100351612 | 05994100081067 | [5 empty] | 25 | 1000 |  | 14.95 | [6 empty] | 41 | [10 empty] | PS | Clear | 80 |  |  |  | 85 | 150 EUR | 142 | [9 empty] | Product only available outside the EU. |  |  |  | 150 | [6 empty] | 900 |  | 408 x 408 x 171 (mm) | [42 empty] | E27 | Tungsram |  |  |  | 2990 | 200 | 240 | Phased-out
508105 | TU@200A1/GLS 80-FR/E27 230V TU 1/25 MIH | image | datasheet | deeplink | [5 empty] | Yes | [19 empty] | 9004100352916 | 05994100081050 | [5 empty] | 25 | 1000 |  | 15.2 | [6 empty] | 41 | [10 empty] | PS | Diffuse | 80 |  |  |  | 85 | 150 EUR | 142 | [9 empty] | Product only available outside the EU. |  |  |  | 150 | [6 empty] | 900 |  | 408 x 408 x 171 (mm) | [42 empty] | E27 | Tungsram |  |  |  | 3040 | 200 | 230 | Phased-out
30052 | KRC400/T/H/960/E40 | image | datasheet | deeplink | Yes |  |  | 0.32 |  | No | A |  | 3.5 | [5 empty] | 380.4 |  |  | 418.43 | 118 | [6 empty] | 9004102300526 | 19004102300523 |  |  |  | 25 |  | 12 |  | 26050 |  |  |  | 960 | 0.33 | 175 | 270 | 168 |  |  |  |  | 180 | [5 empty] | Tubular | Clear |  |  | SLEEVE |  | 212 | 216 EUR. 264 UK | [7 empty] | 68.5 | 68 | 600 |  |  |  |  | 216 | 264 | [5 empty] | 648 |  | 320 x 250 x 370 (mm) |  | H45 - Horiz 45 degrees | [10 empty] | 792 |  | 31.967 | [7 empty] | Exempt | [19 empty] | E40 | GE Lighting | 90 | 6000 | 6000 | 27000 | 400 | 118 | Phased-out
42369 | ARC400/T/H/742/E40 1/12 | image | datasheet | deeplink | Yes | [5 empty] | A |  | 4.4 | [5 empty] | 403.8 |  |  | 444.2 | 105 | [6 empty] | 0043168423694 | 10043168423691 |  |  |  | 25 |  | 12 |  | 35270 |  |  |  | 742 |  | 175 | 260 | 160 |  |  |  |  | 270 | [5 empty] | Tubular | Clear |  |  |  |  | 202 | 288 EUR. 336 UK | [7 empty] | 87.3 | 88 | 420 |  |  |  |  | 288 | 336 | [5 empty] | 864 |  | 221 x 176 x 307 (mm) |  | H15 - Horiz 15 degrees | [10 empty] | 1008 |  | 29.442 | [7 empty] | Exempt | [19 empty] | E40 | GE Lighting | 70 | 4200 | 4200 | 35000 | 400 | 105 | Phased-out
42357 | ARC250/T/H/742/E40 1/12 | image | datasheet | deeplink | Yes | [5 empty] | A |  | 2.8 | [5 empty] | 268.1 |  |  | 294.89 | 112 | [6 empty] | 0043168423571 | 10043168423578 |  |  |  | 25 |  | 12 |  | 22663 |  |  |  | 742 |  | 150 | 220 | 149 |  |  |  |  | 270 | [5 empty] | Tubular | Clear |  |  | SLEEVE |  | 187 | 288 EUR. 372 UK | [7 empty] | 84.5 | 84 | 420 |  | OUTER BOX |  |  | 288 | 372 | [5 empty] | 864 |  | 215 x 162 x 284 (mm) |  | H15 - Horiz 15 degrees | [10 empty] | 1116 |  | 29.411 | [7 empty] | Exempt | [19 empty] | E40 | GE Lighting | 70 | 4200 | 4200 | 21000 | 250 | 112 | Phased-out
38692 | CMH150/TD/UVC/942/RX7S-24 | image | datasheet | deeplink | Yes |  |  | 0.37 |  | Yes | A+ |  | 1.8 | [5 empty] | 141.1 |  |  | 155.26 | 96 | [6 empty] | 0043168386920 | 00043168386920 |  |  |  | 25 |  | 12 |  | 13650 |  |  |  | 942 | 0.37 | 66 | 135.4 | 33 |  |  |  |  | 240 | [5 empty] | Double Ended | Clear |  |  |  |  | 68 | 408 EUR. 540 UK | [7 empty] | 96.7 | 83 | 900 |  |  |  |  | 408 | 540 | [5 empty] | 1632 |  | 176 x 136 x 218 (mm) |  | H45 - Horiz 45 degrees | [10 empty] | 2160 |  | 8.45 | [7 empty] | Exempt | [19 empty] | Rx7s | GE Lighting | 90 | 4000 | 4000 | 12500 | 150 | 96 | Phased-out
34535 | ARC150/UVC/TD/742/RX7S-24 | image | datasheet | deeplink | Yes |  |  | 0.3 |  | Yes | A |  | 1.8 | [5 empty] | 150 |  |  | 165 | 95 | [6 empty] | 0043168345354 | 10043168345351 |  |  |  | 25 |  | 12 |  | 12000 |  |  |  | 742 | 0.3 | 66 | 135.4 | 35 |  |  |  |  | 180 | [5 empty] | Double Ended | Clear |  |  |  |  | 68 | 408 EUR. 540 UK | [7 empty] | 80 | 80 | 600 |  |  |  |  | 408 | 540 | [5 empty] | 1632 |  | 176 x 136 x 218 (mm) |  | H45 - Horiz 45 degrees | [10 empty] | 2160 |  | 12 | [7 empty] | Exempt | [19 empty] | Rx7s | GE Lighting | 70 | 4200 | 4200 | 12000 | 150 | 95 | Phased-out
34536 | @ARC70/UVC/TD/742/RX7S | image | datasheet | deeplink | Yes |  |  | 0.3741 |  | No | A |  | 1 | [5 empty] | 75 |  |  | 82.5 | 95 | [6 empty] | 0043168345361 | 10043168345368 |  |  |  | 25 |  | 12 |  | 5500 |  |  |  | 742 | 0.3838 | 57 | 117.6 | 23 |  |  |  |  | 180 | [5 empty] | Double Ended | Clear |  |  |  |  | 57 | 408 EUR. 540 UK | [7 empty] | 73.3 | 79 | 600 |  |  |  |  | 408 | 540 | [5 empty] | 1632 |  | 174 x 135 x 219 (mm) |  | H45 - Horiz 45 degrees | [10 empty] | 2160 |  | 8.3 | [7 empty] | Exempt | [19 empty] | Rx7s | GE Lighting | 78 | 4200 | 4200 | 5500 | 70 | 95 | Marked for phase-out
46221 | @LU 70/90/MO/T/E27 1/25 MIH | image | datasheet | deeplink | Yes | [5 empty] | A+ |  | 1 | [5 empty] | 70.9 |  |  | 77.98 | 90 | [6 empty] | 0043168462211 | 10043168462218 |  |  |  | 25 |  | 25 |  | 6420 | [5 empty] | 97 | 156 | 62 |  |  |  |  | 240 | [5 empty] | Tubular | Clear |  |  |  |  | 81 | 375 EUR. 500 UK | [7 empty] | 91 |  | 60 |  |  |  |  | 375 | 500 | [5 empty] | 1875 |  | 219 x 218 x 208 (mm) |  | U - Universal | [10 empty] | 2500 |  | 10 | [27 empty] | E27 | GE Lighting | 25 | 2000 | 2000 | 6100 | 70 | 90 | Marked for phase-out
44244 | §LU150/100/T/40 | image | datasheet | deeplink | Yes |  |  | 0.53 |  | Yes | A+ |  | 1.8 | [5 empty] | 148.8 |  |  | 163.71 | 100 | [6 empty] | 0043168442442 | 10043168442449 |  |  |  | 25 |  | 12 |  | 15490 |  |  |  |  | 0.41 | 133 | 211 | 155 |  |  |  |  | 240 | [5 empty] | Tubular | Clear |  |  | SLEEVE |  | 176 | 288 EUR. 372 UK | [7 empty] | 104.1 | 100 | 60 | EUP related |  |  |  | 288 | 372 | [5 empty] | 864 |  | 215 x 162 x 284 (mm) |  | U - Universal | [10 empty] | 1116 |  | 16.434 | [27 empty] | E40 | GE Lighting | 25 | 2000 | 2000 | 15300 | 150 | 100 | Phased-out
88882 | @SPL1000/T/H/960/E40 1/4 | image | datasheet | deeplink | Yes |  |  | 0.4 |  | No | A |  | 9.5 | [5 empty] | 1042.8 |  |  | 1147.07 | 120 | [6 empty] | 0043168888820 | 10043168888827 |  |  |  | 25 |  | 4 |  | 84494 |  |  |  | 960 | 0.4 | 220 | 333.5 | 248 |  |  |  |  | 240 | [5 empty] | Tubular | Clear |  |  |  |  | 423 | 48 EUR. 48 UK | [7 empty] | 81 | 80 | 420 |  |  |  |  | 48 | 48 | [5 empty] | 96 |  | 266 x 266 x 472 (mm) |  | H60 - Horiz 60 degrees | [10 empty] | 96 |  | 61.5 | [7 empty] | Exempt | [19 empty] | E40 | GE Lighting | 93 | 6000 | 6000 | 80000 | 1000 | 120 | Marked for phase-out
10589 | CMH250/T/U/830/E40 | image | datasheet | deeplink | Yes |  |  | 0.43 |  |  | A+ |  | 2.7 | [5 empty] | 262 |  |  | 288.2 | 110 | [6 empty] | 0043168105897 | 20043168105891 |  |  |  | 25 |  | 12 |  | 25000 |  |  |  | 830 | 0.38 | 153.5 | 251 | 160 |  |  |  |  | 300 | [5 empty] | Tubular | Clear |  |  | BOX |  | 198 | 288 EUR. 372 UK | [7 empty] | 95.4 | 100 | 900 |  | OUTER BOX |  |  | 288 | 372 | [5 empty] | 864 |  | 215 x 162 x 349 (mm) |  | U - Universal | [10 empty] | 1116 |  | 29 | [7 empty] | Exempt | [19 empty] | E40 | GE Lighting | 80 | 3600 | 3600 | 25000 | 250 | 110 | Phased-out
92478 | CMH100/TT/UVC/830/E40 | image | datasheet | deeplink | Yes |  |  | 0.431 |  |  | A+ |  | 1.2 | [5 empty] | 100.3 |  |  | 110.28 | 109 | [6 empty] | 0043168924788 | 00043168924788 |  |  |  | 25 |  | 12 |  | 9880 |  |  |  | 830 | 0.398 | 132 | 211 | 120 |  |  |  |  | 240 | [5 empty] | Tubular | Clear |  |  |  |  | 127 | 288 EUR. 372 UK | [7 empty] | 98.5 | 92 | 900 |  |  |  |  | 288 | 372 | [5 empty] | 864 |  | 215 x 162 x 284 (mm) |  | U - Universal | [10 empty] | 1116 |  | 7 | [7 empty] | Exempt | [19 empty] | E40 | GE Lighting | 80 | 2900 | 2900 | 9200 | 100 | 109 | Phased-out
93375 | @LU70/90/XO/T12/27 | image | datasheet | deeplink | Yes |  |  | 0.53 |  | Yes | A+ |  | 1 | [5 empty] | 73.1 |  |  | 80.43 | 90 | [6 empty] | 0043168933759 | 20043168933753 |  |  |  | 25 |  | 25 |  | 6620 |  |  |  |  | 0.43 | 97 | 156 | 60 |  |  |  |  | 300 | [5 empty] | Tubular | Clear |  |  |  |  | 80 | 375 EUR. 500 UK | [7 empty] | 91 | 94 | 240 |  |  |  |  | 375 | 500 | [5 empty] | 1875 |  | 219 x 218 x 208 (mm) |  | U - Universal | [10 empty] | 2500 |  | 10 | [27 empty] | E27 | GE Lighting | 25 | 2100 | 2100 | 6600 | 70 | 90 | Marked for phase-out
45696 | @LU 50/85/XO/D/E27 1/12 | image | datasheet | deeplink | Yes |  |  | 0.53 |  | Yes | A |  | 0.8 | [5 empty] | 53 |  |  | 58.31 | 85 | [6 empty] | 0043168456968 | 10043168456965 |  |  |  | 25 |  | 12 |  | 4060 |  |  |  |  | 0.43 |  | 156 | 65 |  |  |  |  | 180 | [5 empty] | Elliptical | Diffuse |  |  | SLEEVE |  | 130 | 132 EUR. 180 UK | [7 empty] | 77 | 72 | 240 |  | OUTER BOX |  |  | 132 | 180 | [5 empty] | 792 |  | 305 x 230 x 177 (mm) |  | U - Universal | [10 empty] | 1080 |  | 8.3 | [27 empty] | E27 | GE Lighting | 25 | 2100 | 2100 | 3600 | 50 | 85 | Marked for phase-out
93380 | @LU150/100/XO/D/40 | image | datasheet | deeplink | Yes |  |  | 0.53 |  | Yes | A+ |  | 1.8 | [5 empty] | 154.7 |  |  | 170.14 | 100 | [6 empty] | 0043168933803 | 20043168933807 |  |  |  | 25 |  | 12 |  | 17150 |  |  |  |  | 0.43 |  | 227 | 156 |  |  |  |  | 210 | [5 empty] | Elliptical | Diffuse |  |  |  |  | 197 | 96 EUR. 120 UK | [7 empty] | 111 | 113 | 240 |  |  |  |  | 96 | 120 | [5 empty] | 384 |  | 391 x 295 x 255 (mm) |  | U - Universal | [10 empty] | 480 |  | 13.3 | [27 empty] | E40 | GE Lighting | 25 | 2100 | 2100 | 16900 | 150 | 100 | Marked for phase-out
93376 | @LU100/100/XO/T/40 | image | datasheet | deeplink | Yes |  |  | 0.53 |  | Yes | A+ |  | 1.2 | [5 empty] | 101.7 |  |  | 111.89 | 100 | [6 empty] | 0043168933766 | 20043168933760 |  |  |  | 25 |  | 12 |  | 10720 |  |  |  |  | 0.43 | 132 | 211 | 137 |  |  |  |  | 210 | [5 empty] | Tubular | Clear |  |  |  |  | 169 | 288 EUR. 384 UK | [7 empty] | 105 | 107 | 240 |  |  |  |  | 288 | 384 | [5 empty] | 864 |  | 215 x 162 x 284 (mm) |  | U - Universal | [10 empty] | 1152 |  | 13.3 | [27 empty] | E40 | GE Lighting | 25 | 2100 | 2100 | 10700 | 100 | 100 | Marked for phase-out
93379 | @LU100/100/XO/D/40 | image | datasheet | deeplink | Yes |  |  | 0.53 |  | Yes | A+ |  | 1.2 | [5 empty] | 102 |  |  | 112.19 | 100 | [6 empty] | 0043168933797 | 20043168933791 |  |  |  | 25 |  | 12 |  | 10230 |  |  |  |  | 0.43 |  | 186 | 131 |  |  |  |  | 210 | [5 empty] | Elliptical | Diffuse |  |  | SLEEVE |  | 163 | 120 EUR. 168 UK | [7 empty] | 100 | 102 | 240 |  |  |  |  | 120 | 168 | [5 empty] | 600 |  | 331 x 250 x 215 (mm) |  | U - Universal | [10 empty] | 840 |  | 13.3 | [27 empty] | E40 | GE Lighting | 25 | 2100 | 2100 | 10200 | 100 | 100 | Marked for phase-out
93269 | LU400/XO/T/40 | image | datasheet | deeplink | Yes |  |  | 0.53 |  | Yes | A++ |  | 4.5 | [5 empty] | 408 |  |  | 448.34 | 100 | [6 empty] | 0043168932691 | 00043168932691 |  |  |  | 25 |  | 12 |  | 56510 |  |  |  |  | 0.43 | 175 | 292 | 166 |  |  |  |  | 300 | [5 empty] | Tubular | Clear |  |  |  |  | 208 | 288 EUR. 372 UK | [7 empty] | 139 | 141 | 240 |  |  |  |  | 288 | 372 | [5 empty] | 864 |  | 215 x 162 x 349 (mm) |  | U - Universal | [5 empty] | 45.000 hrs |  |  |  |  | 744 |  | 19.173 | [27 empty] | E40 | GE Lighting | 25 | 2100 | 2100 | 56500 | 400 | 100 | Phased-out
93378 | @LU250/XO/T/40 | image | datasheet | deeplink | Yes |  |  | 0.53 |  | Yes | A+ |  | 3 | [5 empty] | 259.8 |  |  | 285.73 | 115 | [6 empty] | 0043168933780 | 20043168933784 |  |  |  | 25 |  | 12 |  | 33210 |  |  |  |  | 0.43 | 158 | 260 | 149 |  |  |  |  | 180 | [5 empty] | Tubular | Clear |  |  |  |  | 190 | 288 EUR. 372 UK | [7 empty] | 128 |  | 240 |  |  |  |  | 288 | 372 | [5 empty] | 864 |  | 215 x 162 x 349 (mm) |  | U - Universal | [5 empty] | 45.000 hrs |  |  |  |  | 744 |  | 23.2 | [27 empty] | E40 | GE Lighting | 25 | 2100 | 2100 | 33000 | 250 | 115 | Marked for phase-out
93377 | @LU150/100/XO/T/40 | image | datasheet | deeplink | Yes |  |  | 0.53 |  | Yes | A+ |  | 1.8 | [5 empty] | 153 |  |  | 168.3 | 100 | [6 empty] | 0043168933773 | 20043168933777 |  |  |  | 25 |  | 12 |  | 17600 |  |  |  |  | 0.43 | 133 | 211 | 143 |  |  |  |  | 240 | [5 empty] | Tubular | Clear |  |  |  |  | 178 | 288 EUR. 372 UK | [7 empty] | 115 | 117 | 240 |  |  |  |  | 288 | 372 | [5 empty] | 864 |  | 215 x 162 x 284 (mm) |  | U - Universal | [5 empty] | 45.000 hrs |  |  |  |  | 1116 |  | 13.3 | [27 empty] | E40 | GE Lighting | 25 | 2100 | 2100 | 17500 | 150 | 100 | Marked for phase-out
36910 | @CMH70/TD/UVC/830/RX7S | image | datasheet | deeplink | Yes |  |  | 0.43 |  | Yes | A+ |  | 1 | [5 empty] | 73.4 |  |  | 80.73 | 95 | [6 empty] | 0043168369107 | 00043168369107 |  |  |  | 25 |  | 12 |  | 6500 |  |  |  | 830 | 0.4 | 57 | 118 | 24 |  |  |  |  | 240 | [5 empty] | Double Ended | Clear |  |  |  |  | 60 | 408 EUR. 540 UK | [7 empty] | 88.6 | 100 | 900 |  |  |  |  | 408 | 540 | [5 empty] | 1632 |  | 176 x 136 x 218 (mm) |  | H45 - Horiz 45 degrees | [10 empty] | 2160 |  | 6.3 | [7 empty] | Exempt | [19 empty] | Rx7s | GE Lighting | 80 | 3000 | 3000 | 7000 | 70 | 95 | Marked for phase-out
20012 | @CMH150/T/UVC/U/830/G12 | image | datasheet | deeplink | Yes |  |  | 0.435 |  | No | A+ |  | 1.9 | [5 empty] | 145.7 |  |  | 160.27 | 93 | [6 empty] | 0043168200127 | 20043168200121 |  |  |  | 25 |  | 12 |  | 14970 |  |  |  | 830 | 0.4 | 56 | 100 | 32 |  |  |  |  | 180 | [5 empty] | Tubular | Clear |  |  |  |  | 42 | 396 EUR. 504 UK | [7 empty] | 102.7 | 93 | 900 |  |  |  |  | 396 | 504 | [5 empty] | 2772 |  | 186 x 146 x 140 (mm) |  | U - Universal | [10 empty] | 3528 |  | 11.6 | [7 empty] | Exempt | [19 empty] | G12 | GE Lighting | 80 | 3000 | 3000 | 14000 | 150 | 93 | Marked for phase-out
13067 | @CMH400/TT/UVC/U/830/E40 | image | datasheet | deeplink | Yes |  |  | 0.43 |  | No | A+ |  | 4.2 | [5 empty] | 412.9 |  |  | 454.14 | 120 | [6 empty] | 0043168130677 | 20043168130671 |  |  |  | 25 |  | 12 |  | 41600 |  |  |  | 830 | 0.39 | 175 | 270 | 176 |  |  |  |  | 240 | [5 empty] | Tubular | Clear |  |  |  |  | 220 | 216 EUR. 264 UK | [7 empty] | 100.8 | 103 | 900 |  |  |  |  | 216 | 264 | [5 empty] | 648 |  | 256 x 194 x 322 (mm) |  | U - Universal | [10 empty] | 792 |  | 38 | [7 empty] | Exempt | [19 empty] | E40 | GE Lighting | 80 | 3050 | 3050 | 41000 | 400 | 120 | Marked for phase-out

## Luminaires & Systems
Luminaires & Systems
Product Code | Description | Image URL (440px) | Datasheet | Deeplink | DIALux Description | Weight [kg] | Mounting type | Lamp type | Number of light sources | Total system power [W] | Dimmability | IP optical compartment | IP electrical compartment | Impact resistance | Class | Operating temperature [°C] | Regulations | Lumen per Meter | Certifications | Emergency option | System Wattage per Meter | Watts / Module (Strip) | Body Colour | Rated lumens [lm] | Rated life L80/B20 [h] | IP Rating | Colour Temperature [K] | Product dimensions (Length) x (Width) x (Height) [mm] | LEDs per Module | Operating voltage [V] | Ambient Temperature [°C] | General warranty [year] | Energy efficiency class (EEC) | Nominal beam angle [°] | Colour consistency in MacAdam steps SDCM | Colour rendering index (CRI) [Ra] | Package quantity | Nominal correlated colour temperature (CCT) [K] | Nominal lumens [lm] | Rated life L90/B10 [h] | Nominal lamp power factor | Rated life L80/B50 [h] | Rated life [h] | Rated life L70/B50 [h] | Rated efficacy [lm/W] | Rated power [W] | Weighted energy consumption [kWh/1000h] | Lumen maintenance code* | Photometric distribution | Rated ambient temperature (tq) related to performance for a luminaire * | Rated abrupt failure value* | Accessories | Product status | Photometric code* | Rated chromaticity co-ordinate values both initial and maintained* | IEC protection class | Impact resistance (IK) | IP front (optical) | IP back (electrical) | Operating temperature max [°C] | Lamp input current [mA] | Operating temperature min [°C] | Box quantity | System power [W] | Body color | Rated frequency or frequency range [Hz] | Cooling | Light source | Controllability | Product category | Product family | Application areas | Direct Shipment pair | UGR value (4H8H) | Nominal luminous flux [lm] | Sensor | Rated life L90/B50 [h] | Photobioligical risk | DUN Code | Accessory | Rated efficacy [μmol/J] | Efficacy (PPFD μmol/J) | Ingress protection | Rated life L80/B10 [h]
93120842 | Tung Mariner CL G1 5' 51W 865 D DS | image | datasheet | deeplink | TUNGSRAM - Mariner Clip - 6920lm - 51W - 6500K - 80CRI - 93120842[SKU] - Surface | 1.8 | Surface | LED | 1 | 51 | [8 empty] | CE. UKCA | [6 empty] | 65 | 6500 | 1530 x 78 x 75 |  | 220-240V |  | 5 | D | 115 | max 6 | >80 |  | 6500 |  |  | >=0.9 |  |  | 60000 | 135 |  |  |  | Medium | 40 |  |  | Available |  |  | Class I | IK08 | 65 | 65 | 40 | 230 | -20 | 1 | 51 | Gray | 50/60Hz | Passive | LED | dimmable | Weatherproof luminaires | Waterproof Clip Mariner | Warehouses / factories; Garage |  |  | 6920 | No sensor |  | RG0 | 15994100095313 |  |  |  |  | 50000
93120841 | Tung Mariner CL G1 5' 30W 865 D DS | image | datasheet | deeplink | TUNGSRAM - Mariner Clip - 4140lm - 30W - 6500K - 80CRI - 93120841[SKU] - Surface | 1.7 | Surface | LED | 1 | 30 | [8 empty] | CE. UKCA | [6 empty] | 65 | 6500 | 1530 x 78 x 75 |  | 220-240V |  | 5 | D | 115 | max 6 | >80 |  | 6500 |  |  | >=0.9 |  |  | 60000 | 138 |  |  |  | Medium | 50 |  |  | Available |  |  | Class I | IK08 | 65 | 65 | 40 | 135 | -20 | 1 | 30 | Gray | 50/60Hz | Passive | LED | dimmable | Weatherproof luminaires | Waterproof Clip Mariner | Warehouses / factories; Garage |  |  | 4140 | No sensor |  | RG0 | 15994100094682 |  |  |  |  | 50000
93120840 | Tung Mariner CL G1 4' 32W 865 D DS | image | datasheet | deeplink | TUNGSRAM - Mariner Clip - 4500lm - 32W - 6500K - 80CRI - 93120840[SKU] - Surface | 1.4 | Surface | LED | 1 | 32 | [8 empty] | CE. UKCA | [6 empty] | 65 | 6500 | 1230 x 78 x 75 |  | 220-240V |  | 5 | D | 115 | max 6 | >80 |  | 6500 |  |  | >=0.9 |  |  | 60000 | 140 |  |  |  | Medium | 50 |  |  | Available |  |  | Class I | IK08 | 65 | 65 | 50 | 145 | -20 | 1 | 32 | Gray | 50/60Hz | Passive | LED | dimmable | Weatherproof luminaires | Waterproof Clip Mariner | Warehouses / factories; Garage |  |  | 4500 | No sensor |  | RG0 | 15994100095207 |  |  |  |  | 50000
93120839 | Tung Mariner CL G1 4' 21W 865 D DS | image | datasheet | deeplink | TUNGSRAM - Mariner Clip - 2950lm - 21W - 6500K - 80CRI - 93120839[SKU] - Surface | 1.4 | Surface | LED | 1 | 21 | [8 empty] | CE. UKCA | [6 empty] | 65 | 6500 | 1230 x 78 x 75 |  | 220-240V |  | 5 | D | 115 | max 6 | >80 |  | 6500 |  |  | >=0.9 |  |  | 60000 | 140 |  |  |  | Medium | 50 |  |  | Available |  |  | Class I | IK08 | 65 | 65 | 50 | 95 | -20 | 1 | 21 | Gray | 50/60Hz | Passive | LED | dimmable | Weatherproof luminaires | Waterproof Clip Mariner | Warehouses / factories; Garage |  |  | 2950 | No sensor |  | RG0 | 15994100094668 |  |  |  |  | 50000
93120838 | Tung Mariner CL G1 5' 50W 865 S DS | image | datasheet | deeplink | TUNGSRAM - Mariner Clip - 7000lm - 50W - 6500K - 80CRI - 93120838[SKU] - Surface | 1.7 | Surface | LED | 1 | 50 | [8 empty] | CE. UKCA | [6 empty] | 65 | 6500 | 1530 x 78 x 75 |  | 220-240V |  | 5 | D | 115 | max 6 | >80 |  | 6500 |  |  | >=0.9 |  |  | 60000 | 140 |  |  |  | Medium | 50 |  |  | Available |  |  | Class I | IK08 | 65 | 65 | 50 | 230 | -20 | 1 | 50 | Gray | 50/60Hz | Passive | LED | none | Weatherproof luminaires | Waterproof Clip Mariner | Warehouses / factories; Garage |  |  | 7000 | No sensor |  | RG0 | 15994100094651 |  |  |  |  | 50000
93120837 | Tung Mariner CL G1 5' 31W 865 S DS | image | datasheet | deeplink | TUNGSRAM - Mariner Clip - 4350lm - 31W - 6500K - 80CRI - 93120837[SKU] - Surface | 1.7 | Surface | LED | 1 | 31 | [8 empty] | CE. UKCA | [6 empty] | 65 | 6500 | 1530 x 78 x 75 |  | 220-240V |  | 5 | D | 115 | max 6 | >80 |  | 6500 |  |  | >=0.9 |  |  | 60000 | 140 |  |  |  | Medium | 50 |  |  | Available |  |  | Class I | IK08 | 65 | 65 | 50 | 140 | -20 | 1 | 31 | Gray | 50/60Hz | Passive | LED | none | Weatherproof luminaires | Waterproof Clip Mariner | Warehouses / factories; Garage |  |  | 4350 | No sensor |  | RG0 | 15994100094644 |  |  |  |  | 50000
93120533 | Tung Mariner CL G1 4' 36W 865 S DS | image | datasheet | deeplink | TUNGSRAM - Mariner Clip - 4900lm - 36W - 6500K - 80CRI - 93120533[SKU] - Surface | 1.4 | Surface | LED | 1 | 36 | [8 empty] | CE. UKCA | [6 empty] | 65 | 6500 | 1230 x 78 x 75 |  | 220-240V |  | 5 | D | 115 | max 6 | >80 |  | 6500 |  |  | >=0.9 |  |  | 60000 | 136 |  |  |  | Medium | 50 |  |  | Available |  |  | Class I | IK08 | 65 | 65 | 50 | 160 | -20 | 1 | 36 | Gray | 50/60Hz | Passive | LED | none | Weatherproof luminaires | Waterproof Clip Mariner | Warehouses / factories; Garage |  |  | 4900 | No sensor |  | RG0 | 15994100090929 |  |  |  |  | 50000
93120836 | Tung Mariner CL G1 4' 33W 865 S DS | image | datasheet | deeplink | TUNGSRAM - Mariner Clip - 4650lm - 33W - 6500K - 80CRI - 93120836[SKU] - Surface | 1.4 | Surface | LED | 1 | 33 | [8 empty] | CE. UKCA | [6 empty] | 65 | 6500 | 1230 x 78 x 75 |  | 220-240V |  | 5 | D | 115 | max 6 | >80 |  | 6500 |  |  | >=0.9 |  |  | 60000 | 140 |  |  |  | Medium | 50 |  |  | Available |  |  | Class I | IK08 | 65 | 65 | 50 | 150 | -20 | 1 | 33 | Gray | 50/60Hz | Passive | LED | none | Weatherproof luminaires | Waterproof Clip Mariner | Warehouses / factories; Garage |  |  | 4650 | No sensor |  | RG0 | 15994100094637 |  |  |  |  | 50000
93120835 | Tung Mariner CL G1 4' 22W 865 S DS | image | datasheet | deeplink | TUNGSRAM - Mariner Clip - 3080lm - 22W - 6500K - 80CRI - 93120835[SKU] - Surface | 1.4 | Surface | LED | 1 | 22 | [8 empty] | CE. UKCA | [6 empty] | 65 | 6500 | 1230 x 78 x 75 |  | 220-240V |  | 5 | D | 115 | max 6 | >80 |  | 6500 |  |  | >=0.9 |  |  | 60000 | 140 |  |  |  | Medium | 50 |  |  | Available |  |  | Class I | IK08 | 65 | 65 | 50 | 100 | -20 | 1 | 22 | Gray | 50/60Hz | Passive | LED | none | Weatherproof luminaires | Waterproof Clip Mariner | Warehouses / factories; Garage |  |  | 3080 | No sensor |  | RG0 | 15994100094620 |  |  |  |  | 50000
TBD | AUR-2S60-850-U8-RFM-ST | image | datasheet | deeplink | TUNGSRAM - Tungsram Auriso - 50600lm - 428W - 5000K - 80CRI - TBD[SKU] - Bracket. Y-cable | 3.19 | Bracket. Y-cable | LED | 1 | 428 | [8 empty] | CE | [6 empty] | 20 | 5000 | 820x250x75 |  | 220-240V |  | 5 | A++ | 80° | 3 | 80 |  | 5000 |  | 57000 | >=0.95 | 134000 |  |  | 118.2243 |  |  | 9 | U8 | 25 | max. 10% at 100.000 hrs |  | Available | 850/339 | Cx=0.3447;Cy=0.3553 | Class I | IK08 | IP20 | IP20 | 45 | 2320 | -25 | 1 | 428 | RAL9016 | 50-60Hz | Passive | LED | embedded sensor system | High Bay Rectangular | Tungsram Auriso | Indoor industrial |  | 25.6 | 50600 | Yes |  | risk group 1 |  | Bracket kit. Tilted bracket kit. Busbar bracket kit. Cable hook pair
TBD | AUR-2S60-840-U8-RFM-ST | image | datasheet | deeplink | TUNGSRAM - Tungsram Auriso - 49300lm - 428W - 4000K - 80CRI - TBD[SKU] - Bracket. Y-cable | 3.19 | Bracket. Y-cable | LED | 1 | 428 | [8 empty] | CE | [6 empty] | 20 | 4000 | 820x250x75 |  | 220-240V |  | 5 | A++ | 80° | 3 | 80 |  | 4000 |  | 57000 | >=0.95 | 134000 |  |  | 115.1869 |  |  | 9 | U8 | 25 | max. 10% at 100.000 hrs |  | Available | 840/339 | Cx=0.3818;Cy=0.3797 | Class I | IK08 | IP20 | IP20 | 45 | 2320 | -25 | 1 | 428 | RAL9016 | 50-60Hz | Passive | LED | embedded sensor system | High Bay Rectangular | Tungsram Auriso | Indoor industrial |  | 25.6 | 49300 | Yes |  | risk group 1 |  | Bracket kit. Tilted bracket kit. Busbar bracket kit. Cable hook pair
TBD | AUR-2S60-830-U8-RFM-ST | image | datasheet | deeplink | TUNGSRAM - Tungsram Auriso - 46500lm - 428W - 3000K - 80CRI - TBD[SKU] - Bracket. Y-cable | 3.19 | Bracket. Y-cable | LED | 1 | 428 | [8 empty] | CE | [6 empty] | 20 | 3000 | 820x250x75 |  | 220-240V |  | 5 | A++ | 80° | 3 | 80 |  | 3000 |  | 57000 | >=0.95 | 134000 |  |  | 108.6449 |  |  | 9 | U8 | 25 | max. 10% at 100.000 hrs |  | Available | 830/339 | Cx=0.4338;Cy=0.4030 | Class I | IK08 | IP20 | IP20 | 45 | 2320 | -25 | 1 | 428 | RAL9016 | 50-60Hz | Passive | LED | embedded sensor system | High Bay Rectangular | Tungsram Auriso | Indoor industrial |  | 25.4 | 46500 | Yes |  | risk group 1 |  | Bracket kit. Tilted bracket kit. Busbar bracket kit. Cable hook pair
TBD | AUR-2S60-750-U8-RFM-ST | image | datasheet | deeplink | TUNGSRAM - Tungsram Auriso - 52100lm - 428W - 5000K - 70CRI - TBD[SKU] - Bracket. Y-cable | 3.19 | Bracket. Y-cable | LED | 1 | 428 | [8 empty] | CE | [6 empty] | 20 | 5000 | 820x250x75 |  | 220-240V |  | 5 | A++ | 80° | 3 | 70 |  | 5000 |  | 57000 | >=0.95 | 134000 |  |  | 121.729 |  |  | 9 | U8 | 25 | max. 10% at 100.000 hrs |  | Available | 750/339 | Cx=0.3447;Cy=0.3553 | Class I | IK08 | IP20 | IP20 | 45 | 2320 | -25 | 1 | 428 | RAL9016 | 50-60Hz | Passive | LED | embedded sensor system | High Bay Rectangular | Tungsram Auriso | Indoor industrial |  | 25.8 | 52100 | Yes |  | risk group 1 |  | Bracket kit. Tilted bracket kit. Busbar bracket kit. Cable hook pair
TBD | AUR-2S60-740-U8-RFM-ST | image | datasheet | deeplink | TUNGSRAM - Tungsram Auriso - 51900lm - 428W - 4000K - 70CRI - TBD[SKU] - Bracket. Y-cable | 3.19 | Bracket. Y-cable | LED | 1 | 428 | [8 empty] | CE | [6 empty] | 20 | 4000 | 820x250x75 |  | 220-240V |  | 5 | A++ | 80° | 3 | 70 |  | 4000 |  | 57000 | >=0.95 | 134000 |  |  | 121.2617 |  |  | 9 | U8 | 25 | max. 10% at 100.000 hrs |  | Available | 740/339 | Cx=0.4338;Cy=0.4030 | Class I | IK08 | IP20 | IP20 | 45 | 2320 | -25 | 1 | 428 | RAL9016 | 50-60Hz | Passive | LED | embedded sensor system | High Bay Rectangular | Tungsram Auriso | Indoor industrial |  | 25.8 | 51900 | Yes |  | risk group 1 |  | Bracket kit. Tilted bracket kit. Busbar bracket kit. Cable hook pair
TBD | AUR-2S60-730-U8-RFM-ST | image | datasheet | deeplink | TUNGSRAM - Tungsram Auriso - 50500lm - 428W - 3000K - 70CRI - TBD[SKU] - Bracket. Y-cable | 3.19 | Bracket. Y-cable | LED | 1 | 428 | [8 empty] | CE | [6 empty] | 20 | 3000 | 820x250x75 |  | 220-240V |  | 5 | A++ | 80° | 3 | 70 |  | 3000 |  | 57000 | >=0.95 | 134000 |  |  | 117.9907 |  |  | 9 | U8 | 25 | max. 10% at 100.000 hrs |  | Available | 730/339 | Cx=0.4338;Cy=0.4030 | Class I | IK08 | IP20 | IP20 | 45 | 2320 | -25 | 1 | 428 | RAL9016 | 50-60Hz | Passive | LED | embedded sensor system | High Bay Rectangular | Tungsram Auriso | Indoor industrial |  | 25.7 | 50500 | Yes |  | risk group 1 |  | Bracket kit. Tilted bracket kit. Busbar bracket kit. Cable hook pair
TBD | AUR-2S60-850-U6-RFM-ST | image | datasheet | deeplink | TUNGSRAM - Tungsram Auriso - 46300lm - 428W - 5000K - 80CRI - TBD[SKU] - Bracket. Y-cable | 3.19 | Bracket. Y-cable | LED | 1 | 428 | [8 empty] | CE | [6 empty] | 20 | 5000 | 820x250x75 |  | 220-240V |  | 5 | A++ | 65° | 3 | 80 |  | 5000 |  | 57000 | >=0.95 | 134000 |  |  | 108.1776 |  |  | 9 | U6 | 25 | max. 10% at 100.000 hrs |  | Available | 850/339 | Cx=0.3447;Cy=0.3553 | Class I | IK08 | IP50 | IP20 | 45 | 2320 | -25 | 1 | 428 | RAL9016 | 50-60Hz | Passive | LED | embedded sensor system | High Bay Rectangular | Tungsram Auriso | Indoor industrial |  | 24.2 | 46300 | Yes |  | risk group 1 |  | Bracket kit. Tilted bracket kit. Busbar bracket kit. Cable hook pair
TBD | AUR-2S60-840-U6-RFM-ST | image | datasheet | deeplink | TUNGSRAM - Tungsram Auriso - 45100lm - 428W - 4000K - 80CRI - TBD[SKU] - Bracket. Y-cable | 3.19 | Bracket. Y-cable | LED | 1 | 428 | [8 empty] | CE | [6 empty] | 20 | 4000 | 820x250x75 |  | 220-240V |  | 5 | A++ | 65° | 3 | 80 |  | 4000 |  | 57000 | >=0.95 | 134000 |  |  | 105.3738 |  |  | 9 | U6 | 25 | max. 10% at 100.000 hrs |  | Available | 840/339 | Cx=0.3818;Cy=0.3797 | Class I | IK08 | IP50 | IP20 | 45 | 2320 | -25 | 1 | 428 | RAL9016 | 50-60Hz | Passive | LED | embedded sensor system | High Bay Rectangular | Tungsram Auriso | Indoor industrial |  | 24.2 | 45100 | Yes |  | risk group 1 |  | Bracket kit. Tilted bracket kit. Busbar bracket kit. Cable hook pair
TBD | AUR-2S60-830-U6-RFM-ST | image | datasheet | deeplink | TUNGSRAM - Tungsram Auriso - 42400lm - 428W - 3000K - 80CRI - TBD[SKU] - Bracket. Y-cable | 3.19 | Bracket. Y-cable | LED | 1 | 428 | [8 empty] | CE | [6 empty] | 20 | 3000 | 820x250x75 |  | 220-240V |  | 5 | A++ | 65° | 3 | 80 |  | 3000 |  | 57000 | >=0.95 | 134000 |  |  | 99.0654 |  |  | 9 | U6 | 25 | max. 10% at 100.000 hrs |  | Available | 830/339 | Cx=0.4338;Cy=0.4030 | Class I | IK08 | IP50 | IP20 | 45 | 2320 | -25 | 1 | 428 | RAL9016 | 50-60Hz | Passive | LED | embedded sensor system | High Bay Rectangular | Tungsram Auriso | Indoor industrial |  | 24.1 | 42400 | Yes |  | risk group 1 |  | Bracket kit. Tilted bracket kit. Busbar bracket kit. Cable hook pair
TBD | AUR-2S60-750-U6-RFM-ST | image | datasheet | deeplink | TUNGSRAM - Tungsram Auriso - 47600lm - 428W - 5000K - 70CRI - TBD[SKU] - Bracket. Y-cable | 3.19 | Bracket. Y-cable | LED | 1 | 428 | [8 empty] | CE | [6 empty] | 20 | 5000 | 820x250x75 |  | 220-240V |  | 5 | A++ | 65° | 3 | 70 |  | 5000 |  | 57000 | >=0.95 | 134000 |  |  | 111.215 |  |  | 9 | U6 | 25 | max. 10% at 100.000 hrs |  | Available | 750/339 | Cx=0.3447;Cy=0.3553 | Class I | IK08 | IP50 | IP20 | 45 | 2320 | -25 | 1 | 428 | RAL9016 | 50-60Hz | Passive | LED | embedded sensor system | High Bay Rectangular | Tungsram Auriso | Indoor industrial |  | 24.5 | 47600 | Yes |  | risk group 1 |  | Bracket kit. Tilted bracket kit. Busbar bracket kit. Cable hook pair
TBD | AUR-2S60-740-U6-RFM-ST | image | datasheet | deeplink | TUNGSRAM - Tungsram Auriso - 47400lm - 428W - 4000K - 70CRI - TBD[SKU] - Bracket. Y-cable | 3.19 | Bracket. Y-cable | LED | 1 | 428 | [8 empty] | CE | [6 empty] | 20 | 4000 | 820x250x75 |  | 220-240V |  | 5 | A++ | 65° | 3 | 70 |  | 4000 |  | 57000 | >=0.95 | 134000 |  |  | 110.7477 |  |  | 9 | U6 | 25 | max. 10% at 100.000 hrs |  | Available | 740/339 | Cx=0.4338;Cy=0.4030 | Class I | IK08 | IP50 | IP20 | 45 | 2320 | -25 | 1 | 428 | RAL9016 | 50-60Hz | Passive | LED | embedded sensor system | High Bay Rectangular | Tungsram Auriso | Indoor industrial |  | 24.5 | 47400 | Yes |  | risk group 1 |  | Bracket kit. Tilted bracket kit. Busbar bracket kit. Cable hook pair
TBD | AUR-2S60-730-U6-RFM-ST | image | datasheet | deeplink | TUNGSRAM - Tungsram Auriso - 46100lm - 428W - 3000K - 70CRI - TBD[SKU] - Bracket. Y-cable | 3.19 | Bracket. Y-cable | LED | 1 | 428 | [8 empty] | CE | [6 empty] | 20 | 3000 | 820x250x75 |  | 220-240V |  | 5 | A++ | 65° | 3 | 70 |  | 3000 |  | 57000 | >=0.95 | 134000 |  |  | 107.7103 |  |  | 9 | U6 | 25 | max. 10% at 100.000 hrs |  | Available | 730/339 | Cx=0.4338;Cy=0.4030 | Class I | IK08 | IP50 | IP20 | 45 | 2320 | -25 | 1 | 428 | RAL9016 | 50-60Hz | Passive | LED | embedded sensor system | High Bay Rectangular | Tungsram Auriso | Indoor industrial |  | 24.3 | 46100 | Yes |  | risk group 1 |  | Bracket kit. Tilted bracket kit. Busbar bracket kit. Cable hook pair
TBD | AUR-2S60-850-U4-RFM-ST | image | datasheet | deeplink | TUNGSRAM - Tungsram Auriso - 48200lm - 428W - 5000K - 80CRI - TBD[SKU] - Bracket. Y-cable | 3.19 | Bracket. Y-cable | LED | 1 | 428 | [8 empty] | CE | [6 empty] | 20 | 5000 | 820x250x75 |  | 220-240V |  | 5 | A++ | 45° | 3 | 80 |  | 5000 |  | 57000 | >=0.95 | 134000 |  |  | 112.6168 |  |  | 9 | U4 | 25 | max. 10% at 100.000 hrs |  | Available | 850/339 | Cx=0.3447;Cy=0.3553 | Class I | IK08 | IP50 | IP20 | 45 | 2320 | -25 | 1 | 428 | RAL9016 | 50-60Hz | Passive | LED | embedded sensor system | High Bay Rectangular | Tungsram Auriso | Indoor industrial |  | 23.5 | 48200 | Yes |  | risk group 1 |  | Bracket kit. Tilted bracket kit. Busbar bracket kit. Cable hook pair
TBD | AUR-2S60-840-U4-RFM-ST | image | datasheet | deeplink | TUNGSRAM - Tungsram Auriso - 47000lm - 428W - 4000K - 80CRI - TBD[SKU] - Bracket. Y-cable | 3.19 | Bracket. Y-cable | LED | 1 | 428 | [8 empty] | CE | [6 empty] | 20 | 4000 | 820x250x75 |  | 220-240V |  | 5 | A++ | 45° | 3 | 80 |  | 4000 |  | 57000 | >=0.95 | 134000 |  |  | 109.8131 |  |  | 9 | U4 | 25 | max. 10% at 100.000 hrs |  | Available | 840/339 | Cx=0.3818;Cy=0.3797 | Class I | IK08 | IP50 | IP20 | 45 | 2320 | -25 | 1 | 428 | RAL9016 | 50-60Hz | Passive | LED | embedded sensor system | High Bay Rectangular | Tungsram Auriso | Indoor industrial |  | 23.5 | 47000 | Yes |  | risk group 1 |  | Bracket kit. Tilted bracket kit. Busbar bracket kit. Cable hook pair
TBD | AUR-2S60-830-U4-RFM-ST | image | datasheet | deeplink | TUNGSRAM - Tungsram Auriso - 44200lm - 428W - 3000K - 80CRI - TBD[SKU] - Bracket. Y-cable | 3.19 | Bracket. Y-cable | LED | 1 | 428 | [8 empty] | CE | [6 empty] | 20 | 3000 | 820x250x75 |  | 220-240V |  | 5 | A++ | 45° | 3 | 80 |  | 3000 |  | 57000 | >=0.95 | 134000 |  |  | 103.271 |  |  | 9 | U4 | 25 | max. 10% at 100.000 hrs |  | Available | 830/339 | Cx=0.4338;Cy=0.4030 | Class I | IK08 | IP50 | IP20 | 45 | 2320 | -25 | 1 | 428 | RAL9016 | 50-60Hz | Passive | LED | embedded sensor system | High Bay Rectangular | Tungsram Auriso | Indoor industrial |  | 23.4 | 44200 | Yes |  | risk group 1 |  | Bracket kit. Tilted bracket kit. Busbar bracket kit. Cable hook pair
TBD | AUR-2S60-750-U4-RFM-ST | image | datasheet | deeplink | TUNGSRAM - Tungsram Auriso - 49600lm - 428W - 5000K - 70CRI - TBD[SKU] - Bracket. Y-cable | 3.19 | Bracket. Y-cable | LED | 1 | 428 | [8 empty] | CE | [6 empty] | 20 | 5000 | 820x250x75 |  | 220-240V |  | 5 | A++ | 45° | 3 | 70 |  | 5000 |  | 57000 | >=0.95 | 134000 |  |  | 115.8879 |  |  | 9 | U4 | 25 | max. 10% at 100.000 hrs |  | Available | 750/339 | Cx=0.3447;Cy=0.3553 | Class I | IK08 | IP50 | IP20 | 45 | 2320 | -25 | 1 | 428 | RAL9016 | 50-60Hz | Passive | LED | embedded sensor system | High Bay Rectangular | Tungsram Auriso | Indoor industrial |  | 23.8 | 49600 | Yes |  | risk group 1 |  | Bracket kit. Tilted bracket kit. Busbar bracket kit. Cable hook pair
TBD | AUR-2S60-740-U4-RFM-ST | image | datasheet | deeplink | TUNGSRAM - Tungsram Auriso - 49400lm - 428W - 4000K - 70CRI - TBD[SKU] - Bracket. Y-cable | 3.19 | Bracket. Y-cable | LED | 1 | 428 | [8 empty] | CE | [6 empty] | 20 | 4000 | 820x250x75 |  | 220-240V |  | 5 | A++ | 45° | 3 | 70 |  | 4000 |  | 57000 | >=0.95 | 134000 |  |  | 115.4206 |  |  | 9 | U4 | 25 | max. 10% at 100.000 hrs |  | Available | 740/339 | Cx=0.4338;Cy=0.4030 | Class I | IK08 | IP50 | IP20 | 45 | 2320 | -25 | 1 | 428 | RAL9016 | 50-60Hz | Passive | LED | embedded sensor system | High Bay Rectangular | Tungsram Auriso | Indoor industrial |  | 23.8 | 49400 | Yes |  | risk group 1 |  | Bracket kit. Tilted bracket kit. Busbar bracket kit. Cable hook pair
TBD | AUR-2S60-730-U4-RFM-ST | image | datasheet | deeplink | TUNGSRAM - Tungsram Auriso - 48100lm - 428W - 3000K - 70CRI - TBD[SKU] - Bracket. Y-cable | 3.19 | Bracket. Y-cable | LED | 1 | 428 | [8 empty] | CE | [6 empty] | 20 | 3000 | 820x250x75 |  | 220-240V |  | 5 | A++ | 45° | 3 | 70 |  | 3000 |  | 57000 | >=0.95 | 134000 |  |  | 112.3832 |  |  | 9 | U4 | 25 | max. 10% at 100.000 hrs |  | Available | 730/339 | Cx=0.4338;Cy=0.4030 | Class I | IK08 | IP50 | IP20 | 45 | 2320 | -25 | 1 | 428 | RAL9016 | 50-60Hz | Passive | LED | embedded sensor system | High Bay Rectangular | Tungsram Auriso | Indoor industrial |  | 23.6 | 48100 | Yes |  | risk group 1 |  | Bracket kit. Tilted bracket kit. Busbar bracket kit. Cable hook pair
TBD | AUR-2S60-850-L9-RFM-ST | image | datasheet | deeplink | TUNGSRAM - Tungsram Auriso - 58500lm - 428W - 5000K - 80CRI - TBD[SKU] - Bracket. Y-cable | 3.19 | Bracket. Y-cable | LED | 1 | 428 | [8 empty] | CE | [6 empty] | 20 | 5000 | 820x250x75 |  | 220-240V |  | 5 | A++ | 90° | 3 | 80 |  | 5000 |  | 57000 | >=0.95 | 134000 |  |  | 136.6822 |  |  | 9 | L9 | 25 | max. 10% at 100.000 hrs |  | Available | 850/339 | Cx=0.3447;Cy=0.3553 | Class I | IK08 | IP50 | IP20 | 45 | 2320 | -25 | 1 | 428 | RAL9016 | 50-60Hz | Passive | LED | embedded sensor system | High Bay Rectangular | Tungsram Auriso | Indoor industrial |  | 26 | 58500 | Yes |  | risk group 1 |  | Bracket kit. Tilted bracket kit. Busbar bracket kit. Cable hook pair
TBD | AUR-2S60-840-L9-RFM-ST | image | datasheet | deeplink | TUNGSRAM - Tungsram Auriso - 57000lm - 428W - 4000K - 80CRI - TBD[SKU] - Bracket. Y-cable | 3.19 | Bracket. Y-cable | LED | 1 | 428 | [8 empty] | CE | [6 empty] | 20 | 4000 | 820x250x75 |  | 220-240V |  | 5 | A++ | 90° | 3 | 80 |  | 4000 |  | 57000 | >=0.95 | 134000 |  |  | 133.1776 |  |  | 9 | L9 | 25 | max. 10% at 100.000 hrs |  | Available | 840/339 | Cx=0.3818;Cy=0.3797 | Class I | IK08 | IP50 | IP20 | 45 | 2320 | -25 | 1 | 428 | RAL9016 | 50-60Hz | Passive | LED | embedded sensor system | High Bay Rectangular | Tungsram Auriso | Indoor industrial |  | 26 | 57000 | Yes |  | risk group 1 |  | Bracket kit. Tilted bracket kit. Busbar bracket kit. Cable hook pair
TBD | AUR-2S60-830-L9-RFM-ST | image | datasheet | deeplink | TUNGSRAM - Tungsram Auriso - 53700lm - 428W - 3000K - 80CRI - TBD[SKU] - Bracket. Y-cable | 3.19 | Bracket. Y-cable | LED | 1 | 428 | [8 empty] | CE | [6 empty] | 20 | 3000 | 820x250x75 |  | 220-240V |  | 5 | A++ | 90° | 3 | 80 |  | 3000 |  | 57000 | >=0.95 | 134000 |  |  | 125.4673 |  |  | 9 | L9 | 25 | max. 10% at 100.000 hrs |  | Available | 830/339 | Cx=0.4338;Cy=0.4030 | Class I | IK08 | IP50 | IP20 | 45 | 2320 | -25 | 1 | 428 | RAL9016 | 50-60Hz | Passive | LED | embedded sensor system | High Bay Rectangular | Tungsram Auriso | Indoor industrial |  | 25.8 | 53700 | Yes |  | risk group 1 |  | Bracket kit. Tilted bracket kit. Busbar bracket kit. Cable hook pair
TBD | AUR-2S60-750-L9-RFM-ST | image | datasheet | deeplink | TUNGSRAM - Tungsram Auriso - 60100lm - 428W - 5000K - 70CRI - TBD[SKU] - Bracket. Y-cable | 3.19 | Bracket. Y-cable | LED | 1 | 428 | [8 empty] | CE | [6 empty] | 20 | 5000 | 820x250x75 |  | 220-240V |  | 5 | A++ | 90° | 3 | 70 |  | 5000 |  | 57000 | >=0.95 | 134000 |  |  | 140.4206 |  |  | 9 | L9 | 25 | max. 10% at 100.000 hrs |  | Available | 750/339 | Cx=0.3447;Cy=0.3553 | Class I | IK08 | IP50 | IP20 | 45 | 2320 | -25 | 1 | 428 | RAL9016 | 50-60Hz | Passive | LED | embedded sensor system | High Bay Rectangular | Tungsram Auriso | Indoor industrial |  | 26.2 | 60100 | Yes |  | risk group 1 |  | Bracket kit. Tilted bracket kit. Busbar bracket kit. Cable hook pair
TBD | AUR-2S60-740-L9-RFM-ST | image | datasheet | deeplink | TUNGSRAM - Tungsram Auriso - 60000lm - 428W - 4000K - 70CRI - TBD[SKU] - Bracket. Y-cable | 3.19 | Bracket. Y-cable | LED | 1 | 428 | [8 empty] | CE | [6 empty] | 20 | 4000 | 820x250x75 |  | 220-240V |  | 5 | A++ | 90° | 3 | 70 |  | 4000 |  | 57000 | >=0.95 | 134000 |  |  | 140.1869 |  |  | 9 | L9 | 25 | max. 10% at 100.000 hrs |  | Available | 740/339 | Cx=0.4338;Cy=0.4030 | Class I | IK08 | IP50 | IP20 | 45 | 2320 | -25 | 1 | 428 | RAL9016 | 50-60Hz | Passive | LED | embedded sensor system | High Bay Rectangular | Tungsram Auriso | Indoor industrial |  | 26.2 | 60000 | Yes |  | risk group 1 |  | Bracket kit. Tilted bracket kit. Busbar bracket kit. Cable hook pair
TBD | AUR-2S60-730-L9-RFM-ST | image | datasheet | deeplink | TUNGSRAM - Tungsram Auriso - 58300lm - 428W - 3000K - 70CRI - TBD[SKU] - Bracket. Y-cable | 3.19 | Bracket. Y-cable | LED | 1 | 428 | [8 empty] | CE | [6 empty] | 20 | 3000 | 820x250x75 |  | 220-240V |  | 5 | A++ | 90° | 3 | 70 |  | 3000 |  | 57000 | >=0.95 | 134000 |  |  | 136.215 |  |  | 9 | L9 | 25 | max. 10% at 100.000 hrs |  | Available | 730/339 | Cx=0.4338;Cy=0.4030 | Class I | IK08 | IP50 | IP20 | 45 | 2320 | -25 | 1 | 428 | RAL9016 | 50-60Hz | Passive | LED | embedded sensor system | High Bay Rectangular | Tungsram Auriso | Indoor industrial |  | 26.1 | 58300 | Yes |  | risk group 1 |  | Bracket kit. Tilted bracket kit. Busbar bracket kit. Cable hook pair
TBD | AUR-2S60-850-L6-RFM-ST | image | datasheet | deeplink | TUNGSRAM - Tungsram Auriso - 56200lm - 428W - 5000K - 80CRI - TBD[SKU] - Bracket. Y-cable | 3.19 | Bracket. Y-cable | LED | 1 | 428 | [8 empty] | CE | [6 empty] | 20 | 5000 | 820x250x75 |  | 220-240V |  | 5 | A++ | 70° | 3 | 80 |  | 5000 |  | 57000 | >=0.95 | 134000 |  |  | 131.3084 |  |  | 9 | L6 | 25 | max. 10% at 100.000 hrs |  | Available | 850/339 | Cx=0.3447;Cy=0.3553 | Class I | IK08 | IP50 | IP20 | 45 | 2320 | -25 | 1 | 428 | RAL9016 | 50-60Hz | Passive | LED | embedded sensor system | High Bay Rectangular | Tungsram Auriso | Indoor industrial |  | 24.4 | 56200 | Yes |  | risk group 1 |  | Bracket kit. Tilted bracket kit. Busbar bracket kit. Cable hook pair
TBD | AUR-2S60-840-L6-RFM-ST | image | datasheet | deeplink | TUNGSRAM - Tungsram Auriso - 54800lm - 428W - 4000K - 80CRI - TBD[SKU] - Bracket. Y-cable | 3.19 | Bracket. Y-cable | LED | 1 | 428 | [8 empty] | CE | [6 empty] | 20 | 4000 | 820x250x75 |  | 220-240V |  | 5 | A++ | 70° | 3 | 80 |  | 4000 |  | 57000 | >=0.95 | 134000 |  |  | 128.0374 |  |  | 9 | L6 | 25 | max. 10% at 100.000 hrs |  | Available | 840/339 | Cx=0.3818;Cy=0.3797 | Class I | IK08 | IP50 | IP20 | 45 | 2320 | -25 | 1 | 428 | RAL9016 | 50-60Hz | Passive | LED | embedded sensor system | High Bay Rectangular | Tungsram Auriso | Indoor industrial |  | 24.4 | 54800 | Yes |  | risk group 1 |  | Bracket kit. Tilted bracket kit. Busbar bracket kit. Cable hook pair
TBD | AUR-2S60-830-L6-RFM-ST | image | datasheet | deeplink | TUNGSRAM - Tungsram Auriso - 51600lm - 428W - 3000K - 80CRI - TBD[SKU] - Bracket. Y-cable | 3.19 | Bracket. Y-cable | LED | 1 | 428 | [8 empty] | CE | [6 empty] | 20 | 3000 | 820x250x75 |  | 220-240V |  | 5 | A++ | 70° | 3 | 80 |  | 3000 |  | 57000 | >=0.95 | 134000 |  |  | 120.5607 |  |  | 9 | L6 | 25 | max. 10% at 100.000 hrs |  | Available | 830/339 | Cx=0.4338;Cy=0.4030 | Class I | IK08 | IP50 | IP20 | 45 | 2320 | -25 | 1 | 428 | RAL9016 | 50-60Hz | Passive | LED | embedded sensor system | High Bay Rectangular | Tungsram Auriso | Indoor industrial |  | 24.3 | 51600 | Yes |  | risk group 1 |  | Bracket kit. Tilted bracket kit. Busbar bracket kit. Cable hook pair
TBD | AUR-2S60-750-L6-RFM-ST | image | datasheet | deeplink | TUNGSRAM - Tungsram Auriso - 57800lm - 428W - 5000K - 70CRI - TBD[SKU] - Bracket. Y-cable | 3.19 | Bracket. Y-cable | LED | 1 | 428 | [8 empty] | CE | [6 empty] | 20 | 5000 | 820x250x75 |  | 220-240V |  | 5 | A++ | 70° | 3 | 70 |  | 5000 |  | 57000 | >=0.95 | 134000 |  |  | 135.0467 |  |  | 9 | L6 | 25 | max. 10% at 100.000 hrs |  | Available | 750/339 | Cx=0.3447;Cy=0.3553 | Class I | IK08 | IP50 | IP20 | 45 | 2320 | -25 | 1 | 428 | RAL9016 | 50-60Hz | Passive | LED | embedded sensor system | High Bay Rectangular | Tungsram Auriso | Indoor industrial |  | 24.7 | 57800 | Yes |  | risk group 1 |  | Bracket kit. Tilted bracket kit. Busbar bracket kit. Cable hook pair
TBD | AUR-2S60-740-L6-RFM-ST | image | datasheet | deeplink | TUNGSRAM - Tungsram Auriso - 57700lm - 428W - 4000K - 70CRI - TBD[SKU] - Bracket. Y-cable | 3.19 | Bracket. Y-cable | LED | 1 | 428 | [8 empty] | CE | [6 empty] | 20 | 4000 | 820x250x75 |  | 220-240V |  | 5 | A++ | 70° | 3 | 70 |  | 4000 |  | 57000 | >=0.95 | 134000 |  |  | 134.8131 |  |  | 9 | L6 | 25 | max. 10% at 100.000 hrs |  | Available | 740/339 | Cx=0.4338;Cy=0.4030 | Class I | IK08 | IP50 | IP20 | 45 | 2320 | -25 | 1 | 428 | RAL9016 | 50-60Hz | Passive | LED | embedded sensor system | High Bay Rectangular | Tungsram Auriso | Indoor industrial |  | 24.7 | 57700 | Yes |  | risk group 1 |  | Bracket kit. Tilted bracket kit. Busbar bracket kit. Cable hook pair
TBD | AUR-2S60-730-L6-RFM-ST | image | datasheet | deeplink | TUNGSRAM - Tungsram Auriso - 56100lm - 428W - 3000K - 70CRI - TBD[SKU] - Bracket. Y-cable | 3.19 | Bracket. Y-cable | LED | 1 | 428 | [8 empty] | CE | [6 empty] | 20 | 3000 | 820x250x75 |  | 220-240V |  | 5 | A++ | 70° | 3 | 70 |  | 3000 |  | 57000 | >=0.95 | 134000 |  |  | 131.0748 |  |  | 9 | L6 | 25 | max. 10% at 100.000 hrs |  | Available | 730/339 | Cx=0.4338;Cy=0.4030 | Class I | IK08 | IP50 | IP20 | 45 | 2320 | -25 | 1 | 428 | RAL9016 | 50-60Hz | Passive | LED | embedded sensor system | High Bay Rectangular | Tungsram Auriso | Indoor industrial |  | 24.6 | 56100 | Yes |  | risk group 1 |  | Bracket kit. Tilted bracket kit. Busbar bracket kit. Cable hook pair
TBD | AUR-2S60-850-L3-RFM-ST | image | datasheet | deeplink | TUNGSRAM - Tungsram Auriso - 59700lm - 428W - 5000K - 80CRI - TBD[SKU] - Bracket. Y-cable | 3.19 | Bracket. Y-cable | LED | 1 | 428 | [8 empty] | CE | [6 empty] | 20 | 5000 | 820x250x75 |  | 220-240V |  | 5 | A++ | 35° | 3 | 80 |  | 5000 |  | 57000 | >=0.95 | 134000 |  |  | 139.486 |  |  | 9 | L3 | 25 | max. 10% at 100.000 hrs |  | Available | 850/339 | Cx=0.3447;Cy=0.3553 | Class I | IK08 | IP50 | IP20 | 45 | 2320 | -25 | 1 | 428 | RAL9016 | 50-60Hz | Passive | LED | embedded sensor system | High Bay Rectangular | Tungsram Auriso | Indoor industrial |  | 20 | 59700 | Yes |  | risk group 1 |  | Bracket kit. Tilted bracket kit. Busbar bracket kit. Cable hook pair
TBD | AUR-2S60-840-L3-RFM-ST | image | datasheet | deeplink | TUNGSRAM - Tungsram Auriso - 58200lm - 428W - 4000K - 80CRI - TBD[SKU] - Bracket. Y-cable | 3.19 | Bracket. Y-cable | LED | 1 | 428 | [8 empty] | CE | [6 empty] | 20 | 4000 | 820x250x75 |  | 220-240V |  | 5 | A++ | 35° | 3 | 80 |  | 4000 |  | 57000 | >=0.95 | 134000 |  |  | 135.9813 |  |  | 9 | L3 | 25 | max. 10% at 100.000 hrs |  | Available | 840/339 | Cx=0.3818;Cy=0.3797 | Class I | IK08 | IP50 | IP20 | 45 | 2320 | -25 | 1 | 428 | RAL9016 | 50-60Hz | Passive | LED | embedded sensor system | High Bay Rectangular | Tungsram Auriso | Indoor industrial |  | 20 | 58200 | Yes |  | risk group 1 |  | Bracket kit. Tilted bracket kit. Busbar bracket kit. Cable hook pair
TBD | AUR-2S60-830-L3-RFM-ST | image | datasheet | deeplink | TUNGSRAM - Tungsram Auriso - 54800lm - 428W - 3000K - 80CRI - TBD[SKU] - Bracket. Y-cable | 3.19 | Bracket. Y-cable | LED | 1 | 428 | [8 empty] | CE | [6 empty] | 20 | 3000 | 820x250x75 |  | 220-240V |  | 5 | A++ | 35° | 3 | 80 |  | 3000 |  | 57000 | >=0.95 | 134000 |  |  | 128.0374 |  |  | 9 | L3 | 25 | max. 10% at 100.000 hrs |  | Available | 830/339 | Cx=0.4338;Cy=0.4030 | Class I | IK08 | IP50 | IP20 | 45 | 2320 | -25 | 1 | 428 | RAL9016 | 50-60Hz | Passive | LED | embedded sensor system | High Bay Rectangular | Tungsram Auriso | Indoor industrial |  | 19.9 | 54800 | Yes |  | risk group 1 |  | Bracket kit. Tilted bracket kit. Busbar bracket kit. Cable hook pair
TBD | AUR-2S60-750-L3-RFM-ST | image | datasheet | deeplink | TUNGSRAM - Tungsram Auriso - 61400lm - 428W - 5000K - 70CRI - TBD[SKU] - Bracket. Y-cable | 3.19 | Bracket. Y-cable | LED | 1 | 428 | [8 empty] | CE | [6 empty] | 20 | 5000 | 820x250x75 |  | 220-240V |  | 5 | A++ | 35° | 3 | 70 |  | 5000 |  | 57000 | >=0.95 | 134000 |  |  | 143.4579 |  |  | 9 | L3 | 25 | max. 10% at 100.000 hrs |  | Available | 750/339 | Cx=0.3447;Cy=0.3553 | Class I | IK08 | IP50 | IP20 | 45 | 2320 | -25 | 1 | 428 | RAL9016 | 50-60Hz | Passive | LED | embedded sensor system | High Bay Rectangular | Tungsram Auriso | Indoor industrial |  | 20.3 | 61400 | Yes |  | risk group 1 |  | Bracket kit. Tilted bracket kit. Busbar bracket kit. Cable hook pair
TBD | AUR-2S60-740-L3-RFM-ST | image | datasheet | deeplink | TUNGSRAM - Tungsram Auriso - 61200lm - 428W - 4000K - 70CRI - TBD[SKU] - Bracket. Y-cable | 3.19 | Bracket. Y-cable | LED | 1 | 428 | [8 empty] | CE | [6 empty] | 20 | 4000 | 820x250x75 |  | 220-240V |  | 5 | A++ | 35° | 3 | 70 |  | 4000 |  | 57000 | >=0.95 | 134000 |  |  | 142.9907 |  |  | 9 | L3 | 25 | max. 10% at 100.000 hrs |  | Available | 740/339 | Cx=0.4338;Cy=0.4030 | Class I | IK08 | IP50 | IP20 | 45 | 2320 | -25 | 1 | 428 | RAL9016 | 50-60Hz | Passive | LED | embedded sensor system | High Bay Rectangular | Tungsram Auriso | Indoor industrial |  | 20.3 | 61200 | Yes |  | risk group 1 |  | Bracket kit. Tilted bracket kit. Busbar bracket kit. Cable hook pair
TBD | AUR-2S60-730-L3-RFM-ST | image | datasheet | deeplink | TUNGSRAM - Tungsram Auriso - 59500lm - 428W - 3000K - 70CRI - TBD[SKU] - Bracket. Y-cable | 3.19 | Bracket. Y-cable | LED | 1 | 428 | [8 empty] | CE | [6 empty] | 20 | 3000 | 820x250x75 |  | 220-240V |  | 5 | A++ | 35° | 3 | 70 |  | 3000 |  | 57000 | >=0.95 | 134000 |  |  | 139.0187 |  |  | 9 | L3 | 25 | max. 10% at 100.000 hrs |  | Available | 730/339 | Cx=0.4338;Cy=0.4030 | Class I | IK08 | IP50 | IP20 | 45 | 2320 | -25 | 1 | 428 | RAL9016 | 50-60Hz | Passive | LED | embedded sensor system | High Bay Rectangular | Tungsram Auriso | Indoor industrial |  | 20.2 | 59500 | Yes |  | risk group 1 |  | Bracket kit. Tilted bracket kit. Busbar bracket kit. Cable hook pair
TBD | AUR-2S60-850-D1-RFM-ST | image | datasheet | deeplink | TUNGSRAM - Tungsram Auriso - 51000lm - 428W - 5000K - 80CRI - TBD[SKU] - Bracket. Y-cable | 3.19 | Bracket. Y-cable | LED | 1 | 428 | [8 empty] | CE | [6 empty] | 20 | 5000 | 820x250x75 |  | 220-240V |  | 5 | A++ | 100° | 3 | 80 |  | 5000 |  | 57000 | >=0.95 | 134000 |  |  | 119.1589 |  |  | 9 | D1 | 25 | max. 10% at 100.000 hrs |  | Available | 850/339 | Cx=0.3447;Cy=0.3553 | Class I | IK08 | IP20 | IP20 | 45 | 2320 | -25 | 1 | 428 | RAL9016 | 50-60Hz | Passive | LED | embedded sensor system | High Bay Rectangular | Tungsram Auriso | Indoor industrial |  | 28.3 | 51000 | Yes |  | risk group 1 |  | Bracket kit. Tilted bracket kit. Busbar bracket kit. Cable hook pair
TBD | AUR-2S60-840-D1-RFM-ST | image | datasheet | deeplink | TUNGSRAM - Tungsram Auriso - 49700lm - 428W - 4000K - 80CRI - TBD[SKU] - Bracket. Y-cable | 3.19 | Bracket. Y-cable | LED | 1 | 428 | [8 empty] | CE | [6 empty] | 20 | 4000 | 820x250x75 |  | 220-240V |  | 5 | A++ | 100° | 3 | 80 |  | 4000 |  | 57000 | >=0.95 | 134000 |  |  | 116.1215 |  |  | 9 | D1 | 25 | max. 10% at 100.000 hrs |  | Available | 840/339 | Cx=0.3818;Cy=0.3797 | Class I | IK08 | IP20 | IP20 | 45 | 2320 | -25 | 1 | 428 | RAL9016 | 50-60Hz | Passive | LED | embedded sensor system | High Bay Rectangular | Tungsram Auriso | Indoor industrial |  | 28.3 | 49700 | Yes |  | risk group 1 |  | Bracket kit. Tilted bracket kit. Busbar bracket kit. Cable hook pair
TBD | AUR-2S60-830-D1-RFM-ST | image | datasheet | deeplink | TUNGSRAM - Tungsram Auriso - 46800lm - 428W - 3000K - 80CRI - TBD[SKU] - Bracket. Y-cable | 3.19 | Bracket. Y-cable | LED | 1 | 428 | [8 empty] | CE | [6 empty] | 20 | 3000 | 820x250x75 |  | 220-240V |  | 5 | A++ | 100° | 3 | 80 |  | 3000 |  | 57000 | >=0.95 | 134000 |  |  | 109.3458 |  |  | 9 | D1 | 25 | max. 10% at 100.000 hrs |  | Available | 830/339 | Cx=0.4338;Cy=0.4030 | Class I | IK08 | IP20 | IP20 | 45 | 2320 | -25 | 1 | 428 | RAL9016 | 50-60Hz | Passive | LED | embedded sensor system | High Bay Rectangular | Tungsram Auriso | Indoor industrial |  | 28.2 | 46800 | Yes |  | risk group 1 |  | Bracket kit. Tilted bracket kit. Busbar bracket kit. Cable hook pair
TBD | AUR-2S60-750-D1-RFM-ST | image | datasheet | deeplink | TUNGSRAM - Tungsram Auriso - 52500lm - 428W - 5000K - 70CRI - TBD[SKU] - Bracket. Y-cable | 3.19 | Bracket. Y-cable | LED | 1 | 428 | [8 empty] | CE | [6 empty] | 20 | 5000 | 820x250x75 |  | 220-240V |  | 5 | A++ | 100° | 3 | 70 |  | 5000 |  | 57000 | >=0.95 | 134000 |  |  | 122.6636 |  |  | 9 | D1 | 25 | max. 10% at 100.000 hrs |  | Available | 750/339 | Cx=0.3447;Cy=0.3553 | Class I | IK08 | IP20 | IP20 | 45 | 2320 | -25 | 1 | 428 | RAL9016 | 50-60Hz | Passive | LED | embedded sensor system | High Bay Rectangular | Tungsram Auriso | Indoor industrial |  | 28.6 | 52500 | Yes |  | risk group 1 |  | Bracket kit. Tilted bracket kit. Busbar bracket kit. Cable hook pair
TBD | AUR-2S60-740-D1-RFM-ST | image | datasheet | deeplink | TUNGSRAM - Tungsram Auriso - 52300lm - 428W - 4000K - 70CRI - TBD[SKU] - Bracket. Y-cable | 3.19 | Bracket. Y-cable | LED | 1 | 428 | [8 empty] | CE | [6 empty] | 20 | 4000 | 820x250x75 |  | 220-240V |  | 5 | A++ | 100° | 3 | 70 |  | 4000 |  | 57000 | >=0.95 | 134000 |  |  | 122.1963 |  |  | 9 | D1 | 25 | max. 10% at 100.000 hrs |  | Available | 740/339 | Cx=0.4338;Cy=0.4030 | Class I | IK08 | IP20 | IP20 | 45 | 2320 | -25 | 1 | 428 | RAL9016 | 50-60Hz | Passive | LED | embedded sensor system | High Bay Rectangular | Tungsram Auriso | Indoor industrial |  | 28.6 | 52300 | Yes |  | risk group 1 |  | Bracket kit. Tilted bracket kit. Busbar bracket kit. Cable hook pair
TBD | AUR-2S60-730-D1-RFM-ST | image | datasheet | deeplink | TUNGSRAM - Tungsram Auriso - 50900lm - 428W - 3000K - 70CRI - TBD[SKU] - Bracket. Y-cable | 3.19 | Bracket. Y-cable | LED | 1 | 428 | [8 empty] | CE | [6 empty] | 20 | 3000 | 820x250x75 |  | 220-240V |  | 5 | A++ | 100° | 3 | 70 |  | 3000 |  | 57000 | >=0.95 | 134000 |  |  | 118.9252 |  |  | 9 | D1 | 25 | max. 10% at 100.000 hrs |  | Available | 730/339 | Cx=0.4338;Cy=0.4030 | Class I | IK08 | IP20 | IP20 | 45 | 2320 | -25 | 1 | 428 | RAL9016 | 50-60Hz | Passive | LED | embedded sensor system | High Bay Rectangular | Tungsram Auriso | Indoor industrial |  | 28.4 | 50900 | Yes |  | risk group 1 |  | Bracket kit. Tilted bracket kit. Busbar bracket kit. Cable hook pair
TBD | AUR-2S60-850-C1-RFM-ST | image | datasheet | deeplink | TUNGSRAM - Tungsram Auriso - 56700lm - 428W - 5000K - 80CRI - TBD[SKU] - Bracket. Y-cable | 3.19 | Bracket. Y-cable | LED | 1 | 428 | [8 empty] | CE | [6 empty] | 20 | 5000 | 820x250x75 |  | 220-240V |  | 5 | A++ | 110° | 3 | 80 |  | 5000 |  | 57000 | >=0.95 | 134000 |  |  | 132.4766 |  |  | 9 | C1 | 25 | max. 10% at 100.000 hrs |  | Available | 850/339 | Cx=0.3447;Cy=0.3553 | Class I | IK08 | IP20 | IP20 | 45 | 2320 | -25 | 1 | 428 | RAL9016 | 50-60Hz | Passive | LED | embedded sensor system | High Bay Rectangular | Tungsram Auriso | Indoor industrial |  | 28.2 | 56700 | Yes |  | risk group 1 |  | Bracket kit. Tilted bracket kit. Busbar bracket kit. Cable hook pair
TBD | AUR-2S60-840-C1-RFM-ST | image | datasheet | deeplink | TUNGSRAM - Tungsram Auriso - 55200lm - 428W - 4000K - 80CRI - TBD[SKU] - Bracket. Y-cable | 3.19 | Bracket. Y-cable | LED | 1 | 428 | [8 empty] | CE | [6 empty] | 20 | 4000 | 820x250x75 |  | 220-240V |  | 5 | A++ | 110° | 3 | 80 |  | 4000 |  | 57000 | >=0.95 | 134000 |  |  | 128.972 |  |  | 9 | C1 | 25 | max. 10% at 100.000 hrs |  | Available | 840/339 | Cx=0.3818;Cy=0.3797 | Class I | IK08 | IP20 | IP20 | 45 | 2320 | -25 | 1 | 428 | RAL9016 | 50-60Hz | Passive | LED | embedded sensor system | High Bay Rectangular | Tungsram Auriso | Indoor industrial |  | 28.2 | 55200 | Yes |  | risk group 1 |  | Bracket kit. Tilted bracket kit. Busbar bracket kit. Cable hook pair
TBD | AUR-2S60-830-C1-RFM-ST | image | datasheet | deeplink | TUNGSRAM - Tungsram Auriso - 52000lm - 428W - 3000K - 80CRI - TBD[SKU] - Bracket. Y-cable | 3.19 | Bracket. Y-cable | LED | 1 | 428 | [8 empty] | CE | [6 empty] | 20 | 3000 | 820x250x75 |  | 220-240V |  | 5 | A++ | 110° | 3 | 80 |  | 3000 |  | 57000 | >=0.95 | 134000 |  |  | 121.4953 |  |  | 9 | C1 | 25 | max. 10% at 100.000 hrs |  | Available | 830/339 | Cx=0.4338;Cy=0.4030 | Class I | IK08 | IP20 | IP20 | 45 | 2320 | -25 | 1 | 428 | RAL9016 | 50-60Hz | Passive | LED | embedded sensor system | High Bay Rectangular | Tungsram Auriso | Indoor industrial |  | 28 | 52000 | Yes |  | risk group 1 |  | Bracket kit. Tilted bracket kit. Busbar bracket kit. Cable hook pair
TBD | AUR-2S60-750-C1-RFM-ST | image | datasheet | deeplink | TUNGSRAM - Tungsram Auriso - 58300lm - 428W - 5000K - 70CRI - TBD[SKU] - Bracket. Y-cable | 3.19 | Bracket. Y-cable | LED | 1 | 428 | [8 empty] | CE | [6 empty] | 20 | 5000 | 820x250x75 |  | 220-240V |  | 5 | A++ | 110° | 3 | 70 |  | 5000 |  | 57000 | >=0.95 | 134000 |  |  | 136.215 |  |  | 9 | C1 | 25 | max. 10% at 100.000 hrs |  | Available | 750/339 | Cx=0.3447;Cy=0.3553 | Class I | IK08 | IP20 | IP20 | 45 | 2320 | -25 | 1 | 428 | RAL9016 | 50-60Hz | Passive | LED | embedded sensor system | High Bay Rectangular | Tungsram Auriso | Indoor industrial |  | 28.4 | 58300 | Yes |  | risk group 1 |  | Bracket kit. Tilted bracket kit. Busbar bracket kit. Cable hook pair
TBD | AUR-2S60-740-C1-RFM-ST | image | datasheet | deeplink | TUNGSRAM - Tungsram Auriso - 58100lm - 428W - 4000K - 70CRI - TBD[SKU] - Bracket. Y-cable | 3.19 | Bracket. Y-cable | LED | 1 | 428 | [8 empty] | CE | [6 empty] | 20 | 4000 | 820x250x75 |  | 220-240V |  | 5 | A++ | 110° | 3 | 70 |  | 4000 |  | 57000 | >=0.95 | 134000 |  |  | 135.7477 |  |  | 9 | C1 | 25 | max. 10% at 100.000 hrs |  | Available | 740/339 | Cx=0.4338;Cy=0.4030 | Class I | IK08 | IP20 | IP20 | 45 | 2320 | -25 | 1 | 428 | RAL9016 | 50-60Hz | Passive | LED | embedded sensor system | High Bay Rectangular | Tungsram Auriso | Indoor industrial |  | 28.4 | 58100 | Yes |  | risk group 1 |  | Bracket kit. Tilted bracket kit. Busbar bracket kit. Cable hook pair
TBD | AUR-2S60-730-C1-RFM-ST | image | datasheet | deeplink | TUNGSRAM - Tungsram Auriso - 56500lm - 428W - 3000K - 70CRI - TBD[SKU] - Bracket. Y-cable | 3.19 | Bracket. Y-cable | LED | 1 | 428 | [8 empty] | CE | [6 empty] | 20 | 3000 | 820x250x75 |  | 220-240V |  | 5 | A++ | 110° | 3 | 70 |  | 3000 |  | 57000 | >=0.95 | 134000 |  |  | 132.0093 |  |  | 9 | C1 | 25 | max. 10% at 100.000 hrs |  | Available | 730/339 | Cx=0.4338;Cy=0.4030 | Class I | IK08 | IP20 | IP20 | 45 | 2320 | -25 | 1 | 428 | RAL9016 | 50-60Hz | Passive | LED | embedded sensor system | High Bay Rectangular | Tungsram Auriso | Indoor industrial |  | 28.3 | 56500 | Yes |  | risk group 1 |  | Bracket kit. Tilted bracket kit. Busbar bracket kit. Cable hook pair
TBD | AUR-2S55-850-U8-RFM-ST | image | datasheet | deeplink | TUNGSRAM - Tungsram Auriso - 48300lm - 382W - 5000K - 80CRI - TBD[SKU] - Bracket. Y-cable | 3.19 | Bracket. Y-cable | LED | 1 | 382 | [8 empty] | CE | [6 empty] | 20 | 5000 | 820x250x75 |  | 220-240V |  | 5 | A++ | 80° | 3 | 80 |  | 5000 |  | 68000 | >=0.95 | 164000 |  |  | 126.4398 |  |  | 9 | U8 | 25 | max. 10% at 100.000 hrs |  | Available | 850/339 | Cx=0.3447;Cy=0.3553 | Class I | IK08 | IP20 | IP20 | 45 | 2070 | -25 | 1 | 382 | RAL9016 | 50-60Hz | Passive | LED | embedded sensor system | High Bay Rectangular | Tungsram Auriso | Indoor industrial |  | 25.3 | 48300 | Yes |  | risk group 1 |  | Bracket kit. Tilted bracket kit. Busbar bracket kit. Cable hook pair
TBD | AUR-2S55-840-U8-RFM-ST | image | datasheet | deeplink | TUNGSRAM - Tungsram Auriso - 47100lm - 382W - 4000K - 80CRI - TBD[SKU] - Bracket. Y-cable | 3.19 | Bracket. Y-cable | LED | 1 | 382 | [8 empty] | CE | [6 empty] | 20 | 4000 | 820x250x75 |  | 220-240V |  | 5 | A++ | 80° | 3 | 80 |  | 4000 |  | 68000 | >=0.95 | 164000 |  |  | 123.2984 |  |  | 9 | U8 | 25 | max. 10% at 100.000 hrs |  | Available | 840/339 | Cx=0.3818;Cy=0.3797 | Class I | IK08 | IP20 | IP20 | 45 | 2070 | -25 | 1 | 382 | RAL9016 | 50-60Hz | Passive | LED | embedded sensor system | High Bay Rectangular | Tungsram Auriso | Indoor industrial |  | 25.3 | 47100 | Yes |  | risk group 1 |  | Bracket kit. Tilted bracket kit. Busbar bracket kit. Cable hook pair
TBD | AUR-2S55-830-U8-RFM-ST | image | datasheet | deeplink | TUNGSRAM - Tungsram Auriso - 44400lm - 382W - 3000K - 80CRI - TBD[SKU] - Bracket. Y-cable | 3.19 | Bracket. Y-cable | LED | 1 | 382 | [8 empty] | CE | [6 empty] | 20 | 3000 | 820x250x75 |  | 220-240V |  | 5 | A++ | 80° | 3 | 80 |  | 3000 |  | 68000 | >=0.95 | 164000 |  |  | 116.2304 |  |  | 9 | U8 | 25 | max. 10% at 100.000 hrs |  | Available | 830/339 | Cx=0.4338;Cy=0.4030 | Class I | IK08 | IP20 | IP20 | 45 | 2070 | -25 | 1 | 382 | RAL9016 | 50-60Hz | Passive | LED | embedded sensor system | High Bay Rectangular | Tungsram Auriso | Indoor industrial |  | 25.2 | 44400 | Yes |  | risk group 1 |  | Bracket kit. Tilted bracket kit. Busbar bracket kit. Cable hook pair
TBD | AUR-2S55-750-U8-RFM-ST | image | datasheet | deeplink | TUNGSRAM - Tungsram Auriso - 49700lm - 382W - 5000K - 70CRI - TBD[SKU] - Bracket. Y-cable | 3.19 | Bracket. Y-cable | LED | 1 | 382 | [8 empty] | CE | [6 empty] | 20 | 5000 | 820x250x75 |  | 220-240V |  | 5 | A++ | 80° | 3 | 70 |  | 5000 |  | 68000 | >=0.95 | 164000 |  |  | 130.1047 |  |  | 9 | U8 | 25 | max. 10% at 100.000 hrs |  | Available | 750/339 | Cx=0.3447;Cy=0.3553 | Class I | IK08 | IP20 | IP20 | 45 | 2070 | -25 | 1 | 382 | RAL9016 | 50-60Hz | Passive | LED | embedded sensor system | High Bay Rectangular | Tungsram Auriso | Indoor industrial |  | 25.6 | 49700 | Yes |  | risk group 1 |  | Bracket kit. Tilted bracket kit. Busbar bracket kit. Cable hook pair
TBD | AUR-2S55-740-U8-RFM-ST | image | datasheet | deeplink | TUNGSRAM - Tungsram Auriso - 49600lm - 382W - 4000K - 70CRI - TBD[SKU] - Bracket. Y-cable | 3.19 | Bracket. Y-cable | LED | 1 | 382 | [8 empty] | CE | [6 empty] | 20 | 4000 | 820x250x75 |  | 220-240V |  | 5 | A++ | 80° | 3 | 70 |  | 4000 |  | 68000 | >=0.95 | 164000 |  |  | 129.8429 |  |  | 9 | U8 | 25 | max. 10% at 100.000 hrs |  | Available | 740/339 | Cx=0.4338;Cy=0.4030 | Class I | IK08 | IP20 | IP20 | 45 | 2070 | -25 | 1 | 382 | RAL9016 | 50-60Hz | Passive | LED | embedded sensor system | High Bay Rectangular | Tungsram Auriso | Indoor industrial |  | 25.6 | 49600 | Yes |  | risk group 1 |  | Bracket kit. Tilted bracket kit. Busbar bracket kit. Cable hook pair
TBD | AUR-2S55-730-U8-RFM-ST | image | datasheet | deeplink | TUNGSRAM - Tungsram Auriso - 48200lm - 382W - 3000K - 70CRI - TBD[SKU] - Bracket. Y-cable | 3.19 | Bracket. Y-cable | LED | 1 | 382 | [8 empty] | CE | [6 empty] | 20 | 3000 | 820x250x75 |  | 220-240V |  | 5 | A++ | 80° | 3 | 70 |  | 3000 |  | 68000 | >=0.95 | 164000 |  |  | 126.178 |  |  | 9 | U8 | 25 | max. 10% at 100.000 hrs |  | Available | 730/339 | Cx=0.4338;Cy=0.4030 | Class I | IK08 | IP20 | IP20 | 45 | 2070 | -25 | 1 | 382 | RAL9016 | 50-60Hz | Passive | LED | embedded sensor system | High Bay Rectangular | Tungsram Auriso | Indoor industrial |  | 25.4 | 48200 | Yes |  | risk group 1 |  | Bracket kit. Tilted bracket kit. Busbar bracket kit. Cable hook pair
TBD | AUR-2S55-850-U6-RFM-ST | image | datasheet | deeplink | TUNGSRAM - Tungsram Auriso - 44200lm - 382W - 5000K - 80CRI - TBD[SKU] - Bracket. Y-cable | 3.19 | Bracket. Y-cable | LED | 1 | 382 | [8 empty] | CE | [6 empty] | 20 | 5000 | 820x250x75 |  | 220-240V |  | 5 | A++ | 65° | 3 | 80 |  | 5000 |  | 68000 | >=0.95 | 164000 |  |  | 115.7068 |  |  | 9 | U6 | 25 | max. 10% at 100.000 hrs |  | Available | 850/339 | Cx=0.3447;Cy=0.3553 | Class I | IK08 | IP50 | IP20 | 45 | 2070 | -25 | 1 | 382 | RAL9016 | 50-60Hz | Passive | LED | embedded sensor system | High Bay Rectangular | Tungsram Auriso | Indoor industrial |  | 23.9 | 44200 | Yes |  | risk group 1 |  | Bracket kit. Tilted bracket kit. Busbar bracket kit. Cable hook pair
TBD | AUR-2S55-840-U6-RFM-ST | image | datasheet | deeplink | TUNGSRAM - Tungsram Auriso - 43000lm - 382W - 4000K - 80CRI - TBD[SKU] - Bracket. Y-cable | 3.19 | Bracket. Y-cable | LED | 1 | 382 | [8 empty] | CE | [6 empty] | 20 | 4000 | 820x250x75 |  | 220-240V |  | 5 | A++ | 65° | 3 | 80 |  | 4000 |  | 68000 | >=0.95 | 164000 |  |  | 112.5654 |  |  | 9 | U6 | 25 | max. 10% at 100.000 hrs |  | Available | 840/339 | Cx=0.3818;Cy=0.3797 | Class I | IK08 | IP50 | IP20 | 45 | 2070 | -25 | 1 | 382 | RAL9016 | 50-60Hz | Passive | LED | embedded sensor system | High Bay Rectangular | Tungsram Auriso | Indoor industrial |  | 23.9 | 43000 | Yes |  | risk group 1 |  | Bracket kit. Tilted bracket kit. Busbar bracket kit. Cable hook pair
TBD | AUR-2S55-830-U6-RFM-ST | image | datasheet | deeplink | TUNGSRAM - Tungsram Auriso - 40500lm - 382W - 3000K - 80CRI - TBD[SKU] - Bracket. Y-cable | 3.19 | Bracket. Y-cable | LED | 1 | 382 | [8 empty] | CE | [6 empty] | 20 | 3000 | 820x250x75 |  | 220-240V |  | 5 | A++ | 65° | 3 | 80 |  | 3000 |  | 68000 | >=0.95 | 164000 |  |  | 106.0209 |  |  | 9 | U6 | 25 | max. 10% at 100.000 hrs |  | Available | 830/339 | Cx=0.4338;Cy=0.4030 | Class I | IK08 | IP50 | IP20 | 45 | 2070 | -25 | 1 | 382 | RAL9016 | 50-60Hz | Passive | LED | embedded sensor system | High Bay Rectangular | Tungsram Auriso | Indoor industrial |  | 23.8 | 40500 | Yes |  | risk group 1 |  | Bracket kit. Tilted bracket kit. Busbar bracket kit. Cable hook pair
TBD | AUR-2S55-750-U6-RFM-ST | image | datasheet | deeplink | TUNGSRAM - Tungsram Auriso - 45400lm - 382W - 5000K - 70CRI - TBD[SKU] - Bracket. Y-cable | 3.19 | Bracket. Y-cable | LED | 1 | 382 | [8 empty] | CE | [6 empty] | 20 | 5000 | 820x250x75 |  | 220-240V |  | 5 | A++ | 65° | 3 | 70 |  | 5000 |  | 68000 | >=0.95 | 164000 |  |  | 118.8482 |  |  | 9 | U6 | 25 | max. 10% at 100.000 hrs |  | Available | 750/339 | Cx=0.3447;Cy=0.3553 | Class I | IK08 | IP50 | IP20 | 45 | 2070 | -25 | 1 | 382 | RAL9016 | 50-60Hz | Passive | LED | embedded sensor system | High Bay Rectangular | Tungsram Auriso | Indoor industrial |  | 24.2 | 45400 | Yes |  | risk group 1 |  | Bracket kit. Tilted bracket kit. Busbar bracket kit. Cable hook pair
TBD | AUR-2S55-740-U6-RFM-ST | image | datasheet | deeplink | TUNGSRAM - Tungsram Auriso - 45300lm - 382W - 4000K - 70CRI - TBD[SKU] - Bracket. Y-cable | 3.19 | Bracket. Y-cable | LED | 1 | 382 | [8 empty] | CE | [6 empty] | 20 | 4000 | 820x250x75 |  | 220-240V |  | 5 | A++ | 65° | 3 | 70 |  | 4000 |  | 68000 | >=0.95 | 164000 |  |  | 118.5864 |  |  | 9 | U6 | 25 | max. 10% at 100.000 hrs |  | Available | 740/339 | Cx=0.4338;Cy=0.4030 | Class I | IK08 | IP50 | IP20 | 45 | 2070 | -25 | 1 | 382 | RAL9016 | 50-60Hz | Passive | LED | embedded sensor system | High Bay Rectangular | Tungsram Auriso | Indoor industrial |  | 24.2 | 45300 | Yes |  | risk group 1 |  | Bracket kit. Tilted bracket kit. Busbar bracket kit. Cable hook pair
TBD | AUR-2S55-730-U6-RFM-ST | image | datasheet | deeplink | TUNGSRAM - Tungsram Auriso - 44000lm - 382W - 3000K - 70CRI - TBD[SKU] - Bracket. Y-cable | 3.19 | Bracket. Y-cable | LED | 1 | 382 | [8 empty] | CE | [6 empty] | 20 | 3000 | 820x250x75 |  | 220-240V |  | 5 | A++ | 65° | 3 | 70 |  | 3000 |  | 68000 | >=0.95 | 164000 |  |  | 115.1832 |  |  | 9 | U6 | 25 | max. 10% at 100.000 hrs |  | Available | 730/339 | Cx=0.4338;Cy=0.4030 | Class I | IK08 | IP50 | IP20 | 45 | 2070 | -25 | 1 | 382 | RAL9016 | 50-60Hz | Passive | LED | embedded sensor system | High Bay Rectangular | Tungsram Auriso | Indoor industrial |  | 24.1 | 44000 | Yes |  | risk group 1 |  | Bracket kit. Tilted bracket kit. Busbar bracket kit. Cable hook pair
TBD | AUR-2S55-850-U4-RFM-ST | image | datasheet | deeplink | TUNGSRAM - Tungsram Auriso - 46000lm - 382W - 5000K - 80CRI - TBD[SKU] - Bracket. Y-cable | 3.19 | Bracket. Y-cable | LED | 1 | 382 | [8 empty] | CE | [6 empty] | 20 | 5000 | 820x250x75 |  | 220-240V |  | 5 | A++ | 45° | 3 | 80 |  | 5000 |  | 68000 | >=0.95 | 164000 |  |  | 120.4188 |  |  | 9 | U4 | 25 | max. 10% at 100.000 hrs |  | Available | 850/339 | Cx=0.3447;Cy=0.3553 | Class I | IK08 | IP50 | IP20 | 45 | 2070 | -25 | 1 | 382 | RAL9016 | 50-60Hz | Passive | LED | embedded sensor system | High Bay Rectangular | Tungsram Auriso | Indoor industrial |  | 23.2 | 46000 | Yes |  | risk group 1 |  | Bracket kit. Tilted bracket kit. Busbar bracket kit. Cable hook pair
TBD | AUR-2S55-840-U4-RFM-ST | image | datasheet | deeplink | TUNGSRAM - Tungsram Auriso - 44900lm - 382W - 4000K - 80CRI - TBD[SKU] - Bracket. Y-cable | 3.19 | Bracket. Y-cable | LED | 1 | 382 | [8 empty] | CE | [6 empty] | 20 | 4000 | 820x250x75 |  | 220-240V |  | 5 | A++ | 45° | 3 | 80 |  | 4000 |  | 68000 | >=0.95 | 164000 |  |  | 117.5393 |  |  | 9 | U4 | 25 | max. 10% at 100.000 hrs |  | Available | 840/339 | Cx=0.3818;Cy=0.3797 | Class I | IK08 | IP50 | IP20 | 45 | 2070 | -25 | 1 | 382 | RAL9016 | 50-60Hz | Passive | LED | embedded sensor system | High Bay Rectangular | Tungsram Auriso | Indoor industrial |  | 23.2 | 44900 | Yes |  | risk group 1 |  | Bracket kit. Tilted bracket kit. Busbar bracket kit. Cable hook pair
TBD | AUR-2S55-830-U4-RFM-ST | image | datasheet | deeplink | TUNGSRAM - Tungsram Auriso - 42300lm - 382W - 3000K - 80CRI - TBD[SKU] - Bracket. Y-cable | 3.19 | Bracket. Y-cable | LED | 1 | 382 | [8 empty] | CE | [6 empty] | 20 | 3000 | 820x250x75 |  | 220-240V |  | 5 | A++ | 45° | 3 | 80 |  | 3000 |  | 68000 | >=0.95 | 164000 |  |  | 110.733 |  |  | 9 | U4 | 25 | max. 10% at 100.000 hrs |  | Available | 830/339 | Cx=0.4338;Cy=0.4030 | Class I | IK08 | IP50 | IP20 | 45 | 2070 | -25 | 1 | 382 | RAL9016 | 50-60Hz | Passive | LED | embedded sensor system | High Bay Rectangular | Tungsram Auriso | Indoor industrial |  | 23.1 | 42300 | Yes |  | risk group 1 |  | Bracket kit. Tilted bracket kit. Busbar bracket kit. Cable hook pair
TBD | AUR-2S55-750-U4-RFM-ST | image | datasheet | deeplink | TUNGSRAM - Tungsram Auriso - 47400lm - 382W - 5000K - 70CRI - TBD[SKU] - Bracket. Y-cable | 3.19 | Bracket. Y-cable | LED | 1 | 382 | [8 empty] | CE | [6 empty] | 20 | 5000 | 820x250x75 |  | 220-240V |  | 5 | A++ | 45° | 3 | 70 |  | 5000 |  | 68000 | >=0.95 | 164000 |  |  | 124.0838 |  |  | 9 | U4 | 25 | max. 10% at 100.000 hrs |  | Available | 750/339 | Cx=0.3447;Cy=0.3553 | Class I | IK08 | IP50 | IP20 | 45 | 2070 | -25 | 1 | 382 | RAL9016 | 50-60Hz | Passive | LED | embedded sensor system | High Bay Rectangular | Tungsram Auriso | Indoor industrial |  | 23.5 | 47400 | Yes |  | risk group 1 |  | Bracket kit. Tilted bracket kit. Busbar bracket kit. Cable hook pair
TBD | AUR-2S55-740-U4-RFM-ST | image | datasheet | deeplink | TUNGSRAM - Tungsram Auriso - 47200lm - 382W - 4000K - 70CRI - TBD[SKU] - Bracket. Y-cable | 3.19 | Bracket. Y-cable | LED | 1 | 382 | [8 empty] | CE | [6 empty] | 20 | 4000 | 820x250x75 |  | 220-240V |  | 5 | A++ | 45° | 3 | 70 |  | 4000 |  | 68000 | >=0.95 | 164000 |  |  | 123.5602 |  |  | 9 | U4 | 25 | max. 10% at 100.000 hrs |  | Available | 740/339 | Cx=0.4338;Cy=0.4030 | Class I | IK08 | IP50 | IP20 | 45 | 2070 | -25 | 1 | 382 | RAL9016 | 50-60Hz | Passive | LED | embedded sensor system | High Bay Rectangular | Tungsram Auriso | Indoor industrial |  | 23.5 | 47200 | Yes |  | risk group 1 |  | Bracket kit. Tilted bracket kit. Busbar bracket kit. Cable hook pair
TBD | AUR-2S55-730-U4-RFM-ST | image | datasheet | deeplink | TUNGSRAM - Tungsram Auriso - 45900lm - 382W - 3000K - 70CRI - TBD[SKU] - Bracket. Y-cable | 3.19 | Bracket. Y-cable | LED | 1 | 382 | [8 empty] | CE | [6 empty] | 20 | 3000 | 820x250x75 |  | 220-240V |  | 5 | A++ | 45° | 3 | 70 |  | 3000 |  | 68000 | >=0.95 | 164000 |  |  | 120.1571 |  |  | 9 | U4 | 25 | max. 10% at 100.000 hrs |  | Available | 730/339 | Cx=0.4338;Cy=0.4030 | Class I | IK08 | IP50 | IP20 | 45 | 2070 | -25 | 1 | 382 | RAL9016 | 50-60Hz | Passive | LED | embedded sensor system | High Bay Rectangular | Tungsram Auriso | Indoor industrial |  | 23.4 | 45900 | Yes |  | risk group 1 |  | Bracket kit. Tilted bracket kit. Busbar bracket kit. Cable hook pair
TBD | AUR-2S55-850-L9-RFM-ST | image | datasheet | deeplink | TUNGSRAM - Tungsram Auriso - 55900lm - 382W - 5000K - 80CRI - TBD[SKU] - Bracket. Y-cable | 3.19 | Bracket. Y-cable | LED | 1 | 382 | [8 empty] | CE | [6 empty] | 20 | 5000 | 820x250x75 |  | 220-240V |  | 5 | A++ | 90° | 3 | 80 |  | 5000 |  | 68000 | >=0.95 | 164000 |  |  | 146.3351 |  |  | 9 | L9 | 25 | max. 10% at 100.000 hrs |  | Available | 850/339 | Cx=0.3447;Cy=0.3553 | Class I | IK08 | IP50 | IP20 | 45 | 2070 | -25 | 1 | 382 | RAL9016 | 50-60Hz | Passive | LED | embedded sensor system | High Bay Rectangular | Tungsram Auriso | Indoor industrial |  | 25.7 | 55900 | Yes |  | risk group 1 |  | Bracket kit. Tilted bracket kit. Busbar bracket kit. Cable hook pair
TBD | AUR-2S55-840-L9-RFM-ST | image | datasheet | deeplink | TUNGSRAM - Tungsram Auriso - 54400lm - 382W - 4000K - 80CRI - TBD[SKU] - Bracket. Y-cable | 3.19 | Bracket. Y-cable | LED | 1 | 382 | [8 empty] | CE | [6 empty] | 20 | 4000 | 820x250x75 |  | 220-240V |  | 5 | A++ | 90° | 3 | 80 |  | 4000 |  | 68000 | >=0.95 | 164000 |  |  | 142.4084 |  |  | 9 | L9 | 25 | max. 10% at 100.000 hrs |  | Available | 840/339 | Cx=0.3818;Cy=0.3797 | Class I | IK08 | IP50 | IP20 | 45 | 2070 | -25 | 1 | 382 | RAL9016 | 50-60Hz | Passive | LED | embedded sensor system | High Bay Rectangular | Tungsram Auriso | Indoor industrial |  | 25.7 | 54400 | Yes |  | risk group 1 |  | Bracket kit. Tilted bracket kit. Busbar bracket kit. Cable hook pair
TBD | AUR-2S55-830-L9-RFM-ST | image | datasheet | deeplink | TUNGSRAM - Tungsram Auriso - 51300lm - 382W - 3000K - 80CRI - TBD[SKU] - Bracket. Y-cable | 3.19 | Bracket. Y-cable | LED | 1 | 382 | [8 empty] | CE | [6 empty] | 20 | 3000 | 820x250x75 |  | 220-240V |  | 5 | A++ | 90° | 3 | 80 |  | 3000 |  | 68000 | >=0.95 | 164000 |  |  | 134.2932 |  |  | 9 | L9 | 25 | max. 10% at 100.000 hrs |  | Available | 830/339 | Cx=0.4338;Cy=0.4030 | Class I | IK08 | IP50 | IP20 | 45 | 2070 | -25 | 1 | 382 | RAL9016 | 50-60Hz | Passive | LED | embedded sensor system | High Bay Rectangular | Tungsram Auriso | Indoor industrial |  | 25.6 | 51300 | Yes |  | risk group 1 |  | Bracket kit. Tilted bracket kit. Busbar bracket kit. Cable hook pair
TBD | AUR-2S55-750-L9-RFM-ST | image | datasheet | deeplink | TUNGSRAM - Tungsram Auriso - 57400lm - 382W - 5000K - 70CRI - TBD[SKU] - Bracket. Y-cable | 3.19 | Bracket. Y-cable | LED | 1 | 382 | [8 empty] | CE | [6 empty] | 20 | 5000 | 820x250x75 |  | 220-240V |  | 5 | A++ | 90° | 3 | 70 |  | 5000 |  | 68000 | >=0.95 | 164000 |  |  | 150.2618 |  |  | 9 | L9 | 25 | max. 10% at 100.000 hrs |  | Available | 750/339 | Cx=0.3447;Cy=0.3553 | Class I | IK08 | IP50 | IP20 | 45 | 2070 | -25 | 1 | 382 | RAL9016 | 50-60Hz | Passive | LED | embedded sensor system | High Bay Rectangular | Tungsram Auriso | Indoor industrial |  | 26 | 57400 | Yes |  | risk group 1 |  | Bracket kit. Tilted bracket kit. Busbar bracket kit. Cable hook pair
TBD | AUR-2S55-740-L9-RFM-ST | image | datasheet | deeplink | TUNGSRAM - Tungsram Auriso - 57300lm - 382W - 4000K - 70CRI - TBD[SKU] - Bracket. Y-cable | 3.19 | Bracket. Y-cable | LED | 1 | 382 | [8 empty] | CE | [6 empty] | 20 | 4000 | 820x250x75 |  | 220-240V |  | 5 | A++ | 90° | 3 | 70 |  | 4000 |  | 68000 | >=0.95 | 164000 |  |  | 150 |  |  | 9 | L9 | 25 | max. 10% at 100.000 hrs |  | Available | 740/339 | Cx=0.4338;Cy=0.4030 | Class I | IK08 | IP50 | IP20 | 45 | 2070 | -25 | 1 | 382 | RAL9016 | 50-60Hz | Passive | LED | embedded sensor system | High Bay Rectangular | Tungsram Auriso | Indoor industrial |  | 26 | 57300 | Yes |  | risk group 1 |  | Bracket kit. Tilted bracket kit. Busbar bracket kit. Cable hook pair
TBD | AUR-2S55-730-L9-RFM-ST | image | datasheet | deeplink | TUNGSRAM - Tungsram Auriso - 55700lm - 382W - 3000K - 70CRI - TBD[SKU] - Bracket. Y-cable | 3.19 | Bracket. Y-cable | LED | 1 | 382 | [8 empty] | CE | [6 empty] | 20 | 3000 | 820x250x75 |  | 220-240V |  | 5 | A++ | 90° | 3 | 70 |  | 3000 |  | 68000 | >=0.95 | 164000 |  |  | 145.8115 |  |  | 9 | L9 | 25 | max. 10% at 100.000 hrs |  | Available | 730/339 | Cx=0.4338;Cy=0.4030 | Class I | IK08 | IP50 | IP20 | 45 | 2070 | -25 | 1 | 382 | RAL9016 | 50-60Hz | Passive | LED | embedded sensor system | High Bay Rectangular | Tungsram Auriso | Indoor industrial |  | 25.8 | 55700 | Yes |  | risk group 1 |  | Bracket kit. Tilted bracket kit. Busbar bracket kit. Cable hook pair
TBD | AUR-2S55-850-L6-RFM-ST | image | datasheet | deeplink | TUNGSRAM - Tungsram Auriso - 53700lm - 382W - 5000K - 80CRI - TBD[SKU] - Bracket. Y-cable | 3.19 | Bracket. Y-cable | LED | 1 | 382 | [8 empty] | CE | [6 empty] | 20 | 5000 | 820x250x75 |  | 220-240V |  | 5 | A++ | 70° | 3 | 80 |  | 5000 |  | 68000 | >=0.95 | 164000 |  |  | 140.5759 |  |  | 9 | L6 | 25 | max. 10% at 100.000 hrs |  | Available | 850/339 | Cx=0.3447;Cy=0.3553 | Class I | IK08 | IP50 | IP20 | 45 | 2070 | -25 | 1 | 382 | RAL9016 | 50-60Hz | Passive | LED | embedded sensor system | High Bay Rectangular | Tungsram Auriso | Indoor industrial |  | 24.2 | 53700 | Yes |  | risk group 1 |  | Bracket kit. Tilted bracket kit. Busbar bracket kit. Cable hook pair
TBD | AUR-2S55-840-L6-RFM-ST | image | datasheet | deeplink | TUNGSRAM - Tungsram Auriso - 52300lm - 382W - 4000K - 80CRI - TBD[SKU] - Bracket. Y-cable | 3.19 | Bracket. Y-cable | LED | 1 | 382 | [8 empty] | CE | [6 empty] | 20 | 4000 | 820x250x75 |  | 220-240V |  | 5 | A++ | 70° | 3 | 80 |  | 4000 |  | 68000 | >=0.95 | 164000 |  |  | 136.911 |  |  | 9 | L6 | 25 | max. 10% at 100.000 hrs |  | Available | 840/339 | Cx=0.3818;Cy=0.3797 | Class I | IK08 | IP50 | IP20 | 45 | 2070 | -25 | 1 | 382 | RAL9016 | 50-60Hz | Passive | LED | embedded sensor system | High Bay Rectangular | Tungsram Auriso | Indoor industrial |  | 24.2 | 52300 | Yes |  | risk group 1 |  | Bracket kit. Tilted bracket kit. Busbar bracket kit. Cable hook pair
TBD | AUR-2S55-830-L6-RFM-ST | image | datasheet | deeplink | TUNGSRAM - Tungsram Auriso - 49300lm - 382W - 3000K - 80CRI - TBD[SKU] - Bracket. Y-cable | 3.19 | Bracket. Y-cable | LED | 1 | 382 | [8 empty] | CE | [6 empty] | 20 | 3000 | 820x250x75 |  | 220-240V |  | 5 | A++ | 70° | 3 | 80 |  | 3000 |  | 68000 | >=0.95 | 164000 |  |  | 129.0576 |  |  | 9 | L6 | 25 | max. 10% at 100.000 hrs |  | Available | 830/339 | Cx=0.4338;Cy=0.4030 | Class I | IK08 | IP50 | IP20 | 45 | 2070 | -25 | 1 | 382 | RAL9016 | 50-60Hz | Passive | LED | embedded sensor system | High Bay Rectangular | Tungsram Auriso | Indoor industrial |  | 24 | 49300 | Yes |  | risk group 1 |  | Bracket kit. Tilted bracket kit. Busbar bracket kit. Cable hook pair
TBD | AUR-2S55-750-L6-RFM-ST | image | datasheet | deeplink | TUNGSRAM - Tungsram Auriso - 55200lm - 382W - 5000K - 70CRI - TBD[SKU] - Bracket. Y-cable | 3.19 | Bracket. Y-cable | LED | 1 | 382 | [8 empty] | CE | [6 empty] | 20 | 5000 | 820x250x75 |  | 220-240V |  | 5 | A++ | 70° | 3 | 70 |  | 5000 |  | 68000 | >=0.95 | 164000 |  |  | 144.5026 |  |  | 9 | L6 | 25 | max. 10% at 100.000 hrs |  | Available | 750/339 | Cx=0.3447;Cy=0.3553 | Class I | IK08 | IP50 | IP20 | 45 | 2070 | -25 | 1 | 382 | RAL9016 | 50-60Hz | Passive | LED | embedded sensor system | High Bay Rectangular | Tungsram Auriso | Indoor industrial |  | 24.4 | 55200 | Yes |  | risk group 1 |  | Bracket kit. Tilted bracket kit. Busbar bracket kit. Cable hook pair
TBD | AUR-2S55-740-L6-RFM-ST | image | datasheet | deeplink | TUNGSRAM - Tungsram Auriso - 55100lm - 382W - 4000K - 70CRI - TBD[SKU] - Bracket. Y-cable | 3.19 | Bracket. Y-cable | LED | 1 | 382 | [8 empty] | CE | [6 empty] | 20 | 4000 | 820x250x75 |  | 220-240V |  | 5 | A++ | 70° | 3 | 70 |  | 4000 |  | 68000 | >=0.95 | 164000 |  |  | 144.2408 |  |  | 9 | L6 | 25 | max. 10% at 100.000 hrs |  | Available | 740/339 | Cx=0.4338;Cy=0.4030 | Class I | IK08 | IP50 | IP20 | 45 | 2070 | -25 | 1 | 382 | RAL9016 | 50-60Hz | Passive | LED | embedded sensor system | High Bay Rectangular | Tungsram Auriso | Indoor industrial |  | 24.4 | 55100 | Yes |  | risk group 1 |  | Bracket kit. Tilted bracket kit. Busbar bracket kit. Cable hook pair
TBD | AUR-2S55-730-L6-RFM-ST | image | datasheet | deeplink | TUNGSRAM - Tungsram Auriso - 53500lm - 382W - 3000K - 70CRI - TBD[SKU] - Bracket. Y-cable | 3.19 | Bracket. Y-cable | LED | 1 | 382 | [8 empty] | CE | [6 empty] | 20 | 3000 | 820x250x75 |  | 220-240V |  | 5 | A++ | 70° | 3 | 70 |  | 3000 |  | 68000 | >=0.95 | 164000 |  |  | 140.0524 |  |  | 9 | L6 | 25 | max. 10% at 100.000 hrs |  | Available | 730/339 | Cx=0.4338;Cy=0.4030 | Class I | IK08 | IP50 | IP20 | 45 | 2070 | -25 | 1 | 382 | RAL9016 | 50-60Hz | Passive | LED | embedded sensor system | High Bay Rectangular | Tungsram Auriso | Indoor industrial |  | 24.3 | 53500 | Yes |  | risk group 1 |  | Bracket kit. Tilted bracket kit. Busbar bracket kit. Cable hook pair
TBD | AUR-2S55-850-L3-RFM-ST | image | datasheet | deeplink | TUNGSRAM - Tungsram Auriso - 57000lm - 382W - 5000K - 80CRI - TBD[SKU] - Bracket. Y-cable | 3.19 | Bracket. Y-cable | LED | 1 | 382 | [8 empty] | CE | [6 empty] | 20 | 5000 | 820x250x75 |  | 220-240V |  | 5 | A++ | 35° | 3 | 80 |  | 5000 |  | 68000 | >=0.95 | 164000 |  |  | 149.2147 |  |  | 9 | L3 | 25 | max. 10% at 100.000 hrs |  | Available | 850/339 | Cx=0.3447;Cy=0.3553 | Class I | IK08 | IP50 | IP20 | 45 | 2070 | -25 | 1 | 382 | RAL9016 | 50-60Hz | Passive | LED | embedded sensor system | High Bay Rectangular | Tungsram Auriso | Indoor industrial |  | 19.8 | 57000 | Yes |  | risk group 1 |  | Bracket kit. Tilted bracket kit. Busbar bracket kit. Cable hook pair
TBD | AUR-2S55-840-L3-RFM-ST | image | datasheet | deeplink | TUNGSRAM - Tungsram Auriso - 55600lm - 382W - 4000K - 80CRI - TBD[SKU] - Bracket. Y-cable | 3.19 | Bracket. Y-cable | LED | 1 | 382 | [8 empty] | CE | [6 empty] | 20 | 4000 | 820x250x75 |  | 220-240V |  | 5 | A++ | 35° | 3 | 80 |  | 4000 |  | 68000 | >=0.95 | 164000 |  |  | 145.5497 |  |  | 9 | L3 | 25 | max. 10% at 100.000 hrs |  | Available | 840/339 | Cx=0.3818;Cy=0.3797 | Class I | IK08 | IP50 | IP20 | 45 | 2070 | -25 | 1 | 382 | RAL9016 | 50-60Hz | Passive | LED | embedded sensor system | High Bay Rectangular | Tungsram Auriso | Indoor industrial |  | 19.8 | 55600 | Yes |  | risk group 1 |  | Bracket kit. Tilted bracket kit. Busbar bracket kit. Cable hook pair
TBD | AUR-2S55-830-L3-RFM-ST | image | datasheet | deeplink | TUNGSRAM - Tungsram Auriso - 52300lm - 382W - 3000K - 80CRI - TBD[SKU] - Bracket. Y-cable | 3.19 | Bracket. Y-cable | LED | 1 | 382 | [8 empty] | CE | [6 empty] | 20 | 3000 | 820x250x75 |  | 220-240V |  | 5 | A++ | 35° | 3 | 80 |  | 3000 |  | 68000 | >=0.95 | 164000 |  |  | 136.911 |  |  | 9 | L3 | 25 | max. 10% at 100.000 hrs |  | Available | 830/339 | Cx=0.4338;Cy=0.4030 | Class I | IK08 | IP50 | IP20 | 45 | 2070 | -25 | 1 | 382 | RAL9016 | 50-60Hz | Passive | LED | embedded sensor system | High Bay Rectangular | Tungsram Auriso | Indoor industrial |  | 19.6 | 52300 | Yes |  | risk group 1 |  | Bracket kit. Tilted bracket kit. Busbar bracket kit. Cable hook pair
TBD | AUR-2S55-750-L3-RFM-ST | image | datasheet | deeplink | TUNGSRAM - Tungsram Auriso - 58600lm - 382W - 5000K - 70CRI - TBD[SKU] - Bracket. Y-cable | 3.19 | Bracket. Y-cable | LED | 1 | 382 | [8 empty] | CE | [6 empty] | 20 | 5000 | 820x250x75 |  | 220-240V |  | 5 | A++ | 35° | 3 | 70 |  | 5000 |  | 68000 | >=0.95 | 164000 |  |  | 153.4031 |  |  | 9 | L3 | 25 | max. 10% at 100.000 hrs |  | Available | 750/339 | Cx=0.3447;Cy=0.3553 | Class I | IK08 | IP50 | IP20 | 45 | 2070 | -25 | 1 | 382 | RAL9016 | 50-60Hz | Passive | LED | embedded sensor system | High Bay Rectangular | Tungsram Auriso | Indoor industrial |  | 20 | 58600 | Yes |  | risk group 1 |  | Bracket kit. Tilted bracket kit. Busbar bracket kit. Cable hook pair
TBD | AUR-2S55-740-L3-RFM-ST | image | datasheet | deeplink | TUNGSRAM - Tungsram Auriso - 58500lm - 382W - 4000K - 70CRI - TBD[SKU] - Bracket. Y-cable | 3.19 | Bracket. Y-cable | LED | 1 | 382 | [8 empty] | CE | [6 empty] | 20 | 4000 | 820x250x75 |  | 220-240V |  | 5 | A++ | 35° | 3 | 70 |  | 4000 |  | 68000 | >=0.95 | 164000 |  |  | 153.1414 |  |  | 9 | L3 | 25 | max. 10% at 100.000 hrs |  | Available | 740/339 | Cx=0.4338;Cy=0.4030 | Class I | IK08 | IP50 | IP20 | 45 | 2070 | -25 | 1 | 382 | RAL9016 | 50-60Hz | Passive | LED | embedded sensor system | High Bay Rectangular | Tungsram Auriso | Indoor industrial |  | 20 | 58500 | Yes |  | risk group 1 |  | Bracket kit. Tilted bracket kit. Busbar bracket kit. Cable hook pair
TBD | AUR-2S55-730-L3-RFM-ST | image | datasheet | deeplink | TUNGSRAM - Tungsram Auriso - 56900lm - 382W - 3000K - 70CRI - TBD[SKU] - Bracket. Y-cable | 3.19 | Bracket. Y-cable | LED | 1 | 382 | [8 empty] | CE | [6 empty] | 20 | 3000 | 820x250x75 |  | 220-240V |  | 5 | A++ | 35° | 3 | 70 |  | 3000 |  | 68000 | >=0.95 | 164000 |  |  | 148.9529 |  |  | 9 | L3 | 25 | max. 10% at 100.000 hrs |  | Available | 730/339 | Cx=0.4338;Cy=0.4030 | Class I | IK08 | IP50 | IP20 | 45 | 2070 | -25 | 1 | 382 | RAL9016 | 50-60Hz | Passive | LED | embedded sensor system | High Bay Rectangular | Tungsram Auriso | Indoor industrial |  | 19.9 | 56900 | Yes |  | risk group 1 |  | Bracket kit. Tilted bracket kit. Busbar bracket kit. Cable hook pair
TBD | AUR-2S55-850-D1-RFM-ST | image | datasheet | deeplink | TUNGSRAM - Tungsram Auriso - 48700lm - 382W - 5000K - 80CRI - TBD[SKU] - Bracket. Y-cable | 3.19 | Bracket. Y-cable | LED | 1 | 382 | [8 empty] | CE | [6 empty] | 20 | 5000 | 820x250x75 |  | 220-240V |  | 5 | A++ | 100° | 3 | 80 |  | 5000 |  | 68000 | >=0.95 | 164000 |  |  | 127.4869 |  |  | 9 | D1 | 25 | max. 10% at 100.000 hrs |  | Available | 850/339 | Cx=0.3447;Cy=0.3553 | Class I | IK08 | IP20 | IP20 | 45 | 2070 | -25 | 1 | 382 | RAL9016 | 50-60Hz | Passive | LED | embedded sensor system | High Bay Rectangular | Tungsram Auriso | Indoor industrial |  | 28 | 48700 | Yes |  | risk group 1 |  | Bracket kit. Tilted bracket kit. Busbar bracket kit. Cable hook pair
TBD | AUR-2S55-840-D1-RFM-ST | image | datasheet | deeplink | TUNGSRAM - Tungsram Auriso - 47500lm - 382W - 4000K - 80CRI - TBD[SKU] - Bracket. Y-cable | 3.19 | Bracket. Y-cable | LED | 1 | 382 | [8 empty] | CE | [6 empty] | 20 | 4000 | 820x250x75 |  | 220-240V |  | 5 | A++ | 100° | 3 | 80 |  | 4000 |  | 68000 | >=0.95 | 164000 |  |  | 124.3455 |  |  | 9 | D1 | 25 | max. 10% at 100.000 hrs |  | Available | 840/339 | Cx=0.3818;Cy=0.3797 | Class I | IK08 | IP20 | IP20 | 45 | 2070 | -25 | 1 | 382 | RAL9016 | 50-60Hz | Passive | LED | embedded sensor system | High Bay Rectangular | Tungsram Auriso | Indoor industrial |  | 28 | 47500 | Yes |  | risk group 1 |  | Bracket kit. Tilted bracket kit. Busbar bracket kit. Cable hook pair
TBD | AUR-2S55-830-D1-RFM-ST | image | datasheet | deeplink | TUNGSRAM - Tungsram Auriso - 44700lm - 382W - 3000K - 80CRI - TBD[SKU] - Bracket. Y-cable | 3.19 | Bracket. Y-cable | LED | 1 | 382 | [8 empty] | CE | [6 empty] | 20 | 3000 | 820x250x75 |  | 220-240V |  | 5 | A++ | 100° | 3 | 80 |  | 3000 |  | 68000 | >=0.95 | 164000 |  |  | 117.0157 |  |  | 9 | D1 | 25 | max. 10% at 100.000 hrs |  | Available | 830/339 | Cx=0.4338;Cy=0.4030 | Class I | IK08 | IP20 | IP20 | 45 | 2070 | -25 | 1 | 382 | RAL9016 | 50-60Hz | Passive | LED | embedded sensor system | High Bay Rectangular | Tungsram Auriso | Indoor industrial |  | 27.9 | 44700 | Yes |  | risk group 1 |  | Bracket kit. Tilted bracket kit. Busbar bracket kit. Cable hook pair
TBD | AUR-2S55-750-D1-RFM-ST | image | datasheet | deeplink | TUNGSRAM - Tungsram Auriso - 50100lm - 382W - 5000K - 70CRI - TBD[SKU] - Bracket. Y-cable | 3.19 | Bracket. Y-cable | LED | 1 | 382 | [8 empty] | CE | [6 empty] | 20 | 5000 | 820x250x75 |  | 220-240V |  | 5 | A++ | 100° | 3 | 70 |  | 5000 |  | 68000 | >=0.95 | 164000 |  |  | 131.1518 |  |  | 9 | D1 | 25 | max. 10% at 100.000 hrs |  | Available | 750/339 | Cx=0.3447;Cy=0.3553 | Class I | IK08 | IP20 | IP20 | 45 | 2070 | -25 | 1 | 382 | RAL9016 | 50-60Hz | Passive | LED | embedded sensor system | High Bay Rectangular | Tungsram Auriso | Indoor industrial |  | 28.3 | 50100 | Yes |  | risk group 1 |  | Bracket kit. Tilted bracket kit. Busbar bracket kit. Cable hook pair
TBD | AUR-2S55-740-D1-RFM-ST | image | datasheet | deeplink | TUNGSRAM - Tungsram Auriso - 50000lm - 382W - 4000K - 70CRI - TBD[SKU] - Bracket. Y-cable | 3.19 | Bracket. Y-cable | LED | 1 | 382 | [8 empty] | CE | [6 empty] | 20 | 4000 | 820x250x75 |  | 220-240V |  | 5 | A++ | 100° | 3 | 70 |  | 4000 |  | 68000 | >=0.95 | 164000 |  |  | 130.8901 |  |  | 9 | D1 | 25 | max. 10% at 100.000 hrs |  | Available | 740/339 | Cx=0.4338;Cy=0.4030 | Class I | IK08 | IP20 | IP20 | 45 | 2070 | -25 | 1 | 382 | RAL9016 | 50-60Hz | Passive | LED | embedded sensor system | High Bay Rectangular | Tungsram Auriso | Indoor industrial |  | 28.3 | 50000 | Yes |  | risk group 1 |  | Bracket kit. Tilted bracket kit. Busbar bracket kit. Cable hook pair
TBD | AUR-2S55-730-D1-RFM-ST | image | datasheet | deeplink | TUNGSRAM - Tungsram Auriso - 48600lm - 382W - 3000K - 70CRI - TBD[SKU] - Bracket. Y-cable | 3.19 | Bracket. Y-cable | LED | 1 | 382 | [8 empty] | CE | [6 empty] | 20 | 3000 | 820x250x75 |  | 220-240V |  | 5 | A++ | 100° | 3 | 70 |  | 3000 |  | 68000 | >=0.95 | 164000 |  |  | 127.2251 |  |  | 9 | D1 | 25 | max. 10% at 100.000 hrs |  | Available | 730/339 | Cx=0.4338;Cy=0.4030 | Class I | IK08 | IP20 | IP20 | 45 | 2070 | -25 | 1 | 382 | RAL9016 | 50-60Hz | Passive | LED | embedded sensor system | High Bay Rectangular | Tungsram Auriso | Indoor industrial |  | 28.2 | 48600 | Yes |  | risk group 1 |  | Bracket kit. Tilted bracket kit. Busbar bracket kit. Cable hook pair
TBD | AUR-2S55-850-C1-RFM-ST | image | datasheet | deeplink | TUNGSRAM - Tungsram Auriso - 54100lm - 382W - 5000K - 80CRI - TBD[SKU] - Bracket. Y-cable | 3.19 | Bracket. Y-cable | LED | 1 | 382 | [8 empty] | CE | [6 empty] | 20 | 5000 | 820x250x75 |  | 220-240V |  | 5 | A++ | 110° | 3 | 80 |  | 5000 |  | 68000 | >=0.95 | 164000 |  |  | 141.623 |  |  | 9 | C1 | 25 | max. 10% at 100.000 hrs |  | Available | 850/339 | Cx=0.3447;Cy=0.3553 | Class I | IK08 | IP20 | IP20 | 45 | 2070 | -25 | 1 | 382 | RAL9016 | 50-60Hz | Passive | LED | embedded sensor system | High Bay Rectangular | Tungsram Auriso | Indoor industrial |  | 27.9 | 54100 | Yes |  | risk group 1 |  | Bracket kit. Tilted bracket kit. Busbar bracket kit. Cable hook pair
TBD | AUR-2S55-840-C1-RFM-ST | image | datasheet | deeplink | TUNGSRAM - Tungsram Auriso - 52800lm - 382W - 4000K - 80CRI - TBD[SKU] - Bracket. Y-cable | 3.19 | Bracket. Y-cable | LED | 1 | 382 | [8 empty] | CE | [6 empty] | 20 | 4000 | 820x250x75 |  | 220-240V |  | 5 | A++ | 110° | 3 | 80 |  | 4000 |  | 68000 | >=0.95 | 164000 |  |  | 138.2199 |  |  | 9 | C1 | 25 | max. 10% at 100.000 hrs |  | Available | 840/339 | Cx=0.3818;Cy=0.3797 | Class I | IK08 | IP20 | IP20 | 45 | 2070 | -25 | 1 | 382 | RAL9016 | 50-60Hz | Passive | LED | embedded sensor system | High Bay Rectangular | Tungsram Auriso | Indoor industrial |  | 27.9 | 52800 | Yes |  | risk group 1 |  | Bracket kit. Tilted bracket kit. Busbar bracket kit. Cable hook pair
TBD | AUR-2S55-830-C1-RFM-ST | image | datasheet | deeplink | TUNGSRAM - Tungsram Auriso - 49700lm - 382W - 3000K - 80CRI - TBD[SKU] - Bracket. Y-cable | 3.19 | Bracket. Y-cable | LED | 1 | 382 | [8 empty] | CE | [6 empty] | 20 | 3000 | 820x250x75 |  | 220-240V |  | 5 | A++ | 110° | 3 | 80 |  | 3000 |  | 68000 | >=0.95 | 164000 |  |  | 130.1047 |  |  | 9 | C1 | 25 | max. 10% at 100.000 hrs |  | Available | 830/339 | Cx=0.4338;Cy=0.4030 | Class I | IK08 | IP20 | IP20 | 45 | 2070 | -25 | 1 | 382 | RAL9016 | 50-60Hz | Passive | LED | embedded sensor system | High Bay Rectangular | Tungsram Auriso | Indoor industrial |  | 27.8 | 49700 | Yes |  | risk group 1 |  | Bracket kit. Tilted bracket kit. Busbar bracket kit. Cable hook pair
TBD | AUR-2S55-750-C1-RFM-ST | image | datasheet | deeplink | TUNGSRAM - Tungsram Auriso - 55700lm - 382W - 5000K - 70CRI - TBD[SKU] - Bracket. Y-cable | 3.19 | Bracket. Y-cable | LED | 1 | 382 | [8 empty] | CE | [6 empty] | 20 | 5000 | 820x250x75 |  | 220-240V |  | 5 | A++ | 110° | 3 | 70 |  | 5000 |  | 68000 | >=0.95 | 164000 |  |  | 145.8115 |  |  | 9 | C1 | 25 | max. 10% at 100.000 hrs |  | Available | 750/339 | Cx=0.3447;Cy=0.3553 | Class I | IK08 | IP20 | IP20 | 45 | 2070 | -25 | 1 | 382 | RAL9016 | 50-60Hz | Passive | LED | embedded sensor system | High Bay Rectangular | Tungsram Auriso | Indoor industrial |  | 28.2 | 55700 | Yes |  | risk group 1 |  | Bracket kit. Tilted bracket kit. Busbar bracket kit. Cable hook pair
TBD | AUR-2S55-740-C1-RFM-ST | image | datasheet | deeplink | TUNGSRAM - Tungsram Auriso - 55500lm - 382W - 4000K - 70CRI - TBD[SKU] - Bracket. Y-cable | 3.19 | Bracket. Y-cable | LED | 1 | 382 | [8 empty] | CE | [6 empty] | 20 | 4000 | 820x250x75 |  | 220-240V |  | 5 | A++ | 110° | 3 | 70 |  | 4000 |  | 68000 | >=0.95 | 164000 |  |  | 145.288 |  |  | 9 | C1 | 25 | max. 10% at 100.000 hrs |  | Available | 740/339 | Cx=0.4338;Cy=0.4030 | Class I | IK08 | IP20 | IP20 | 45 | 2070 | -25 | 1 | 382 | RAL9016 | 50-60Hz | Passive | LED | embedded sensor system | High Bay Rectangular | Tungsram Auriso | Indoor industrial |  | 28.2 | 55500 | Yes |  | risk group 1 |  | Bracket kit. Tilted bracket kit. Busbar bracket kit. Cable hook pair
TBD | AUR-2S55-730-C1-RFM-ST | image | datasheet | deeplink | TUNGSRAM - Tungsram Auriso - 54000lm - 382W - 3000K - 70CRI - TBD[SKU] - Bracket. Y-cable | 3.19 | Bracket. Y-cable | LED | 1 | 382 | [8 empty] | CE | [6 empty] | 20 | 3000 | 820x250x75 |  | 220-240V |  | 5 | A++ | 110° | 3 | 70 |  | 3000 |  | 68000 | >=0.95 | 164000 |  |  | 141.3613 |  |  | 9 | C1 | 25 | max. 10% at 100.000 hrs |  | Available | 730/339 | Cx=0.4338;Cy=0.4030 | Class I | IK08 | IP20 | IP20 | 45 | 2070 | -25 | 1 | 382 | RAL9016 | 50-60Hz | Passive | LED | embedded sensor system | High Bay Rectangular | Tungsram Auriso | Indoor industrial |  | 28 | 54000 | Yes |  | risk group 1 |  | Bracket kit. Tilted bracket kit. Busbar bracket kit. Cable hook pair
TBD | AUR-2S50-850-U8-RFM-ST | image | datasheet | deeplink | TUNGSRAM - Tungsram Auriso - 43200lm - 331W - 5000K - 80CRI - TBD[SKU] - Bracket. Y-cable | 3.19 | Bracket. Y-cable | LED | 1 | 331 | [8 empty] | CE | [6 empty] | 20 | 5000 | 820x250x75 |  | 220-240V |  | 5 | A++ | 80° | 3 | 80 |  | 5000 |  | 82000 | >=0.95 | 196000 |  |  | 130.5136 |  |  | 9 | U8 | 25 | max. 10% at 100.000 hrs |  | Available | 850/339 | Cx=0.3447;Cy=0.3553 | Class I | IK08 | IP20 | IP20 | 50 | 1790 | -25 | 1 | 331 | RAL9016 | 50-60Hz | Passive | LED | embedded sensor system | High Bay Rectangular | Tungsram Auriso | Indoor industrial |  | 24.9 | 43200 | Yes |  | risk group 1 |  | Bracket kit. Tilted bracket kit. Busbar bracket kit. Cable hook pair
TBD | AUR-2S50-840-U8-RFM-ST | image | datasheet | deeplink | TUNGSRAM - Tungsram Auriso - 42100lm - 331W - 4000K - 80CRI - TBD[SKU] - Bracket. Y-cable | 3.19 | Bracket. Y-cable | LED | 1 | 331 | [8 empty] | CE | [6 empty] | 20 | 4000 | 820x250x75 |  | 220-240V |  | 5 | A++ | 80° | 3 | 80 |  | 4000 |  | 82000 | >=0.95 | 196000 |  |  | 127.1903 |  |  | 9 | U8 | 25 | max. 10% at 100.000 hrs |  | Available | 840/339 | Cx=0.3818;Cy=0.3797 | Class I | IK08 | IP20 | IP20 | 50 | 1790 | -25 | 1 | 331 | RAL9016 | 50-60Hz | Passive | LED | embedded sensor system | High Bay Rectangular | Tungsram Auriso | Indoor industrial |  | 24.9 | 42100 | Yes |  | risk group 1 |  | Bracket kit. Tilted bracket kit. Busbar bracket kit. Cable hook pair
TBD | AUR-2S50-830-U8-RFM-ST | image | datasheet | deeplink | TUNGSRAM - Tungsram Auriso - 39600lm - 331W - 3000K - 80CRI - TBD[SKU] - Bracket. Y-cable | 3.19 | Bracket. Y-cable | LED | 1 | 331 | [8 empty] | CE | [6 empty] | 20 | 3000 | 820x250x75 |  | 220-240V |  | 5 | A++ | 80° | 3 | 80 |  | 3000 |  | 82000 | >=0.95 | 196000 |  |  | 119.6375 |  |  | 9 | U8 | 25 | max. 10% at 100.000 hrs |  | Available | 830/339 | Cx=0.4338;Cy=0.4030 | Class I | IK08 | IP20 | IP20 | 50 | 1790 | -25 | 1 | 331 | RAL9016 | 50-60Hz | Passive | LED | embedded sensor system | High Bay Rectangular | Tungsram Auriso | Indoor industrial |  | 24.8 | 39600 | Yes |  | risk group 1 |  | Bracket kit. Tilted bracket kit. Busbar bracket kit. Cable hook pair
TBD | AUR-2S50-750-U8-RFM-ST | image | datasheet | deeplink | TUNGSRAM - Tungsram Auriso - 44400lm - 331W - 5000K - 70CRI - TBD[SKU] - Bracket. Y-cable | 3.19 | Bracket. Y-cable | LED | 1 | 331 | [8 empty] | CE | [6 empty] | 20 | 5000 | 820x250x75 |  | 220-240V |  | 5 | A++ | 80° | 3 | 70 |  | 5000 |  | 82000 | >=0.95 | 196000 |  |  | 134.139 |  |  | 9 | U8 | 25 | max. 10% at 100.000 hrs |  | Available | 750/339 | Cx=0.3447;Cy=0.3553 | Class I | IK08 | IP20 | IP20 | 50 | 1790 | -25 | 1 | 331 | RAL9016 | 50-60Hz | Passive | LED | embedded sensor system | High Bay Rectangular | Tungsram Auriso | Indoor industrial |  | 25.2 | 44400 | Yes |  | risk group 1 |  | Bracket kit. Tilted bracket kit. Busbar bracket kit. Cable hook pair
TBD | AUR-2S50-740-U8-RFM-ST | image | datasheet | deeplink | TUNGSRAM - Tungsram Auriso - 44300lm - 331W - 4000K - 70CRI - TBD[SKU] - Bracket. Y-cable | 3.19 | Bracket. Y-cable | LED | 1 | 331 | [8 empty] | CE | [6 empty] | 20 | 4000 | 820x250x75 |  | 220-240V |  | 5 | A++ | 80° | 3 | 70 |  | 4000 |  | 82000 | >=0.95 | 196000 |  |  | 133.8369 |  |  | 9 | U8 | 25 | max. 10% at 100.000 hrs |  | Available | 740/339 | Cx=0.4338;Cy=0.4030 | Class I | IK08 | IP20 | IP20 | 50 | 1790 | -25 | 1 | 331 | RAL9016 | 50-60Hz | Passive | LED | embedded sensor system | High Bay Rectangular | Tungsram Auriso | Indoor industrial |  | 25.2 | 44300 | Yes |  | risk group 1 |  | Bracket kit. Tilted bracket kit. Busbar bracket kit. Cable hook pair
TBD | AUR-2S50-730-U8-RFM-ST | image | datasheet | deeplink | TUNGSRAM - Tungsram Auriso - 43100lm - 331W - 3000K - 70CRI - TBD[SKU] - Bracket. Y-cable | 3.19 | Bracket. Y-cable | LED | 1 | 331 | [8 empty] | CE | [6 empty] | 20 | 3000 | 820x250x75 |  | 220-240V |  | 5 | A++ | 80° | 3 | 70 |  | 3000 |  | 82000 | >=0.95 | 196000 |  |  | 130.2115 |  |  | 9 | U8 | 25 | max. 10% at 100.000 hrs |  | Available | 730/339 | Cx=0.4338;Cy=0.4030 | Class I | IK08 | IP20 | IP20 | 50 | 1790 | -25 | 1 | 331 | RAL9016 | 50-60Hz | Passive | LED | embedded sensor system | High Bay Rectangular | Tungsram Auriso | Indoor industrial |  | 25 | 43100 | Yes |  | risk group 1 |  | Bracket kit. Tilted bracket kit. Busbar bracket kit. Cable hook pair
TBD | AUR-2S50-850-U6-RFM-ST | image | datasheet | deeplink | TUNGSRAM - Tungsram Auriso - 39500lm - 331W - 5000K - 80CRI - TBD[SKU] - Bracket. Y-cable | 3.19 | Bracket. Y-cable | LED | 1 | 331 | [8 empty] | CE | [6 empty] | 20 | 5000 | 820x250x75 |  | 220-240V |  | 5 | A++ | 65° | 3 | 80 |  | 5000 |  | 82000 | >=0.95 | 196000 |  |  | 119.3353 |  |  | 9 | U6 | 25 | max. 10% at 100.000 hrs |  | Available | 850/339 | Cx=0.3447;Cy=0.3553 | Class I | IK08 | IP50 | IP20 | 50 | 1790 | -25 | 1 | 331 | RAL9016 | 50-60Hz | Passive | LED | embedded sensor system | High Bay Rectangular | Tungsram Auriso | Indoor industrial |  | 23.5 | 39500 | Yes |  | risk group 1 |  | Bracket kit. Tilted bracket kit. Busbar bracket kit. Cable hook pair
TBD | AUR-2S50-840-U6-RFM-ST | image | datasheet | deeplink | TUNGSRAM - Tungsram Auriso - 38400lm - 331W - 4000K - 80CRI - TBD[SKU] - Bracket. Y-cable | 3.19 | Bracket. Y-cable | LED | 1 | 331 | [8 empty] | CE | [6 empty] | 20 | 4000 | 820x250x75 |  | 220-240V |  | 5 | A++ | 65° | 3 | 80 |  | 4000 |  | 82000 | >=0.95 | 196000 |  |  | 116.0121 |  |  | 9 | U6 | 25 | max. 10% at 100.000 hrs |  | Available | 840/339 | Cx=0.3818;Cy=0.3797 | Class I | IK08 | IP50 | IP20 | 50 | 1790 | -25 | 1 | 331 | RAL9016 | 50-60Hz | Passive | LED | embedded sensor system | High Bay Rectangular | Tungsram Auriso | Indoor industrial |  | 23.5 | 38400 | Yes |  | risk group 1 |  | Bracket kit. Tilted bracket kit. Busbar bracket kit. Cable hook pair
TBD | AUR-2S50-830-U6-RFM-ST | image | datasheet | deeplink | TUNGSRAM - Tungsram Auriso - 36200lm - 331W - 3000K - 80CRI - TBD[SKU] - Bracket. Y-cable | 3.19 | Bracket. Y-cable | LED | 1 | 331 | [8 empty] | CE | [6 empty] | 20 | 3000 | 820x250x75 |  | 220-240V |  | 5 | A++ | 65° | 3 | 80 |  | 3000 |  | 82000 | >=0.95 | 196000 |  |  | 109.3656 |  |  | 9 | U6 | 25 | max. 10% at 100.000 hrs |  | Available | 830/339 | Cx=0.4338;Cy=0.4030 | Class I | IK08 | IP50 | IP20 | 50 | 1790 | -25 | 1 | 331 | RAL9016 | 50-60Hz | Passive | LED | embedded sensor system | High Bay Rectangular | Tungsram Auriso | Indoor industrial |  | 23.4 | 36200 | Yes |  | risk group 1 |  | Bracket kit. Tilted bracket kit. Busbar bracket kit. Cable hook pair
TBD | AUR-2S50-750-U6-RFM-ST | image | datasheet | deeplink | TUNGSRAM - Tungsram Auriso - 40600lm - 331W - 5000K - 70CRI - TBD[SKU] - Bracket. Y-cable | 3.19 | Bracket. Y-cable | LED | 1 | 331 | [8 empty] | CE | [6 empty] | 20 | 5000 | 820x250x75 |  | 220-240V |  | 5 | A++ | 65° | 3 | 70 |  | 5000 |  | 82000 | >=0.95 | 196000 |  |  | 122.6586 |  |  | 9 | U6 | 25 | max. 10% at 100.000 hrs |  | Available | 750/339 | Cx=0.3447;Cy=0.3553 | Class I | IK08 | IP50 | IP20 | 50 | 1790 | -25 | 1 | 331 | RAL9016 | 50-60Hz | Passive | LED | embedded sensor system | High Bay Rectangular | Tungsram Auriso | Indoor industrial |  | 23.8 | 40600 | Yes |  | risk group 1 |  | Bracket kit. Tilted bracket kit. Busbar bracket kit. Cable hook pair
TBD | AUR-2S50-740-U6-RFM-ST | image | datasheet | deeplink | TUNGSRAM - Tungsram Auriso - 40500lm - 331W - 4000K - 70CRI - TBD[SKU] - Bracket. Y-cable | 3.19 | Bracket. Y-cable | LED | 1 | 331 | [8 empty] | CE | [6 empty] | 20 | 4000 | 820x250x75 |  | 220-240V |  | 5 | A++ | 65° | 3 | 70 |  | 4000 |  | 82000 | >=0.95 | 196000 |  |  | 122.3565 |  |  | 9 | U6 | 25 | max. 10% at 100.000 hrs |  | Available | 740/339 | Cx=0.4338;Cy=0.4030 | Class I | IK08 | IP50 | IP20 | 50 | 1790 | -25 | 1 | 331 | RAL9016 | 50-60Hz | Passive | LED | embedded sensor system | High Bay Rectangular | Tungsram Auriso | Indoor industrial |  | 23.8 | 40500 | Yes |  | risk group 1 |  | Bracket kit. Tilted bracket kit. Busbar bracket kit. Cable hook pair
TBD | AUR-2S50-730-U6-RFM-ST | image | datasheet | deeplink | TUNGSRAM - Tungsram Auriso - 39300lm - 331W - 3000K - 70CRI - TBD[SKU] - Bracket. Y-cable | 3.19 | Bracket. Y-cable | LED | 1 | 331 | [8 empty] | CE | [6 empty] | 20 | 3000 | 820x250x75 |  | 220-240V |  | 5 | A++ | 65° | 3 | 70 |  | 3000 |  | 82000 | >=0.95 | 196000 |  |  | 118.7311 |  |  | 9 | U6 | 25 | max. 10% at 100.000 hrs |  | Available | 730/339 | Cx=0.4338;Cy=0.4030 | Class I | IK08 | IP50 | IP20 | 50 | 1790 | -25 | 1 | 331 | RAL9016 | 50-60Hz | Passive | LED | embedded sensor system | High Bay Rectangular | Tungsram Auriso | Indoor industrial |  | 23.7 | 39300 | Yes |  | risk group 1 |  | Bracket kit. Tilted bracket kit. Busbar bracket kit. Cable hook pair
TBD | AUR-2S50-850-U4-RFM-ST | image | datasheet | deeplink | TUNGSRAM - Tungsram Auriso - 41100lm - 331W - 5000K - 80CRI - TBD[SKU] - Bracket. Y-cable | 3.19 | Bracket. Y-cable | LED | 1 | 331 | [8 empty] | CE | [6 empty] | 20 | 5000 | 820x250x75 |  | 220-240V |  | 5 | A++ | 45° | 3 | 80 |  | 5000 |  | 82000 | >=0.95 | 196000 |  |  | 124.1692 |  |  | 9 | U4 | 25 | max. 10% at 100.000 hrs |  | Available | 850/339 | Cx=0.3447;Cy=0.3553 | Class I | IK08 | IP50 | IP20 | 50 | 1790 | -25 | 1 | 331 | RAL9016 | 50-60Hz | Passive | LED | embedded sensor system | High Bay Rectangular | Tungsram Auriso | Indoor industrial |  | 22.8 | 41100 | Yes |  | risk group 1 |  | Bracket kit. Tilted bracket kit. Busbar bracket kit. Cable hook pair
TBD | AUR-2S50-840-U4-RFM-ST | image | datasheet | deeplink | TUNGSRAM - Tungsram Auriso - 40100lm - 331W - 4000K - 80CRI - TBD[SKU] - Bracket. Y-cable | 3.19 | Bracket. Y-cable | LED | 1 | 331 | [8 empty] | CE | [6 empty] | 20 | 4000 | 820x250x75 |  | 220-240V |  | 5 | A++ | 45° | 3 | 80 |  | 4000 |  | 82000 | >=0.95 | 196000 |  |  | 121.148 |  |  | 9 | U4 | 25 | max. 10% at 100.000 hrs |  | Available | 840/339 | Cx=0.3818;Cy=0.3797 | Class I | IK08 | IP50 | IP20 | 50 | 1790 | -25 | 1 | 331 | RAL9016 | 50-60Hz | Passive | LED | embedded sensor system | High Bay Rectangular | Tungsram Auriso | Indoor industrial |  | 22.8 | 40100 | Yes |  | risk group 1 |  | Bracket kit. Tilted bracket kit. Busbar bracket kit. Cable hook pair
TBD | AUR-2S50-830-U4-RFM-ST | image | datasheet | deeplink | TUNGSRAM - Tungsram Auriso - 37700lm - 331W - 3000K - 80CRI - TBD[SKU] - Bracket. Y-cable | 3.19 | Bracket. Y-cable | LED | 1 | 331 | [8 empty] | CE | [6 empty] | 20 | 3000 | 820x250x75 |  | 220-240V |  | 5 | A++ | 45° | 3 | 80 |  | 3000 |  | 82000 | >=0.95 | 196000 |  |  | 113.8973 |  |  | 9 | U4 | 25 | max. 10% at 100.000 hrs |  | Available | 830/339 | Cx=0.4338;Cy=0.4030 | Class I | IK08 | IP50 | IP20 | 50 | 1790 | -25 | 1 | 331 | RAL9016 | 50-60Hz | Passive | LED | embedded sensor system | High Bay Rectangular | Tungsram Auriso | Indoor industrial |  | 22.7 | 37700 | Yes |  | risk group 1 |  | Bracket kit. Tilted bracket kit. Busbar bracket kit. Cable hook pair
TBD | AUR-2S50-750-U4-RFM-ST | image | datasheet | deeplink | TUNGSRAM - Tungsram Auriso - 42300lm - 331W - 5000K - 70CRI - TBD[SKU] - Bracket. Y-cable | 3.19 | Bracket. Y-cable | LED | 1 | 331 | [8 empty] | CE | [6 empty] | 20 | 5000 | 820x250x75 |  | 220-240V |  | 5 | A++ | 45° | 3 | 70 |  | 5000 |  | 82000 | >=0.95 | 196000 |  |  | 127.7946 |  |  | 9 | U4 | 25 | max. 10% at 100.000 hrs |  | Available | 750/339 | Cx=0.3447;Cy=0.3553 | Class I | IK08 | IP50 | IP20 | 50 | 1790 | -25 | 1 | 331 | RAL9016 | 50-60Hz | Passive | LED | embedded sensor system | High Bay Rectangular | Tungsram Auriso | Indoor industrial |  | 23.1 | 42300 | Yes |  | risk group 1 |  | Bracket kit. Tilted bracket kit. Busbar bracket kit. Cable hook pair
TBD | AUR-2S50-740-U4-RFM-ST | image | datasheet | deeplink | TUNGSRAM - Tungsram Auriso - 42200lm - 331W - 4000K - 70CRI - TBD[SKU] - Bracket. Y-cable | 3.19 | Bracket. Y-cable | LED | 1 | 331 | [8 empty] | CE | [6 empty] | 20 | 4000 | 820x250x75 |  | 220-240V |  | 5 | A++ | 45° | 3 | 70 |  | 4000 |  | 82000 | >=0.95 | 196000 |  |  | 127.4924 |  |  | 9 | U4 | 25 | max. 10% at 100.000 hrs |  | Available | 740/339 | Cx=0.4338;Cy=0.4030 | Class I | IK08 | IP50 | IP20 | 50 | 1790 | -25 | 1 | 331 | RAL9016 | 50-60Hz | Passive | LED | embedded sensor system | High Bay Rectangular | Tungsram Auriso | Indoor industrial |  | 23.1 | 42200 | Yes |  | risk group 1 |  | Bracket kit. Tilted bracket kit. Busbar bracket kit. Cable hook pair
TBD | AUR-2S50-730-U4-RFM-ST | image | datasheet | deeplink | TUNGSRAM - Tungsram Auriso - 41000lm - 331W - 3000K - 70CRI - TBD[SKU] - Bracket. Y-cable | 3.19 | Bracket. Y-cable | LED | 1 | 331 | [8 empty] | CE | [6 empty] | 20 | 3000 | 820x250x75 |  | 220-240V |  | 5 | A++ | 45° | 3 | 70 |  | 3000 |  | 82000 | >=0.95 | 196000 |  |  | 123.8671 |  |  | 9 | U4 | 25 | max. 10% at 100.000 hrs |  | Available | 730/339 | Cx=0.4338;Cy=0.4030 | Class I | IK08 | IP50 | IP20 | 50 | 1790 | -25 | 1 | 331 | RAL9016 | 50-60Hz | Passive | LED | embedded sensor system | High Bay Rectangular | Tungsram Auriso | Indoor industrial |  | 23 | 41000 | Yes |  | risk group 1 |  | Bracket kit. Tilted bracket kit. Busbar bracket kit. Cable hook pair
TBD | AUR-2S50-850-L9-RFM-ST | image | datasheet | deeplink | TUNGSRAM - Tungsram Auriso - 49900lm - 331W - 5000K - 80CRI - TBD[SKU] - Bracket. Y-cable | 3.19 | Bracket. Y-cable | LED | 1 | 331 | [8 empty] | CE | [6 empty] | 20 | 5000 | 820x250x75 |  | 220-240V |  | 5 | A++ | 90° | 3 | 80 |  | 5000 |  | 82000 | >=0.95 | 196000 |  |  | 150.7553 |  |  | 9 | L9 | 25 | max. 10% at 100.000 hrs |  | Available | 850/339 | Cx=0.3447;Cy=0.3553 | Class I | IK08 | IP50 | IP20 | 50 | 1790 | -25 | 1 | 331 | RAL9016 | 50-60Hz | Passive | LED | embedded sensor system | High Bay Rectangular | Tungsram Auriso | Indoor industrial |  | 25.3 | 49900 | Yes |  | risk group 1 |  | Bracket kit. Tilted bracket kit. Busbar bracket kit. Cable hook pair
TBD | AUR-2S50-840-L9-RFM-ST | image | datasheet | deeplink | TUNGSRAM - Tungsram Auriso - 48600lm - 331W - 4000K - 80CRI - TBD[SKU] - Bracket. Y-cable | 3.19 | Bracket. Y-cable | LED | 1 | 331 | [8 empty] | CE | [6 empty] | 20 | 4000 | 820x250x75 |  | 220-240V |  | 5 | A++ | 90° | 3 | 80 |  | 4000 |  | 82000 | >=0.95 | 196000 |  |  | 146.8278 |  |  | 9 | L9 | 25 | max. 10% at 100.000 hrs |  | Available | 840/339 | Cx=0.3818;Cy=0.3797 | Class I | IK08 | IP50 | IP20 | 50 | 1790 | -25 | 1 | 331 | RAL9016 | 50-60Hz | Passive | LED | embedded sensor system | High Bay Rectangular | Tungsram Auriso | Indoor industrial |  | 25.3 | 48600 | Yes |  | risk group 1 |  | Bracket kit. Tilted bracket kit. Busbar bracket kit. Cable hook pair
TBD | AUR-2S50-830-L9-RFM-ST | image | datasheet | deeplink | TUNGSRAM - Tungsram Auriso - 45800lm - 331W - 3000K - 80CRI - TBD[SKU] - Bracket. Y-cable | 3.19 | Bracket. Y-cable | LED | 1 | 331 | [8 empty] | CE | [6 empty] | 20 | 3000 | 820x250x75 |  | 220-240V |  | 5 | A++ | 90° | 3 | 80 |  | 3000 |  | 82000 | >=0.95 | 196000 |  |  | 138.3686 |  |  | 9 | L9 | 25 | max. 10% at 100.000 hrs |  | Available | 830/339 | Cx=0.4338;Cy=0.4030 | Class I | IK08 | IP50 | IP20 | 50 | 1790 | -25 | 1 | 331 | RAL9016 | 50-60Hz | Passive | LED | embedded sensor system | High Bay Rectangular | Tungsram Auriso | Indoor industrial |  | 25.2 | 45800 | Yes |  | risk group 1 |  | Bracket kit. Tilted bracket kit. Busbar bracket kit. Cable hook pair
TBD | AUR-2S50-750-L9-RFM-ST | image | datasheet | deeplink | TUNGSRAM - Tungsram Auriso - 51300lm - 331W - 5000K - 70CRI - TBD[SKU] - Bracket. Y-cable | 3.19 | Bracket. Y-cable | LED | 1 | 331 | [8 empty] | CE | [6 empty] | 20 | 5000 | 820x250x75 |  | 220-240V |  | 5 | A++ | 90° | 3 | 70 |  | 5000 |  | 82000 | >=0.95 | 196000 |  |  | 154.9849 |  |  | 9 | L9 | 25 | max. 10% at 100.000 hrs |  | Available | 750/339 | Cx=0.3447;Cy=0.3553 | Class I | IK08 | IP50 | IP20 | 50 | 1790 | -25 | 1 | 331 | RAL9016 | 50-60Hz | Passive | LED | embedded sensor system | High Bay Rectangular | Tungsram Auriso | Indoor industrial |  | 25.6 | 51300 | Yes |  | risk group 1 |  | Bracket kit. Tilted bracket kit. Busbar bracket kit. Cable hook pair
TBD | AUR-2S50-740-L9-RFM-ST | image | datasheet | deeplink | TUNGSRAM - Tungsram Auriso - 51200lm - 331W - 4000K - 70CRI - TBD[SKU] - Bracket. Y-cable | 3.19 | Bracket. Y-cable | LED | 1 | 331 | [8 empty] | CE | [6 empty] | 20 | 4000 | 820x250x75 |  | 220-240V |  | 5 | A++ | 90° | 3 | 70 |  | 4000 |  | 82000 | >=0.95 | 196000 |  |  | 154.6828 |  |  | 9 | L9 | 25 | max. 10% at 100.000 hrs |  | Available | 740/339 | Cx=0.4338;Cy=0.4030 | Class I | IK08 | IP50 | IP20 | 50 | 1790 | -25 | 1 | 331 | RAL9016 | 50-60Hz | Passive | LED | embedded sensor system | High Bay Rectangular | Tungsram Auriso | Indoor industrial |  | 25.6 | 51200 | Yes |  | risk group 1 |  | Bracket kit. Tilted bracket kit. Busbar bracket kit. Cable hook pair
TBD | AUR-2S50-730-L9-RFM-ST | image | datasheet | deeplink | TUNGSRAM - Tungsram Auriso - 49700lm - 331W - 3000K - 70CRI - TBD[SKU] - Bracket. Y-cable | 3.19 | Bracket. Y-cable | LED | 1 | 331 | [8 empty] | CE | [6 empty] | 20 | 3000 | 820x250x75 |  | 220-240V |  | 5 | A++ | 90° | 3 | 70 |  | 3000 |  | 82000 | >=0.95 | 196000 |  |  | 150.1511 |  |  | 9 | L9 | 25 | max. 10% at 100.000 hrs |  | Available | 730/339 | Cx=0.4338;Cy=0.4030 | Class I | IK08 | IP50 | IP20 | 50 | 1790 | -25 | 1 | 331 | RAL9016 | 50-60Hz | Passive | LED | embedded sensor system | High Bay Rectangular | Tungsram Auriso | Indoor industrial |  | 25.4 | 49700 | Yes |  | risk group 1 |  | Bracket kit. Tilted bracket kit. Busbar bracket kit. Cable hook pair
TBD | AUR-2S50-850-L6-RFM-ST | image | datasheet | deeplink | TUNGSRAM - Tungsram Auriso - 48000lm - 331W - 5000K - 80CRI - TBD[SKU] - Bracket. Y-cable | 3.19 | Bracket. Y-cable | LED | 1 | 331 | [8 empty] | CE | [6 empty] | 20 | 5000 | 820x250x75 |  | 220-240V |  | 5 | A++ | 70° | 3 | 80 |  | 5000 |  | 82000 | >=0.95 | 196000 |  |  | 145.0151 |  |  | 9 | L6 | 25 | max. 10% at 100.000 hrs |  | Available | 850/339 | Cx=0.3447;Cy=0.3553 | Class I | IK08 | IP50 | IP20 | 50 | 1790 | -25 | 1 | 331 | RAL9016 | 50-60Hz | Passive | LED | embedded sensor system | High Bay Rectangular | Tungsram Auriso | Indoor industrial |  | 23.8 | 48000 | Yes |  | risk group 1 |  | Bracket kit. Tilted bracket kit. Busbar bracket kit. Cable hook pair
TBD | AUR-2S50-840-L6-RFM-ST | image | datasheet | deeplink | TUNGSRAM - Tungsram Auriso - 46700lm - 331W - 4000K - 80CRI - TBD[SKU] - Bracket. Y-cable | 3.19 | Bracket. Y-cable | LED | 1 | 331 | [8 empty] | CE | [6 empty] | 20 | 4000 | 820x250x75 |  | 220-240V |  | 5 | A++ | 70° | 3 | 80 |  | 4000 |  | 82000 | >=0.95 | 196000 |  |  | 141.0876 |  |  | 9 | L6 | 25 | max. 10% at 100.000 hrs |  | Available | 840/339 | Cx=0.3818;Cy=0.3797 | Class I | IK08 | IP50 | IP20 | 50 | 1790 | -25 | 1 | 331 | RAL9016 | 50-60Hz | Passive | LED | embedded sensor system | High Bay Rectangular | Tungsram Auriso | Indoor industrial |  | 23.8 | 46700 | Yes |  | risk group 1 |  | Bracket kit. Tilted bracket kit. Busbar bracket kit. Cable hook pair
TBD | AUR-2S50-830-L6-RFM-ST | image | datasheet | deeplink | TUNGSRAM - Tungsram Auriso - 44000lm - 331W - 3000K - 80CRI - TBD[SKU] - Bracket. Y-cable | 3.19 | Bracket. Y-cable | LED | 1 | 331 | [8 empty] | CE | [6 empty] | 20 | 3000 | 820x250x75 |  | 220-240V |  | 5 | A++ | 70° | 3 | 80 |  | 3000 |  | 82000 | >=0.95 | 196000 |  |  | 132.9305 |  |  | 9 | L6 | 25 | max. 10% at 100.000 hrs |  | Available | 830/339 | Cx=0.4338;Cy=0.4030 | Class I | IK08 | IP50 | IP20 | 50 | 1790 | -25 | 1 | 331 | RAL9016 | 50-60Hz | Passive | LED | embedded sensor system | High Bay Rectangular | Tungsram Auriso | Indoor industrial |  | 23.6 | 44000 | Yes |  | risk group 1 |  | Bracket kit. Tilted bracket kit. Busbar bracket kit. Cable hook pair
TBD | AUR-2S50-750-L6-RFM-ST | image | datasheet | deeplink | TUNGSRAM - Tungsram Auriso - 49300lm - 331W - 5000K - 70CRI - TBD[SKU] - Bracket. Y-cable | 3.19 | Bracket. Y-cable | LED | 1 | 331 | [8 empty] | CE | [6 empty] | 20 | 5000 | 820x250x75 |  | 220-240V |  | 5 | A++ | 70° | 3 | 70 |  | 5000 |  | 82000 | >=0.95 | 196000 |  |  | 148.9426 |  |  | 9 | L6 | 25 | max. 10% at 100.000 hrs |  | Available | 750/339 | Cx=0.3447;Cy=0.3553 | Class I | IK08 | IP50 | IP20 | 50 | 1790 | -25 | 1 | 331 | RAL9016 | 50-60Hz | Passive | LED | embedded sensor system | High Bay Rectangular | Tungsram Auriso | Indoor industrial |  | 24 | 49300 | Yes |  | risk group 1 |  | Bracket kit. Tilted bracket kit. Busbar bracket kit. Cable hook pair
TBD | AUR-2S50-740-L6-RFM-ST | image | datasheet | deeplink | TUNGSRAM - Tungsram Auriso - 49200lm - 331W - 4000K - 70CRI - TBD[SKU] - Bracket. Y-cable | 3.19 | Bracket. Y-cable | LED | 1 | 331 | [8 empty] | CE | [6 empty] | 20 | 4000 | 820x250x75 |  | 220-240V |  | 5 | A++ | 70° | 3 | 70 |  | 4000 |  | 82000 | >=0.95 | 196000 |  |  | 148.6405 |  |  | 9 | L6 | 25 | max. 10% at 100.000 hrs |  | Available | 740/339 | Cx=0.4338;Cy=0.4030 | Class I | IK08 | IP50 | IP20 | 50 | 1790 | -25 | 1 | 331 | RAL9016 | 50-60Hz | Passive | LED | embedded sensor system | High Bay Rectangular | Tungsram Auriso | Indoor industrial |  | 24 | 49200 | Yes |  | risk group 1 |  | Bracket kit. Tilted bracket kit. Busbar bracket kit. Cable hook pair
TBD | AUR-2S50-730-L6-RFM-ST | image | datasheet | deeplink | TUNGSRAM - Tungsram Auriso - 47800lm - 331W - 3000K - 70CRI - TBD[SKU] - Bracket. Y-cable | 3.19 | Bracket. Y-cable | LED | 1 | 331 | [8 empty] | CE | [6 empty] | 20 | 3000 | 820x250x75 |  | 220-240V |  | 5 | A++ | 70° | 3 | 70 |  | 3000 |  | 82000 | >=0.95 | 196000 |  |  | 144.4109 |  |  | 9 | L6 | 25 | max. 10% at 100.000 hrs |  | Available | 730/339 | Cx=0.4338;Cy=0.4030 | Class I | IK08 | IP50 | IP20 | 50 | 1790 | -25 | 1 | 331 | RAL9016 | 50-60Hz | Passive | LED | embedded sensor system | High Bay Rectangular | Tungsram Auriso | Indoor industrial |  | 23.9 | 47800 | Yes |  | risk group 1 |  | Bracket kit. Tilted bracket kit. Busbar bracket kit. Cable hook pair
TBD | AUR-2S50-850-L3-RFM-ST | image | datasheet | deeplink | TUNGSRAM - Tungsram Auriso - 50900lm - 331W - 5000K - 80CRI - TBD[SKU] - Bracket. Y-cable | 3.19 | Bracket. Y-cable | LED | 1 | 331 | [8 empty] | CE | [6 empty] | 20 | 5000 | 820x250x75 |  | 220-240V |  | 5 | A++ | 35° | 3 | 80 |  | 5000 |  | 82000 | >=0.95 | 196000 |  |  | 153.7764 |  |  | 9 | L3 | 25 | max. 10% at 100.000 hrs |  | Available | 850/339 | Cx=0.3447;Cy=0.3553 | Class I | IK08 | IP50 | IP20 | 50 | 1790 | -25 | 1 | 331 | RAL9016 | 50-60Hz | Passive | LED | embedded sensor system | High Bay Rectangular | Tungsram Auriso | Indoor industrial |  | 19.4 | 50900 | Yes |  | risk group 1 |  | Bracket kit. Tilted bracket kit. Busbar bracket kit. Cable hook pair
TBD | AUR-2S50-840-L3-RFM-ST | image | datasheet | deeplink | TUNGSRAM - Tungsram Auriso - 49600lm - 331W - 4000K - 80CRI - TBD[SKU] - Bracket. Y-cable | 3.19 | Bracket. Y-cable | LED | 1 | 331 | [8 empty] | CE | [6 empty] | 20 | 4000 | 820x250x75 |  | 220-240V |  | 5 | A++ | 35° | 3 | 80 |  | 4000 |  | 82000 | >=0.95 | 196000 |  |  | 149.8489 |  |  | 9 | L3 | 25 | max. 10% at 100.000 hrs |  | Available | 840/339 | Cx=0.3818;Cy=0.3797 | Class I | IK08 | IP50 | IP20 | 50 | 1790 | -25 | 1 | 331 | RAL9016 | 50-60Hz | Passive | LED | embedded sensor system | High Bay Rectangular | Tungsram Auriso | Indoor industrial |  | 19.4 | 49600 | Yes |  | risk group 1 |  | Bracket kit. Tilted bracket kit. Busbar bracket kit. Cable hook pair
TBD | AUR-2S50-830-L3-RFM-ST | image | datasheet | deeplink | TUNGSRAM - Tungsram Auriso - 46700lm - 331W - 3000K - 80CRI - TBD[SKU] - Bracket. Y-cable | 3.19 | Bracket. Y-cable | LED | 1 | 331 | [8 empty] | CE | [6 empty] | 20 | 3000 | 820x250x75 |  | 220-240V |  | 5 | A++ | 35° | 3 | 80 |  | 3000 |  | 82000 | >=0.95 | 196000 |  |  | 141.0876 |  |  | 9 | L3 | 25 | max. 10% at 100.000 hrs |  | Available | 830/339 | Cx=0.4338;Cy=0.4030 | Class I | IK08 | IP50 | IP20 | 50 | 1790 | -25 | 1 | 331 | RAL9016 | 50-60Hz | Passive | LED | embedded sensor system | High Bay Rectangular | Tungsram Auriso | Indoor industrial |  | 19.2 | 46700 | Yes |  | risk group 1 |  | Bracket kit. Tilted bracket kit. Busbar bracket kit. Cable hook pair
TBD | AUR-2S50-750-L3-RFM-ST | image | datasheet | deeplink | TUNGSRAM - Tungsram Auriso - 52400lm - 331W - 5000K - 70CRI - TBD[SKU] - Bracket. Y-cable | 3.19 | Bracket. Y-cable | LED | 1 | 331 | [8 empty] | CE | [6 empty] | 20 | 5000 | 820x250x75 |  | 220-240V |  | 5 | A++ | 35° | 3 | 70 |  | 5000 |  | 82000 | >=0.95 | 196000 |  |  | 158.3082 |  |  | 9 | L3 | 25 | max. 10% at 100.000 hrs |  | Available | 750/339 | Cx=0.3447;Cy=0.3553 | Class I | IK08 | IP50 | IP20 | 50 | 1790 | -25 | 1 | 331 | RAL9016 | 50-60Hz | Passive | LED | embedded sensor system | High Bay Rectangular | Tungsram Auriso | Indoor industrial |  | 19.6 | 52400 | Yes |  | risk group 1 |  | Bracket kit. Tilted bracket kit. Busbar bracket kit. Cable hook pair
TBD | AUR-2S50-740-L3-RFM-ST | image | datasheet | deeplink | TUNGSRAM - Tungsram Auriso - 52200lm - 331W - 4000K - 70CRI - TBD[SKU] - Bracket. Y-cable | 3.19 | Bracket. Y-cable | LED | 1 | 331 | [8 empty] | CE | [6 empty] | 20 | 4000 | 820x250x75 |  | 220-240V |  | 5 | A++ | 35° | 3 | 70 |  | 4000 |  | 82000 | >=0.95 | 196000 |  |  | 157.7039 |  |  | 9 | L3 | 25 | max. 10% at 100.000 hrs |  | Available | 740/339 | Cx=0.4338;Cy=0.4030 | Class I | IK08 | IP50 | IP20 | 50 | 1790 | -25 | 1 | 331 | RAL9016 | 50-60Hz | Passive | LED | embedded sensor system | High Bay Rectangular | Tungsram Auriso | Indoor industrial |  | 19.6 | 52200 | Yes |  | risk group 1 |  | Bracket kit. Tilted bracket kit. Busbar bracket kit. Cable hook pair
TBD | AUR-2S50-730-L3-RFM-ST | image | datasheet | deeplink | TUNGSRAM - Tungsram Auriso - 50800lm - 331W - 3000K - 70CRI - TBD[SKU] - Bracket. Y-cable | 3.19 | Bracket. Y-cable | LED | 1 | 331 | [8 empty] | CE | [6 empty] | 20 | 3000 | 820x250x75 |  | 220-240V |  | 5 | A++ | 35° | 3 | 70 |  | 3000 |  | 82000 | >=0.95 | 196000 |  |  | 153.4743 |  |  | 9 | L3 | 25 | max. 10% at 100.000 hrs |  | Available | 730/339 | Cx=0.4338;Cy=0.4030 | Class I | IK08 | IP50 | IP20 | 50 | 1790 | -25 | 1 | 331 | RAL9016 | 50-60Hz | Passive | LED | embedded sensor system | High Bay Rectangular | Tungsram Auriso | Indoor industrial |  | 19.5 | 50800 | Yes |  | risk group 1 |  | Bracket kit. Tilted bracket kit. Busbar bracket kit. Cable hook pair
TBD | AUR-2S50-850-D1-RFM-ST | image | datasheet | deeplink | TUNGSRAM - Tungsram Auriso - 43500lm - 331W - 5000K - 80CRI - TBD[SKU] - Bracket. Y-cable | 3.19 | Bracket. Y-cable | LED | 1 | 331 | [8 empty] | CE | [6 empty] | 20 | 5000 | 820x250x75 |  | 220-240V |  | 5 | A++ | 100° | 3 | 80 |  | 5000 |  | 82000 | >=0.95 | 196000 |  |  | 131.4199 |  |  | 9 | D1 | 25 | max. 10% at 100.000 hrs |  | Available | 850/339 | Cx=0.3447;Cy=0.3553 | Class I | IK08 | IP20 | IP20 | 50 | 1790 | -25 | 1 | 331 | RAL9016 | 50-60Hz | Passive | LED | embedded sensor system | High Bay Rectangular | Tungsram Auriso | Indoor industrial |  | 27.6 | 43500 | Yes |  | risk group 1 |  | Bracket kit. Tilted bracket kit. Busbar bracket kit. Cable hook pair
TBD | AUR-2S50-840-D1-RFM-ST | image | datasheet | deeplink | TUNGSRAM - Tungsram Auriso - 42400lm - 331W - 4000K - 80CRI - TBD[SKU] - Bracket. Y-cable | 3.19 | Bracket. Y-cable | LED | 1 | 331 | [8 empty] | CE | [6 empty] | 20 | 4000 | 820x250x75 |  | 220-240V |  | 5 | A++ | 100° | 3 | 80 |  | 4000 |  | 82000 | >=0.95 | 196000 |  |  | 128.0967 |  |  | 9 | D1 | 25 | max. 10% at 100.000 hrs |  | Available | 840/339 | Cx=0.3818;Cy=0.3797 | Class I | IK08 | IP20 | IP20 | 50 | 1790 | -25 | 1 | 331 | RAL9016 | 50-60Hz | Passive | LED | embedded sensor system | High Bay Rectangular | Tungsram Auriso | Indoor industrial |  | 27.6 | 42400 | Yes |  | risk group 1 |  | Bracket kit. Tilted bracket kit. Busbar bracket kit. Cable hook pair
TBD | AUR-2S50-830-D1-RFM-ST | image | datasheet | deeplink | TUNGSRAM - Tungsram Auriso - 39900lm - 331W - 3000K - 80CRI - TBD[SKU] - Bracket. Y-cable | 3.19 | Bracket. Y-cable | LED | 1 | 331 | [8 empty] | CE | [6 empty] | 20 | 3000 | 820x250x75 |  | 220-240V |  | 5 | A++ | 100° | 3 | 80 |  | 3000 |  | 82000 | >=0.95 | 196000 |  |  | 120.5438 |  |  | 9 | D1 | 25 | max. 10% at 100.000 hrs |  | Available | 830/339 | Cx=0.4338;Cy=0.4030 | Class I | IK08 | IP20 | IP20 | 50 | 1790 | -25 | 1 | 331 | RAL9016 | 50-60Hz | Passive | LED | embedded sensor system | High Bay Rectangular | Tungsram Auriso | Indoor industrial |  | 27.5 | 39900 | Yes |  | risk group 1 |  | Bracket kit. Tilted bracket kit. Busbar bracket kit. Cable hook pair
TBD | AUR-2S50-750-D1-RFM-ST | image | datasheet | deeplink | TUNGSRAM - Tungsram Auriso - 44800lm - 331W - 5000K - 70CRI - TBD[SKU] - Bracket. Y-cable | 3.19 | Bracket. Y-cable | LED | 1 | 331 | [8 empty] | CE | [6 empty] | 20 | 5000 | 820x250x75 |  | 220-240V |  | 5 | A++ | 100° | 3 | 70 |  | 5000 |  | 82000 | >=0.95 | 196000 |  |  | 135.3474 |  |  | 9 | D1 | 25 | max. 10% at 100.000 hrs |  | Available | 750/339 | Cx=0.3447;Cy=0.3553 | Class I | IK08 | IP20 | IP20 | 50 | 1790 | -25 | 1 | 331 | RAL9016 | 50-60Hz | Passive | LED | embedded sensor system | High Bay Rectangular | Tungsram Auriso | Indoor industrial |  | 27.9 | 44800 | Yes |  | risk group 1 |  | Bracket kit. Tilted bracket kit. Busbar bracket kit. Cable hook pair
TBD | AUR-2S50-740-D1-RFM-ST | image | datasheet | deeplink | TUNGSRAM - Tungsram Auriso - 44600lm - 331W - 4000K - 70CRI - TBD[SKU] - Bracket. Y-cable | 3.19 | Bracket. Y-cable | LED | 1 | 331 | [8 empty] | CE | [6 empty] | 20 | 4000 | 820x250x75 |  | 220-240V |  | 5 | A++ | 100° | 3 | 70 |  | 4000 |  | 82000 | >=0.95 | 196000 |  |  | 134.7432 |  |  | 9 | D1 | 25 | max. 10% at 100.000 hrs |  | Available | 740/339 | Cx=0.4338;Cy=0.4030 | Class I | IK08 | IP20 | IP20 | 50 | 1790 | -25 | 1 | 331 | RAL9016 | 50-60Hz | Passive | LED | embedded sensor system | High Bay Rectangular | Tungsram Auriso | Indoor industrial |  | 27.9 | 44600 | Yes |  | risk group 1 |  | Bracket kit. Tilted bracket kit. Busbar bracket kit. Cable hook pair
TBD | AUR-2S50-730-D1-RFM-ST | image | datasheet | deeplink | TUNGSRAM - Tungsram Auriso - 43400lm - 331W - 3000K - 70CRI - TBD[SKU] - Bracket. Y-cable | 3.19 | Bracket. Y-cable | LED | 1 | 331 | [8 empty] | CE | [6 empty] | 20 | 3000 | 820x250x75 |  | 220-240V |  | 5 | A++ | 100° | 3 | 70 |  | 3000 |  | 82000 | >=0.95 | 196000 |  |  | 131.1178 |  |  | 9 | D1 | 25 | max. 10% at 100.000 hrs |  | Available | 730/339 | Cx=0.4338;Cy=0.4030 | Class I | IK08 | IP20 | IP20 | 50 | 1790 | -25 | 1 | 331 | RAL9016 | 50-60Hz | Passive | LED | embedded sensor system | High Bay Rectangular | Tungsram Auriso | Indoor industrial |  | 27.8 | 43400 | Yes |  | risk group 1 |  | Bracket kit. Tilted bracket kit. Busbar bracket kit. Cable hook pair
TBD | AUR-2S50-850-C1-RFM-ST | image | datasheet | deeplink | TUNGSRAM - Tungsram Auriso - 48400lm - 331W - 5000K - 80CRI - TBD[SKU] - Bracket. Y-cable | 3.19 | Bracket. Y-cable | LED | 1 | 331 | [8 empty] | CE | [6 empty] | 20 | 5000 | 820x250x75 |  | 220-240V |  | 5 | A++ | 110° | 3 | 80 |  | 5000 |  | 82000 | >=0.95 | 196000 |  |  | 146.2236 |  |  | 9 | C1 | 25 | max. 10% at 100.000 hrs |  | Available | 850/339 | Cx=0.3447;Cy=0.3553 | Class I | IK08 | IP20 | IP20 | 50 | 1790 | -25 | 1 | 331 | RAL9016 | 50-60Hz | Passive | LED | embedded sensor system | High Bay Rectangular | Tungsram Auriso | Indoor industrial |  | 27.5 | 48400 | Yes |  | risk group 1 |  | Bracket kit. Tilted bracket kit. Busbar bracket kit. Cable hook pair
TBD | AUR-2S50-840-C1-RFM-ST | image | datasheet | deeplink | TUNGSRAM - Tungsram Auriso - 47100lm - 331W - 4000K - 80CRI - TBD[SKU] - Bracket. Y-cable | 3.19 | Bracket. Y-cable | LED | 1 | 331 | [8 empty] | CE | [6 empty] | 20 | 4000 | 820x250x75 |  | 220-240V |  | 5 | A++ | 110° | 3 | 80 |  | 4000 |  | 82000 | >=0.95 | 196000 |  |  | 142.2961 |  |  | 9 | C1 | 25 | max. 10% at 100.000 hrs |  | Available | 840/339 | Cx=0.3818;Cy=0.3797 | Class I | IK08 | IP20 | IP20 | 50 | 1790 | -25 | 1 | 331 | RAL9016 | 50-60Hz | Passive | LED | embedded sensor system | High Bay Rectangular | Tungsram Auriso | Indoor industrial |  | 27.5 | 47100 | Yes |  | risk group 1 |  | Bracket kit. Tilted bracket kit. Busbar bracket kit. Cable hook pair
TBD | AUR-2S50-830-C1-RFM-ST | image | datasheet | deeplink | TUNGSRAM - Tungsram Auriso - 44400lm - 331W - 3000K - 80CRI - TBD[SKU] - Bracket. Y-cable | 3.19 | Bracket. Y-cable | LED | 1 | 331 | [8 empty] | CE | [6 empty] | 20 | 3000 | 820x250x75 |  | 220-240V |  | 5 | A++ | 110° | 3 | 80 |  | 3000 |  | 82000 | >=0.95 | 196000 |  |  | 134.139 |  |  | 9 | C1 | 25 | max. 10% at 100.000 hrs |  | Available | 830/339 | Cx=0.4338;Cy=0.4030 | Class I | IK08 | IP20 | IP20 | 50 | 1790 | -25 | 1 | 331 | RAL9016 | 50-60Hz | Passive | LED | embedded sensor system | High Bay Rectangular | Tungsram Auriso | Indoor industrial |  | 27.4 | 44400 | Yes |  | risk group 1 |  | Bracket kit. Tilted bracket kit. Busbar bracket kit. Cable hook pair
TBD | AUR-2S50-750-C1-RFM-ST | image | datasheet | deeplink | TUNGSRAM - Tungsram Auriso - 49700lm - 331W - 5000K - 70CRI - TBD[SKU] - Bracket. Y-cable | 3.19 | Bracket. Y-cable | LED | 1 | 331 | [8 empty] | CE | [6 empty] | 20 | 5000 | 820x250x75 |  | 220-240V |  | 5 | A++ | 110° | 3 | 70 |  | 5000 |  | 82000 | >=0.95 | 196000 |  |  | 150.1511 |  |  | 9 | C1 | 25 | max. 10% at 100.000 hrs |  | Available | 750/339 | Cx=0.3447;Cy=0.3553 | Class I | IK08 | IP20 | IP20 | 50 | 1790 | -25 | 1 | 331 | RAL9016 | 50-60Hz | Passive | LED | embedded sensor system | High Bay Rectangular | Tungsram Auriso | Indoor industrial |  | 27.8 | 49700 | Yes |  | risk group 1 |  | Bracket kit. Tilted bracket kit. Busbar bracket kit. Cable hook pair
TBD | AUR-2S50-740-C1-RFM-ST | image | datasheet | deeplink | TUNGSRAM - Tungsram Auriso - 49600lm - 331W - 4000K - 70CRI - TBD[SKU] - Bracket. Y-cable | 3.19 | Bracket. Y-cable | LED | 1 | 331 | [8 empty] | CE | [6 empty] | 20 | 4000 | 820x250x75 |  | 220-240V |  | 5 | A++ | 110° | 3 | 70 |  | 4000 |  | 82000 | >=0.95 | 196000 |  |  | 149.8489 |  |  | 9 | C1 | 25 | max. 10% at 100.000 hrs |  | Available | 740/339 | Cx=0.4338;Cy=0.4030 | Class I | IK08 | IP20 | IP20 | 50 | 1790 | -25 | 1 | 331 | RAL9016 | 50-60Hz | Passive | LED | embedded sensor system | High Bay Rectangular | Tungsram Auriso | Indoor industrial |  | 27.8 | 49600 | Yes |  | risk group 1 |  | Bracket kit. Tilted bracket kit. Busbar bracket kit. Cable hook pair
TBD | AUR-2S50-730-C1-RFM-ST | image | datasheet | deeplink | TUNGSRAM - Tungsram Auriso - 48200lm - 331W - 3000K - 70CRI - TBD[SKU] - Bracket. Y-cable | 3.19 | Bracket. Y-cable | LED | 1 | 331 | [8 empty] | CE | [6 empty] | 20 | 3000 | 820x250x75 |  | 220-240V |  | 5 | A++ | 110° | 3 | 70 |  | 3000 |  | 82000 | >=0.95 | 196000 |  |  | 145.6193 |  |  | 9 | C1 | 25 | max. 10% at 100.000 hrs |  | Available | 730/339 | Cx=0.4338;Cy=0.4030 | Class I | IK08 | IP20 | IP20 | 50 | 1790 | -25 | 1 | 331 | RAL9016 | 50-60Hz | Passive | LED | embedded sensor system | High Bay Rectangular | Tungsram Auriso | Indoor industrial |  | 27.6 | 48200 | Yes |  | risk group 1 |  | Bracket kit. Tilted bracket kit. Busbar bracket kit. Cable hook pair
TBD | AUR-2S45-850-U8-RFM-ST | image | datasheet | deeplink | TUNGSRAM - Tungsram Auriso - 39300lm - 331W - 5000K - 80CRI - TBD[SKU] - Bracket. Y-cable | 3.19 | Bracket. Y-cable | LED | 1 | 331 | [8 empty] | CE | [6 empty] | 20 | 5000 | 820x250x75 |  | 220-240V |  | 5 | A++ | 80° | 3 | 80 |  | 5000 |  | 47000 | >=0.95 | 108000 |  |  | 118.7311 |  |  | 9 | U8 | 25 | max. 10% at 100.000 hrs |  | Available | 850/339 | Cx=0.3447;Cy=0.3553 | Class I | IK08 | IP20 | IP20 | 50 | 1790 | -25 | 1 | 331 | RAL9016 | 50-60Hz | Passive | LED | embedded sensor system | High Bay Rectangular | Tungsram Auriso | Indoor industrial |  | 24.6 | 39300 | Yes |  | risk group 1 |  | Bracket kit. Tilted bracket kit. Busbar bracket kit. Cable hook pair
TBD | AUR-2S45-840-U8-RFM-ST | image | datasheet | deeplink | TUNGSRAM - Tungsram Auriso - 38200lm - 331W - 4000K - 80CRI - TBD[SKU] - Bracket. Y-cable | 3.19 | Bracket. Y-cable | LED | 1 | 331 | [8 empty] | CE | [6 empty] | 20 | 4000 | 820x250x75 |  | 220-240V |  | 5 | A++ | 80° | 3 | 80 |  | 4000 |  | 47000 | >=0.95 | 108000 |  |  | 115.4079 |  |  | 9 | U8 | 25 | max. 10% at 100.000 hrs |  | Available | 840/339 | Cx=0.3818;Cy=0.3797 | Class I | IK08 | IP20 | IP20 | 50 | 1790 | -25 | 1 | 331 | RAL9016 | 50-60Hz | Passive | LED | embedded sensor system | High Bay Rectangular | Tungsram Auriso | Indoor industrial |  | 24.6 | 38200 | Yes |  | risk group 1 |  | Bracket kit. Tilted bracket kit. Busbar bracket kit. Cable hook pair
TBD | AUR-2S45-830-U8-RFM-ST | image | datasheet | deeplink | TUNGSRAM - Tungsram Auriso - 36000lm - 331W - 3000K - 80CRI - TBD[SKU] - Bracket. Y-cable | 3.19 | Bracket. Y-cable | LED | 1 | 331 | [8 empty] | CE | [6 empty] | 20 | 3000 | 820x250x75 |  | 220-240V |  | 5 | A++ | 80° | 3 | 80 |  | 3000 |  | 47000 | >=0.95 | 108000 |  |  | 108.7613 |  |  | 9 | U8 | 25 | max. 10% at 100.000 hrs |  | Available | 830/339 | Cx=0.4338;Cy=0.4030 | Class I | IK08 | IP20 | IP20 | 50 | 1790 | -25 | 1 | 331 | RAL9016 | 50-60Hz | Passive | LED | embedded sensor system | High Bay Rectangular | Tungsram Auriso | Indoor industrial |  | 24.4 | 36000 | Yes |  | risk group 1 |  | Bracket kit. Tilted bracket kit. Busbar bracket kit. Cable hook pair
TBD | AUR-2S45-750-U8-RFM-ST | image | datasheet | deeplink | TUNGSRAM - Tungsram Auriso - 40400lm - 331W - 5000K - 70CRI - TBD[SKU] - Bracket. Y-cable | 3.19 | Bracket. Y-cable | LED | 1 | 331 | [8 empty] | CE | [6 empty] | 20 | 5000 | 820x250x75 |  | 220-240V |  | 5 | A++ | 80° | 3 | 70 |  | 5000 |  | 47000 | >=0.95 | 108000 |  |  | 122.0544 |  |  | 9 | U8 | 25 | max. 10% at 100.000 hrs |  | Available | 750/339 | Cx=0.3447;Cy=0.3553 | Class I | IK08 | IP20 | IP20 | 50 | 1790 | -25 | 1 | 331 | RAL9016 | 50-60Hz | Passive | LED | embedded sensor system | High Bay Rectangular | Tungsram Auriso | Indoor industrial |  | 24.8 | 40400 | Yes |  | risk group 1 |  | Bracket kit. Tilted bracket kit. Busbar bracket kit. Cable hook pair
TBD | AUR-2S45-740-U8-RFM-ST | image | datasheet | deeplink | TUNGSRAM - Tungsram Auriso - 40300lm - 331W - 4000K - 70CRI - TBD[SKU] - Bracket. Y-cable | 3.19 | Bracket. Y-cable | LED | 1 | 331 | [8 empty] | CE | [6 empty] | 20 | 4000 | 820x250x75 |  | 220-240V |  | 5 | A++ | 80° | 3 | 70 |  | 4000 |  | 47000 | >=0.95 | 108000 |  |  | 121.7523 |  |  | 9 | U8 | 25 | max. 10% at 100.000 hrs |  | Available | 740/339 | Cx=0.4338;Cy=0.4030 | Class I | IK08 | IP20 | IP20 | 50 | 1790 | -25 | 1 | 331 | RAL9016 | 50-60Hz | Passive | LED | embedded sensor system | High Bay Rectangular | Tungsram Auriso | Indoor industrial |  | 24.8 | 40300 | Yes |  | risk group 1 |  | Bracket kit. Tilted bracket kit. Busbar bracket kit. Cable hook pair
TBD | AUR-2S45-730-U8-RFM-ST | image | datasheet | deeplink | TUNGSRAM - Tungsram Auriso - 39100lm - 331W - 3000K - 70CRI - TBD[SKU] - Bracket. Y-cable | 3.19 | Bracket. Y-cable | LED | 1 | 331 | [8 empty] | CE | [6 empty] | 20 | 3000 | 820x250x75 |  | 220-240V |  | 5 | A++ | 80° | 3 | 70 |  | 3000 |  | 47000 | >=0.95 | 108000 |  |  | 118.1269 |  |  | 9 | U8 | 25 | max. 10% at 100.000 hrs |  | Available | 730/339 | Cx=0.4338;Cy=0.4030 | Class I | IK08 | IP20 | IP20 | 50 | 1790 | -25 | 1 | 331 | RAL9016 | 50-60Hz | Passive | LED | embedded sensor system | High Bay Rectangular | Tungsram Auriso | Indoor industrial |  | 24.7 | 39100 | Yes |  | risk group 1 |  | Bracket kit. Tilted bracket kit. Busbar bracket kit. Cable hook pair
TBD | AUR-2S45-850-U6-RFM-ST | image | datasheet | deeplink | TUNGSRAM - Tungsram Auriso - 35900lm - 331W - 5000K - 80CRI - TBD[SKU] - Bracket. Y-cable | 3.19 | Bracket. Y-cable | LED | 1 | 331 | [8 empty] | CE | [6 empty] | 20 | 5000 | 820x250x75 |  | 220-240V |  | 5 | A++ | 65° | 3 | 80 |  | 5000 |  | 47000 | >=0.95 | 108000 |  |  | 108.4592 |  |  | 9 | U6 | 25 | max. 10% at 100.000 hrs |  | Available | 850/339 | Cx=0.3447;Cy=0.3553 | Class I | IK08 | IP50 | IP20 | 50 | 1790 | -25 | 1 | 331 | RAL9016 | 50-60Hz | Passive | LED | embedded sensor system | High Bay Rectangular | Tungsram Auriso | Indoor industrial |  | 23.2 | 35900 | Yes |  | risk group 1 |  | Bracket kit. Tilted bracket kit. Busbar bracket kit. Cable hook pair
TBD | AUR-2S45-840-U6-RFM-ST | image | datasheet | deeplink | TUNGSRAM - Tungsram Auriso - 34900lm - 331W - 4000K - 80CRI - TBD[SKU] - Bracket. Y-cable | 3.19 | Bracket. Y-cable | LED | 1 | 331 | [8 empty] | CE | [6 empty] | 20 | 4000 | 820x250x75 |  | 220-240V |  | 5 | A++ | 65° | 3 | 80 |  | 4000 |  | 47000 | >=0.95 | 108000 |  |  | 105.4381 |  |  | 9 | U6 | 25 | max. 10% at 100.000 hrs |  | Available | 840/339 | Cx=0.3818;Cy=0.3797 | Class I | IK08 | IP50 | IP20 | 50 | 1790 | -25 | 1 | 331 | RAL9016 | 50-60Hz | Passive | LED | embedded sensor system | High Bay Rectangular | Tungsram Auriso | Indoor industrial |  | 23.2 | 34900 | Yes |  | risk group 1 |  | Bracket kit. Tilted bracket kit. Busbar bracket kit. Cable hook pair
TBD | AUR-2S45-830-U6-RFM-ST | image | datasheet | deeplink | TUNGSRAM - Tungsram Auriso - 32900lm - 331W - 3000K - 80CRI - TBD[SKU] - Bracket. Y-cable | 3.19 | Bracket. Y-cable | LED | 1 | 331 | [8 empty] | CE | [6 empty] | 20 | 3000 | 820x250x75 |  | 220-240V |  | 5 | A++ | 65° | 3 | 80 |  | 3000 |  | 47000 | >=0.95 | 108000 |  |  | 99.3958 |  |  | 9 | U6 | 25 | max. 10% at 100.000 hrs |  | Available | 830/339 | Cx=0.4338;Cy=0.4030 | Class I | IK08 | IP50 | IP20 | 50 | 1790 | -25 | 1 | 331 | RAL9016 | 50-60Hz | Passive | LED | embedded sensor system | High Bay Rectangular | Tungsram Auriso | Indoor industrial |  | 23.1 | 32900 | Yes |  | risk group 1 |  | Bracket kit. Tilted bracket kit. Busbar bracket kit. Cable hook pair
TBD | AUR-2S45-750-U6-RFM-ST | image | datasheet | deeplink | TUNGSRAM - Tungsram Auriso - 36900lm - 331W - 5000K - 70CRI - TBD[SKU] - Bracket. Y-cable | 3.19 | Bracket. Y-cable | LED | 1 | 331 | [8 empty] | CE | [6 empty] | 20 | 5000 | 820x250x75 |  | 220-240V |  | 5 | A++ | 65° | 3 | 70 |  | 5000 |  | 47000 | >=0.95 | 108000 |  |  | 111.4804 |  |  | 9 | U6 | 25 | max. 10% at 100.000 hrs |  | Available | 750/339 | Cx=0.3447;Cy=0.3553 | Class I | IK08 | IP50 | IP20 | 50 | 1790 | -25 | 1 | 331 | RAL9016 | 50-60Hz | Passive | LED | embedded sensor system | High Bay Rectangular | Tungsram Auriso | Indoor industrial |  | 23.5 | 36900 | Yes |  | risk group 1 |  | Bracket kit. Tilted bracket kit. Busbar bracket kit. Cable hook pair
TBD | AUR-2S45-740-U6-RFM-ST | image | datasheet | deeplink | TUNGSRAM - Tungsram Auriso - 36800lm - 331W - 4000K - 70CRI - TBD[SKU] - Bracket. Y-cable | 3.19 | Bracket. Y-cable | LED | 1 | 331 | [8 empty] | CE | [6 empty] | 20 | 4000 | 820x250x75 |  | 220-240V |  | 5 | A++ | 65° | 3 | 70 |  | 4000 |  | 47000 | >=0.95 | 108000 |  |  | 111.1782 |  |  | 9 | U6 | 25 | max. 10% at 100.000 hrs |  | Available | 740/339 | Cx=0.4338;Cy=0.4030 | Class I | IK08 | IP50 | IP20 | 50 | 1790 | -25 | 1 | 331 | RAL9016 | 50-60Hz | Passive | LED | embedded sensor system | High Bay Rectangular | Tungsram Auriso | Indoor industrial |  | 23.5 | 36800 | Yes |  | risk group 1 |  | Bracket kit. Tilted bracket kit. Busbar bracket kit. Cable hook pair
TBD | AUR-2S45-730-U6-RFM-ST | image | datasheet | deeplink | TUNGSRAM - Tungsram Auriso - 35800lm - 331W - 3000K - 70CRI - TBD[SKU] - Bracket. Y-cable | 3.19 | Bracket. Y-cable | LED | 1 | 331 | [8 empty] | CE | [6 empty] | 20 | 3000 | 820x250x75 |  | 220-240V |  | 5 | A++ | 65° | 3 | 70 |  | 3000 |  | 47000 | >=0.95 | 108000 |  |  | 108.1571 |  |  | 9 | U6 | 25 | max. 10% at 100.000 hrs |  | Available | 730/339 | Cx=0.4338;Cy=0.4030 | Class I | IK08 | IP50 | IP20 | 50 | 1790 | -25 | 1 | 331 | RAL9016 | 50-60Hz | Passive | LED | embedded sensor system | High Bay Rectangular | Tungsram Auriso | Indoor industrial |  | 23.3 | 35800 | Yes |  | risk group 1 |  | Bracket kit. Tilted bracket kit. Busbar bracket kit. Cable hook pair
TBD | AUR-2S45-850-U4-RFM-ST | image | datasheet | deeplink | TUNGSRAM - Tungsram Auriso - 37400lm - 331W - 5000K - 80CRI - TBD[SKU] - Bracket. Y-cable | 3.19 | Bracket. Y-cable | LED | 1 | 331 | [8 empty] | CE | [6 empty] | 20 | 5000 | 820x250x75 |  | 220-240V |  | 5 | A++ | 45° | 3 | 80 |  | 5000 |  | 47000 | >=0.95 | 108000 |  |  | 112.9909 |  |  | 9 | U4 | 25 | max. 10% at 100.000 hrs |  | Available | 850/339 | Cx=0.3447;Cy=0.3553 | Class I | IK08 | IP50 | IP20 | 50 | 1790 | -25 | 1 | 331 | RAL9016 | 50-60Hz | Passive | LED | embedded sensor system | High Bay Rectangular | Tungsram Auriso | Indoor industrial |  | 22.5 | 37400 | Yes |  | risk group 1 |  | Bracket kit. Tilted bracket kit. Busbar bracket kit. Cable hook pair
TBD | AUR-2S45-840-U4-RFM-ST | image | datasheet | deeplink | TUNGSRAM - Tungsram Auriso - 36400lm - 331W - 4000K - 80CRI - TBD[SKU] - Bracket. Y-cable | 3.19 | Bracket. Y-cable | LED | 1 | 331 | [8 empty] | CE | [6 empty] | 20 | 4000 | 820x250x75 |  | 220-240V |  | 5 | A++ | 45° | 3 | 80 |  | 4000 |  | 47000 | >=0.95 | 108000 |  |  | 109.9698 |  |  | 9 | U4 | 25 | max. 10% at 100.000 hrs |  | Available | 840/339 | Cx=0.3818;Cy=0.3797 | Class I | IK08 | IP50 | IP20 | 50 | 1790 | -25 | 1 | 331 | RAL9016 | 50-60Hz | Passive | LED | embedded sensor system | High Bay Rectangular | Tungsram Auriso | Indoor industrial |  | 22.5 | 36400 | Yes |  | risk group 1 |  | Bracket kit. Tilted bracket kit. Busbar bracket kit. Cable hook pair
TBD | AUR-2S45-830-U4-RFM-ST | image | datasheet | deeplink | TUNGSRAM - Tungsram Auriso - 34300lm - 331W - 3000K - 80CRI - TBD[SKU] - Bracket. Y-cable | 3.19 | Bracket. Y-cable | LED | 1 | 331 | [8 empty] | CE | [6 empty] | 20 | 3000 | 820x250x75 |  | 220-240V |  | 5 | A++ | 45° | 3 | 80 |  | 3000 |  | 47000 | >=0.95 | 108000 |  |  | 103.6254 |  |  | 9 | U4 | 25 | max. 10% at 100.000 hrs |  | Available | 830/339 | Cx=0.4338;Cy=0.4030 | Class I | IK08 | IP50 | IP20 | 50 | 1790 | -25 | 1 | 331 | RAL9016 | 50-60Hz | Passive | LED | embedded sensor system | High Bay Rectangular | Tungsram Auriso | Indoor industrial |  | 22.4 | 34300 | Yes |  | risk group 1 |  | Bracket kit. Tilted bracket kit. Busbar bracket kit. Cable hook pair
TBD | AUR-2S45-750-U4-RFM-ST | image | datasheet | deeplink | TUNGSRAM - Tungsram Auriso - 38400lm - 331W - 5000K - 70CRI - TBD[SKU] - Bracket. Y-cable | 3.19 | Bracket. Y-cable | LED | 1 | 331 | [8 empty] | CE | [6 empty] | 20 | 5000 | 820x250x75 |  | 220-240V |  | 5 | A++ | 45° | 3 | 70 |  | 5000 |  | 47000 | >=0.95 | 108000 |  |  | 116.0121 |  |  | 9 | U4 | 25 | max. 10% at 100.000 hrs |  | Available | 750/339 | Cx=0.3447;Cy=0.3553 | Class I | IK08 | IP50 | IP20 | 50 | 1790 | -25 | 1 | 331 | RAL9016 | 50-60Hz | Passive | LED | embedded sensor system | High Bay Rectangular | Tungsram Auriso | Indoor industrial |  | 22.8 | 38400 | Yes |  | risk group 1 |  | Bracket kit. Tilted bracket kit. Busbar bracket kit. Cable hook pair
TBD | AUR-2S45-740-U4-RFM-ST | image | datasheet | deeplink | TUNGSRAM - Tungsram Auriso - 38300lm - 331W - 4000K - 70CRI - TBD[SKU] - Bracket. Y-cable | 3.19 | Bracket. Y-cable | LED | 1 | 331 | [8 empty] | CE | [6 empty] | 20 | 4000 | 820x250x75 |  | 220-240V |  | 5 | A++ | 45° | 3 | 70 |  | 4000 |  | 47000 | >=0.95 | 108000 |  |  | 115.71 |  |  | 9 | U4 | 25 | max. 10% at 100.000 hrs |  | Available | 740/339 | Cx=0.4338;Cy=0.4030 | Class I | IK08 | IP50 | IP20 | 50 | 1790 | -25 | 1 | 331 | RAL9016 | 50-60Hz | Passive | LED | embedded sensor system | High Bay Rectangular | Tungsram Auriso | Indoor industrial |  | 22.8 | 38300 | Yes |  | risk group 1 |  | Bracket kit. Tilted bracket kit. Busbar bracket kit. Cable hook pair
TBD | AUR-2S45-730-U4-RFM-ST | image | datasheet | deeplink | TUNGSRAM - Tungsram Auriso - 37300lm - 331W - 3000K - 70CRI - TBD[SKU] - Bracket. Y-cable | 3.19 | Bracket. Y-cable | LED | 1 | 331 | [8 empty] | CE | [6 empty] | 20 | 3000 | 820x250x75 |  | 220-240V |  | 5 | A++ | 45° | 3 | 70 |  | 3000 |  | 47000 | >=0.95 | 108000 |  |  | 112.6888 |  |  | 9 | U4 | 25 | max. 10% at 100.000 hrs |  | Available | 730/339 | Cx=0.4338;Cy=0.4030 | Class I | IK08 | IP50 | IP20 | 50 | 1790 | -25 | 1 | 331 | RAL9016 | 50-60Hz | Passive | LED | embedded sensor system | High Bay Rectangular | Tungsram Auriso | Indoor industrial |  | 22.6 | 37300 | Yes |  | risk group 1 |  | Bracket kit. Tilted bracket kit. Busbar bracket kit. Cable hook pair
TBD | AUR-2S45-850-L9-RFM-ST | image | datasheet | deeplink | TUNGSRAM - Tungsram Auriso - 45400lm - 331W - 5000K - 80CRI - TBD[SKU] - Bracket. Y-cable | 3.19 | Bracket. Y-cable | LED | 1 | 331 | [8 empty] | CE | [6 empty] | 20 | 5000 | 820x250x75 |  | 220-240V |  | 5 | A++ | 90° | 3 | 80 |  | 5000 |  | 47000 | >=0.95 | 108000 |  |  | 137.1601 |  |  | 9 | L9 | 25 | max. 10% at 100.000 hrs |  | Available | 850/339 | Cx=0.3447;Cy=0.3553 | Class I | IK08 | IP50 | IP20 | 50 | 1790 | -25 | 1 | 331 | RAL9016 | 50-60Hz | Passive | LED | embedded sensor system | High Bay Rectangular | Tungsram Auriso | Indoor industrial |  | 25 | 45400 | Yes |  | risk group 1 |  | Bracket kit. Tilted bracket kit. Busbar bracket kit. Cable hook pair
TBD | AUR-2S45-840-L9-RFM-ST | image | datasheet | deeplink | TUNGSRAM - Tungsram Auriso - 44200lm - 331W - 4000K - 80CRI - TBD[SKU] - Bracket. Y-cable | 3.19 | Bracket. Y-cable | LED | 1 | 331 | [8 empty] | CE | [6 empty] | 20 | 4000 | 820x250x75 |  | 220-240V |  | 5 | A++ | 90° | 3 | 80 |  | 4000 |  | 47000 | >=0.95 | 108000 |  |  | 133.5347 |  |  | 9 | L9 | 25 | max. 10% at 100.000 hrs |  | Available | 840/339 | Cx=0.3818;Cy=0.3797 | Class I | IK08 | IP50 | IP20 | 50 | 1790 | -25 | 1 | 331 | RAL9016 | 50-60Hz | Passive | LED | embedded sensor system | High Bay Rectangular | Tungsram Auriso | Indoor industrial |  | 25 | 44200 | Yes |  | risk group 1 |  | Bracket kit. Tilted bracket kit. Busbar bracket kit. Cable hook pair
TBD | AUR-2S45-830-L9-RFM-ST | image | datasheet | deeplink | TUNGSRAM - Tungsram Auriso - 41600lm - 331W - 3000K - 80CRI - TBD[SKU] - Bracket. Y-cable | 3.19 | Bracket. Y-cable | LED | 1 | 331 | [8 empty] | CE | [6 empty] | 20 | 3000 | 820x250x75 |  | 220-240V |  | 5 | A++ | 90° | 3 | 80 |  | 3000 |  | 47000 | >=0.95 | 108000 |  |  | 125.6798 |  |  | 9 | L9 | 25 | max. 10% at 100.000 hrs |  | Available | 830/339 | Cx=0.4338;Cy=0.4030 | Class I | IK08 | IP50 | IP20 | 50 | 1790 | -25 | 1 | 331 | RAL9016 | 50-60Hz | Passive | LED | embedded sensor system | High Bay Rectangular | Tungsram Auriso | Indoor industrial |  | 24.8 | 41600 | Yes |  | risk group 1 |  | Bracket kit. Tilted bracket kit. Busbar bracket kit. Cable hook pair
TBD | AUR-2S45-750-L9-RFM-ST | image | datasheet | deeplink | TUNGSRAM - Tungsram Auriso - 46600lm - 331W - 5000K - 70CRI - TBD[SKU] - Bracket. Y-cable | 3.19 | Bracket. Y-cable | LED | 1 | 331 | [8 empty] | CE | [6 empty] | 20 | 5000 | 820x250x75 |  | 220-240V |  | 5 | A++ | 90° | 3 | 70 |  | 5000 |  | 47000 | >=0.95 | 108000 |  |  | 140.7855 |  |  | 9 | L9 | 25 | max. 10% at 100.000 hrs |  | Available | 750/339 | Cx=0.3447;Cy=0.3553 | Class I | IK08 | IP50 | IP20 | 50 | 1790 | -25 | 1 | 331 | RAL9016 | 50-60Hz | Passive | LED | embedded sensor system | High Bay Rectangular | Tungsram Auriso | Indoor industrial |  | 25.2 | 46600 | Yes |  | risk group 1 |  | Bracket kit. Tilted bracket kit. Busbar bracket kit. Cable hook pair
TBD | AUR-2S45-740-L9-RFM-ST | image | datasheet | deeplink | TUNGSRAM - Tungsram Auriso - 46500lm - 331W - 4000K - 70CRI - TBD[SKU] - Bracket. Y-cable | 3.19 | Bracket. Y-cable | LED | 1 | 331 | [8 empty] | CE | [6 empty] | 20 | 4000 | 820x250x75 |  | 220-240V |  | 5 | A++ | 90° | 3 | 70 |  | 4000 |  | 47000 | >=0.95 | 108000 |  |  | 140.4834 |  |  | 9 | L9 | 25 | max. 10% at 100.000 hrs |  | Available | 740/339 | Cx=0.4338;Cy=0.4030 | Class I | IK08 | IP50 | IP20 | 50 | 1790 | -25 | 1 | 331 | RAL9016 | 50-60Hz | Passive | LED | embedded sensor system | High Bay Rectangular | Tungsram Auriso | Indoor industrial |  | 25.2 | 46500 | Yes |  | risk group 1 |  | Bracket kit. Tilted bracket kit. Busbar bracket kit. Cable hook pair
TBD | AUR-2S45-730-L9-RFM-ST | image | datasheet | deeplink | TUNGSRAM - Tungsram Auriso - 45200lm - 331W - 3000K - 70CRI - TBD[SKU] - Bracket. Y-cable | 3.19 | Bracket. Y-cable | LED | 1 | 331 | [8 empty] | CE | [6 empty] | 20 | 3000 | 820x250x75 |  | 220-240V |  | 5 | A++ | 90° | 3 | 70 |  | 3000 |  | 47000 | >=0.95 | 108000 |  |  | 136.5559 |  |  | 9 | L9 | 25 | max. 10% at 100.000 hrs |  | Available | 730/339 | Cx=0.4338;Cy=0.4030 | Class I | IK08 | IP50 | IP20 | 50 | 1790 | -25 | 1 | 331 | RAL9016 | 50-60Hz | Passive | LED | embedded sensor system | High Bay Rectangular | Tungsram Auriso | Indoor industrial |  | 25.1 | 45200 | Yes |  | risk group 1 |  | Bracket kit. Tilted bracket kit. Busbar bracket kit. Cable hook pair
TBD | AUR-2S45-850-L6-RFM-ST | image | datasheet | deeplink | TUNGSRAM - Tungsram Auriso - 43600lm - 331W - 5000K - 80CRI - TBD[SKU] - Bracket. Y-cable | 3.19 | Bracket. Y-cable | LED | 1 | 331 | [8 empty] | CE | [6 empty] | 20 | 5000 | 820x250x75 |  | 220-240V |  | 5 | A++ | 70° | 3 | 80 |  | 5000 |  | 47000 | >=0.95 | 108000 |  |  | 131.7221 |  |  | 9 | L6 | 25 | max. 10% at 100.000 hrs |  | Available | 850/339 | Cx=0.3447;Cy=0.3553 | Class I | IK08 | IP50 | IP20 | 50 | 1790 | -25 | 1 | 331 | RAL9016 | 50-60Hz | Passive | LED | embedded sensor system | High Bay Rectangular | Tungsram Auriso | Indoor industrial |  | 23.4 | 43600 | Yes |  | risk group 1 |  | Bracket kit. Tilted bracket kit. Busbar bracket kit. Cable hook pair
TBD | AUR-2S45-840-L6-RFM-ST | image | datasheet | deeplink | TUNGSRAM - Tungsram Auriso - 42500lm - 331W - 4000K - 80CRI - TBD[SKU] - Bracket. Y-cable | 3.19 | Bracket. Y-cable | LED | 1 | 331 | [8 empty] | CE | [6 empty] | 20 | 4000 | 820x250x75 |  | 220-240V |  | 5 | A++ | 70° | 3 | 80 |  | 4000 |  | 47000 | >=0.95 | 108000 |  |  | 128.3988 |  |  | 9 | L6 | 25 | max. 10% at 100.000 hrs |  | Available | 840/339 | Cx=0.3818;Cy=0.3797 | Class I | IK08 | IP50 | IP20 | 50 | 1790 | -25 | 1 | 331 | RAL9016 | 50-60Hz | Passive | LED | embedded sensor system | High Bay Rectangular | Tungsram Auriso | Indoor industrial |  | 23.4 | 42500 | Yes |  | risk group 1 |  | Bracket kit. Tilted bracket kit. Busbar bracket kit. Cable hook pair
TBD | AUR-2S45-830-L6-RFM-ST | image | datasheet | deeplink | TUNGSRAM - Tungsram Auriso - 40000lm - 331W - 3000K - 80CRI - TBD[SKU] - Bracket. Y-cable | 3.19 | Bracket. Y-cable | LED | 1 | 331 | [8 empty] | CE | [6 empty] | 20 | 3000 | 820x250x75 |  | 220-240V |  | 5 | A++ | 70° | 3 | 80 |  | 3000 |  | 47000 | >=0.95 | 108000 |  |  | 120.8459 |  |  | 9 | L6 | 25 | max. 10% at 100.000 hrs |  | Available | 830/339 | Cx=0.4338;Cy=0.4030 | Class I | IK08 | IP50 | IP20 | 50 | 1790 | -25 | 1 | 331 | RAL9016 | 50-60Hz | Passive | LED | embedded sensor system | High Bay Rectangular | Tungsram Auriso | Indoor industrial |  | 23.3 | 40000 | Yes |  | risk group 1 |  | Bracket kit. Tilted bracket kit. Busbar bracket kit. Cable hook pair
TBD | AUR-2S45-750-L6-RFM-ST | image | datasheet | deeplink | TUNGSRAM - Tungsram Auriso - 44800lm - 331W - 5000K - 70CRI - TBD[SKU] - Bracket. Y-cable | 3.19 | Bracket. Y-cable | LED | 1 | 331 | [8 empty] | CE | [6 empty] | 20 | 5000 | 820x250x75 |  | 220-240V |  | 5 | A++ | 70° | 3 | 70 |  | 5000 |  | 47000 | >=0.95 | 108000 |  |  | 135.3474 |  |  | 9 | L6 | 25 | max. 10% at 100.000 hrs |  | Available | 750/339 | Cx=0.3447;Cy=0.3553 | Class I | IK08 | IP50 | IP20 | 50 | 1790 | -25 | 1 | 331 | RAL9016 | 50-60Hz | Passive | LED | embedded sensor system | High Bay Rectangular | Tungsram Auriso | Indoor industrial |  | 23.7 | 44800 | Yes |  | risk group 1 |  | Bracket kit. Tilted bracket kit. Busbar bracket kit. Cable hook pair
TBD | AUR-2S45-740-L6-RFM-ST | image | datasheet | deeplink | TUNGSRAM - Tungsram Auriso - 44700lm - 331W - 4000K - 70CRI - TBD[SKU] - Bracket. Y-cable | 3.19 | Bracket. Y-cable | LED | 1 | 331 | [8 empty] | CE | [6 empty] | 20 | 4000 | 820x250x75 |  | 220-240V |  | 5 | A++ | 70° | 3 | 70 |  | 4000 |  | 47000 | >=0.95 | 108000 |  |  | 135.0453 |  |  | 9 | L6 | 25 | max. 10% at 100.000 hrs |  | Available | 740/339 | Cx=0.4338;Cy=0.4030 | Class I | IK08 | IP50 | IP20 | 50 | 1790 | -25 | 1 | 331 | RAL9016 | 50-60Hz | Passive | LED | embedded sensor system | High Bay Rectangular | Tungsram Auriso | Indoor industrial |  | 23.7 | 44700 | Yes |  | risk group 1 |  | Bracket kit. Tilted bracket kit. Busbar bracket kit. Cable hook pair
TBD | AUR-2S45-730-L6-RFM-ST | image | datasheet | deeplink | TUNGSRAM - Tungsram Auriso - 43500lm - 331W - 3000K - 70CRI - TBD[SKU] - Bracket. Y-cable | 3.19 | Bracket. Y-cable | LED | 1 | 331 | [8 empty] | CE | [6 empty] | 20 | 3000 | 820x250x75 |  | 220-240V |  | 5 | A++ | 70° | 3 | 70 |  | 3000 |  | 47000 | >=0.95 | 108000 |  |  | 131.4199 |  |  | 9 | L6 | 25 | max. 10% at 100.000 hrs |  | Available | 730/339 | Cx=0.4338;Cy=0.4030 | Class I | IK08 | IP50 | IP20 | 50 | 1790 | -25 | 1 | 331 | RAL9016 | 50-60Hz | Passive | LED | embedded sensor system | High Bay Rectangular | Tungsram Auriso | Indoor industrial |  | 23.6 | 43500 | Yes |  | risk group 1 |  | Bracket kit. Tilted bracket kit. Busbar bracket kit. Cable hook pair
TBD | AUR-2S45-850-L3-RFM-ST | image | datasheet | deeplink | TUNGSRAM - Tungsram Auriso - 46300lm - 331W - 5000K - 80CRI - TBD[SKU] - Bracket. Y-cable | 3.19 | Bracket. Y-cable | LED | 1 | 331 | [8 empty] | CE | [6 empty] | 20 | 5000 | 820x250x75 |  | 220-240V |  | 5 | A++ | 35° | 3 | 80 |  | 5000 |  | 47000 | >=0.95 | 108000 |  |  | 139.8792 |  |  | 9 | L3 | 25 | max. 10% at 100.000 hrs |  | Available | 850/339 | Cx=0.3447;Cy=0.3553 | Class I | IK08 | IP50 | IP20 | 50 | 1790 | -25 | 1 | 331 | RAL9016 | 50-60Hz | Passive | LED | embedded sensor system | High Bay Rectangular | Tungsram Auriso | Indoor industrial |  | 19 | 46300 | Yes |  | risk group 1 |  | Bracket kit. Tilted bracket kit. Busbar bracket kit. Cable hook pair
TBD | AUR-2S45-840-L3-RFM-ST | image | datasheet | deeplink | TUNGSRAM - Tungsram Auriso - 45100lm - 331W - 4000K - 80CRI - TBD[SKU] - Bracket. Y-cable | 3.19 | Bracket. Y-cable | LED | 1 | 331 | [8 empty] | CE | [6 empty] | 20 | 4000 | 820x250x75 |  | 220-240V |  | 5 | A++ | 35° | 3 | 80 |  | 4000 |  | 47000 | >=0.95 | 108000 |  |  | 136.2538 |  |  | 9 | L3 | 25 | max. 10% at 100.000 hrs |  | Available | 840/339 | Cx=0.3818;Cy=0.3797 | Class I | IK08 | IP50 | IP20 | 50 | 1790 | -25 | 1 | 331 | RAL9016 | 50-60Hz | Passive | LED | embedded sensor system | High Bay Rectangular | Tungsram Auriso | Indoor industrial |  | 19 | 45100 | Yes |  | risk group 1 |  | Bracket kit. Tilted bracket kit. Busbar bracket kit. Cable hook pair
TBD | AUR-2S45-830-L3-RFM-ST | image | datasheet | deeplink | TUNGSRAM - Tungsram Auriso - 42500lm - 331W - 3000K - 80CRI - TBD[SKU] - Bracket. Y-cable | 3.19 | Bracket. Y-cable | LED | 1 | 331 | [8 empty] | CE | [6 empty] | 20 | 3000 | 820x250x75 |  | 220-240V |  | 5 | A++ | 35° | 3 | 80 |  | 3000 |  | 47000 | >=0.95 | 108000 |  |  | 128.3988 |  |  | 9 | L3 | 25 | max. 10% at 100.000 hrs |  | Available | 830/339 | Cx=0.4338;Cy=0.4030 | Class I | IK08 | IP50 | IP20 | 50 | 1790 | -25 | 1 | 331 | RAL9016 | 50-60Hz | Passive | LED | embedded sensor system | High Bay Rectangular | Tungsram Auriso | Indoor industrial |  | 18.9 | 42500 | Yes |  | risk group 1 |  | Bracket kit. Tilted bracket kit. Busbar bracket kit. Cable hook pair
TBD | AUR-2S45-750-L3-RFM-ST | image | datasheet | deeplink | TUNGSRAM - Tungsram Auriso - 47600lm - 331W - 5000K - 70CRI - TBD[SKU] - Bracket. Y-cable | 3.19 | Bracket. Y-cable | LED | 1 | 331 | [8 empty] | CE | [6 empty] | 20 | 5000 | 820x250x75 |  | 220-240V |  | 5 | A++ | 35° | 3 | 70 |  | 5000 |  | 47000 | >=0.95 | 108000 |  |  | 143.8066 |  |  | 9 | L3 | 25 | max. 10% at 100.000 hrs |  | Available | 750/339 | Cx=0.3447;Cy=0.3553 | Class I | IK08 | IP50 | IP20 | 50 | 1790 | -25 | 1 | 331 | RAL9016 | 50-60Hz | Passive | LED | embedded sensor system | High Bay Rectangular | Tungsram Auriso | Indoor industrial |  | 19.3 | 47600 | Yes |  | risk group 1 |  | Bracket kit. Tilted bracket kit. Busbar bracket kit. Cable hook pair
TBD | AUR-2S45-740-L3-RFM-ST | image | datasheet | deeplink | TUNGSRAM - Tungsram Auriso - 47500lm - 331W - 4000K - 70CRI - TBD[SKU] - Bracket. Y-cable | 3.19 | Bracket. Y-cable | LED | 1 | 331 | [8 empty] | CE | [6 empty] | 20 | 4000 | 820x250x75 |  | 220-240V |  | 5 | A++ | 35° | 3 | 70 |  | 4000 |  | 47000 | >=0.95 | 108000 |  |  | 143.5045 |  |  | 9 | L3 | 25 | max. 10% at 100.000 hrs |  | Available | 740/339 | Cx=0.4338;Cy=0.4030 | Class I | IK08 | IP50 | IP20 | 50 | 1790 | -25 | 1 | 331 | RAL9016 | 50-60Hz | Passive | LED | embedded sensor system | High Bay Rectangular | Tungsram Auriso | Indoor industrial |  | 19.3 | 47500 | Yes |  | risk group 1 |  | Bracket kit. Tilted bracket kit. Busbar bracket kit. Cable hook pair
TBD | AUR-2S45-730-L3-RFM-ST | image | datasheet | deeplink | TUNGSRAM - Tungsram Auriso - 46200lm - 331W - 3000K - 70CRI - TBD[SKU] - Bracket. Y-cable | 3.19 | Bracket. Y-cable | LED | 1 | 331 | [8 empty] | CE | [6 empty] | 20 | 3000 | 820x250x75 |  | 220-240V |  | 5 | A++ | 35° | 3 | 70 |  | 3000 |  | 47000 | >=0.95 | 108000 |  |  | 139.577 |  |  | 9 | L3 | 25 | max. 10% at 100.000 hrs |  | Available | 730/339 | Cx=0.4338;Cy=0.4030 | Class I | IK08 | IP50 | IP20 | 50 | 1790 | -25 | 1 | 331 | RAL9016 | 50-60Hz | Passive | LED | embedded sensor system | High Bay Rectangular | Tungsram Auriso | Indoor industrial |  | 19.2 | 46200 | Yes |  | risk group 1 |  | Bracket kit. Tilted bracket kit. Busbar bracket kit. Cable hook pair
TBD | AUR-2S45-850-D1-RFM-ST | image | datasheet | deeplink | TUNGSRAM - Tungsram Auriso - 39600lm - 331W - 5000K - 80CRI - TBD[SKU] - Bracket. Y-cable | 3.19 | Bracket. Y-cable | LED | 1 | 331 | [8 empty] | CE | [6 empty] | 20 | 5000 | 820x250x75 |  | 220-240V |  | 5 | A++ | 100° | 3 | 80 |  | 5000 |  | 47000 | >=0.95 | 108000 |  |  | 119.6375 |  |  | 9 | D1 | 25 | max. 10% at 100.000 hrs |  | Available | 850/339 | Cx=0.3447;Cy=0.3553 | Class I | IK08 | IP20 | IP20 | 50 | 1790 | -25 | 1 | 331 | RAL9016 | 50-60Hz | Passive | LED | embedded sensor system | High Bay Rectangular | Tungsram Auriso | Indoor industrial |  | 27.3 | 39600 | Yes |  | risk group 1 |  | Bracket kit. Tilted bracket kit. Busbar bracket kit. Cable hook pair
TBD | AUR-2S45-840-D1-RFM-ST | image | datasheet | deeplink | TUNGSRAM - Tungsram Auriso - 38600lm - 331W - 4000K - 80CRI - TBD[SKU] - Bracket. Y-cable | 3.19 | Bracket. Y-cable | LED | 1 | 331 | [8 empty] | CE | [6 empty] | 20 | 4000 | 820x250x75 |  | 220-240V |  | 5 | A++ | 100° | 3 | 80 |  | 4000 |  | 47000 | >=0.95 | 108000 |  |  | 116.6163 |  |  | 9 | D1 | 25 | max. 10% at 100.000 hrs |  | Available | 840/339 | Cx=0.3818;Cy=0.3797 | Class I | IK08 | IP20 | IP20 | 50 | 1790 | -25 | 1 | 331 | RAL9016 | 50-60Hz | Passive | LED | embedded sensor system | High Bay Rectangular | Tungsram Auriso | Indoor industrial |  | 27.3 | 38600 | Yes |  | risk group 1 |  | Bracket kit. Tilted bracket kit. Busbar bracket kit. Cable hook pair
TBD | AUR-2S45-830-D1-RFM-ST | image | datasheet | deeplink | TUNGSRAM - Tungsram Auriso - 36300lm - 331W - 3000K - 80CRI - TBD[SKU] - Bracket. Y-cable | 3.19 | Bracket. Y-cable | LED | 1 | 331 | [8 empty] | CE | [6 empty] | 20 | 3000 | 820x250x75 |  | 220-240V |  | 5 | A++ | 100° | 3 | 80 |  | 3000 |  | 47000 | >=0.95 | 108000 |  |  | 109.6677 |  |  | 9 | D1 | 25 | max. 10% at 100.000 hrs |  | Available | 830/339 | Cx=0.4338;Cy=0.4030 | Class I | IK08 | IP20 | IP20 | 50 | 1790 | -25 | 1 | 331 | RAL9016 | 50-60Hz | Passive | LED | embedded sensor system | High Bay Rectangular | Tungsram Auriso | Indoor industrial |  | 27.2 | 36300 | Yes |  | risk group 1 |  | Bracket kit. Tilted bracket kit. Busbar bracket kit. Cable hook pair
TBD | AUR-2S45-750-D1-RFM-ST | image | datasheet | deeplink | TUNGSRAM - Tungsram Auriso - 40700lm - 331W - 5000K - 70CRI - TBD[SKU] - Bracket. Y-cable | 3.19 | Bracket. Y-cable | LED | 1 | 331 | [8 empty] | CE | [6 empty] | 20 | 5000 | 820x250x75 |  | 220-240V |  | 5 | A++ | 100° | 3 | 70 |  | 5000 |  | 47000 | >=0.95 | 108000 |  |  | 122.9607 |  |  | 9 | D1 | 25 | max. 10% at 100.000 hrs |  | Available | 750/339 | Cx=0.3447;Cy=0.3553 | Class I | IK08 | IP20 | IP20 | 50 | 1790 | -25 | 1 | 331 | RAL9016 | 50-60Hz | Passive | LED | embedded sensor system | High Bay Rectangular | Tungsram Auriso | Indoor industrial |  | 27.6 | 40700 | Yes |  | risk group 1 |  | Bracket kit. Tilted bracket kit. Busbar bracket kit. Cable hook pair
TBD | AUR-2S45-740-D1-RFM-ST | image | datasheet | deeplink | TUNGSRAM - Tungsram Auriso - 40600lm - 331W - 4000K - 70CRI - TBD[SKU] - Bracket. Y-cable | 3.19 | Bracket. Y-cable | LED | 1 | 331 | [8 empty] | CE | [6 empty] | 20 | 4000 | 820x250x75 |  | 220-240V |  | 5 | A++ | 100° | 3 | 70 |  | 4000 |  | 47000 | >=0.95 | 108000 |  |  | 122.6586 |  |  | 9 | D1 | 25 | max. 10% at 100.000 hrs |  | Available | 740/339 | Cx=0.4338;Cy=0.4030 | Class I | IK08 | IP20 | IP20 | 50 | 1790 | -25 | 1 | 331 | RAL9016 | 50-60Hz | Passive | LED | embedded sensor system | High Bay Rectangular | Tungsram Auriso | Indoor industrial |  | 27.6 | 40600 | Yes |  | risk group 1 |  | Bracket kit. Tilted bracket kit. Busbar bracket kit. Cable hook pair
TBD | AUR-2S45-730-D1-RFM-ST | image | datasheet | deeplink | TUNGSRAM - Tungsram Auriso - 39500lm - 331W - 3000K - 70CRI - TBD[SKU] - Bracket. Y-cable | 3.19 | Bracket. Y-cable | LED | 1 | 331 | [8 empty] | CE | [6 empty] | 20 | 3000 | 820x250x75 |  | 220-240V |  | 5 | A++ | 100° | 3 | 70 |  | 3000 |  | 47000 | >=0.95 | 108000 |  |  | 119.3353 |  |  | 9 | D1 | 25 | max. 10% at 100.000 hrs |  | Available | 730/339 | Cx=0.4338;Cy=0.4030 | Class I | IK08 | IP20 | IP20 | 50 | 1790 | -25 | 1 | 331 | RAL9016 | 50-60Hz | Passive | LED | embedded sensor system | High Bay Rectangular | Tungsram Auriso | Indoor industrial |  | 27.4 | 39500 | Yes |  | risk group 1 |  | Bracket kit. Tilted bracket kit. Busbar bracket kit. Cable hook pair
TBD | AUR-2S45-850-C1-RFM-ST | image | datasheet | deeplink | TUNGSRAM - Tungsram Auriso - 44000lm - 331W - 5000K - 80CRI - TBD[SKU] - Bracket. Y-cable | 3.19 | Bracket. Y-cable | LED | 1 | 331 | [8 empty] | CE | [6 empty] | 20 | 5000 | 820x250x75 |  | 220-240V |  | 5 | A++ | 110° | 3 | 80 |  | 5000 |  | 47000 | >=0.95 | 108000 |  |  | 132.9305 |  |  | 9 | C1 | 25 | max. 10% at 100.000 hrs |  | Available | 850/339 | Cx=0.3447;Cy=0.3553 | Class I | IK08 | IP20 | IP20 | 50 | 1790 | -25 | 1 | 331 | RAL9016 | 50-60Hz | Passive | LED | embedded sensor system | High Bay Rectangular | Tungsram Auriso | Indoor industrial |  | 27.2 | 44000 | Yes |  | risk group 1 |  | Bracket kit. Tilted bracket kit. Busbar bracket kit. Cable hook pair
TBD | AUR-2S45-840-C1-RFM-ST | image | datasheet | deeplink | TUNGSRAM - Tungsram Auriso - 42800lm - 331W - 4000K - 80CRI - TBD[SKU] - Bracket. Y-cable | 3.19 | Bracket. Y-cable | LED | 1 | 331 | [8 empty] | CE | [6 empty] | 20 | 4000 | 820x250x75 |  | 220-240V |  | 5 | A++ | 110° | 3 | 80 |  | 4000 |  | 47000 | >=0.95 | 108000 |  |  | 129.3051 |  |  | 9 | C1 | 25 | max. 10% at 100.000 hrs |  | Available | 840/339 | Cx=0.3818;Cy=0.3797 | Class I | IK08 | IP20 | IP20 | 50 | 1790 | -25 | 1 | 331 | RAL9016 | 50-60Hz | Passive | LED | embedded sensor system | High Bay Rectangular | Tungsram Auriso | Indoor industrial |  | 27.2 | 42800 | Yes |  | risk group 1 |  | Bracket kit. Tilted bracket kit. Busbar bracket kit. Cable hook pair
TBD | AUR-2S45-830-C1-RFM-ST | image | datasheet | deeplink | TUNGSRAM - Tungsram Auriso - 40300lm - 331W - 3000K - 80CRI - TBD[SKU] - Bracket. Y-cable | 3.19 | Bracket. Y-cable | LED | 1 | 331 | [8 empty] | CE | [6 empty] | 20 | 3000 | 820x250x75 |  | 220-240V |  | 5 | A++ | 110° | 3 | 80 |  | 3000 |  | 47000 | >=0.95 | 108000 |  |  | 121.7523 |  |  | 9 | C1 | 25 | max. 10% at 100.000 hrs |  | Available | 830/339 | Cx=0.4338;Cy=0.4030 | Class I | IK08 | IP20 | IP20 | 50 | 1790 | -25 | 1 | 331 | RAL9016 | 50-60Hz | Passive | LED | embedded sensor system | High Bay Rectangular | Tungsram Auriso | Indoor industrial |  | 27 | 40300 | Yes |  | risk group 1 |  | Bracket kit. Tilted bracket kit. Busbar bracket kit. Cable hook pair
TBD | AUR-2S45-750-C1-RFM-ST | image | datasheet | deeplink | TUNGSRAM - Tungsram Auriso - 45200lm - 331W - 5000K - 70CRI - TBD[SKU] - Bracket. Y-cable | 3.19 | Bracket. Y-cable | LED | 1 | 331 | [8 empty] | CE | [6 empty] | 20 | 5000 | 820x250x75 |  | 220-240V |  | 5 | A++ | 110° | 3 | 70 |  | 5000 |  | 47000 | >=0.95 | 108000 |  |  | 136.5559 |  |  | 9 | C1 | 25 | max. 10% at 100.000 hrs |  | Available | 750/339 | Cx=0.3447;Cy=0.3553 | Class I | IK08 | IP20 | IP20 | 50 | 1790 | -25 | 1 | 331 | RAL9016 | 50-60Hz | Passive | LED | embedded sensor system | High Bay Rectangular | Tungsram Auriso | Indoor industrial |  | 27.4 | 45200 | Yes |  | risk group 1 |  | Bracket kit. Tilted bracket kit. Busbar bracket kit. Cable hook pair
TBD | AUR-2S45-740-C1-RFM-ST | image | datasheet | deeplink | TUNGSRAM - Tungsram Auriso - 45100lm - 331W - 4000K - 70CRI - TBD[SKU] - Bracket. Y-cable | 3.19 | Bracket. Y-cable | LED | 1 | 331 | [8 empty] | CE | [6 empty] | 20 | 4000 | 820x250x75 |  | 220-240V |  | 5 | A++ | 110° | 3 | 70 |  | 4000 |  | 47000 | >=0.95 | 108000 |  |  | 136.2538 |  |  | 9 | C1 | 25 | max. 10% at 100.000 hrs |  | Available | 740/339 | Cx=0.4338;Cy=0.4030 | Class I | IK08 | IP20 | IP20 | 50 | 1790 | -25 | 1 | 331 | RAL9016 | 50-60Hz | Passive | LED | embedded sensor system | High Bay Rectangular | Tungsram Auriso | Indoor industrial |  | 27.4 | 45100 | Yes |  | risk group 1 |  | Bracket kit. Tilted bracket kit. Busbar bracket kit. Cable hook pair
TBD | AUR-2S45-730-C1-RFM-ST | image | datasheet | deeplink | TUNGSRAM - Tungsram Auriso - 43800lm - 331W - 3000K - 70CRI - TBD[SKU] - Bracket. Y-cable | 3.19 | Bracket. Y-cable | LED | 1 | 331 | [8 empty] | CE | [6 empty] | 20 | 3000 | 820x250x75 |  | 220-240V |  | 5 | A++ | 110° | 3 | 70 |  | 3000 |  | 47000 | >=0.95 | 108000 |  |  | 132.3263 |  |  | 9 | C1 | 25 | max. 10% at 100.000 hrs |  | Available | 730/339 | Cx=0.4338;Cy=0.4030 | Class I | IK08 | IP20 | IP20 | 50 | 1790 | -25 | 1 | 331 | RAL9016 | 50-60Hz | Passive | LED | embedded sensor system | High Bay Rectangular | Tungsram Auriso | Indoor industrial |  | 27.3 | 43800 | Yes |  | risk group 1 |  | Bracket kit. Tilted bracket kit. Busbar bracket kit. Cable hook pair
TBD | AUR-2S40-850-U8-RFM-ST | image | datasheet | deeplink | TUNGSRAM - Tungsram Auriso - 34800lm - 274W - 5000K - 80CRI - TBD[SKU] - Bracket. Y-cable | 2.86 | Bracket. Y-cable | LED | 1 | 274 | [8 empty] | CE | [6 empty] | 20 | 5000 | 820x250x75 |  | 220-240V |  | 5 | A++ | 80° | 3 | 80 |  | 5000 |  | 48000 | >=0.95 | 111000 |  |  | 127.0073 |  |  | 9 | U8 | 25 | max. 10% at 100.000 hrs |  | Available | 850/339 | Cx=0.3447;Cy=0.3553 | Class I | IK08 | IP20 | IP20 | 50 | 1480 | -25 | 1 | 274 | RAL9016 | 50-60Hz | Passive | LED | embedded sensor system | High Bay Rectangular | Tungsram Auriso | Indoor industrial |  | 24.1 | 34800 | Yes |  | risk group 1 |  | Bracket kit. Tilted bracket kit. Busbar bracket kit. Cable hook pair
TBD | AUR-2S40-840-U8-RFM-ST | image | datasheet | deeplink | TUNGSRAM - Tungsram Auriso - 33900lm - 274W - 4000K - 80CRI - TBD[SKU] - Bracket. Y-cable | 2.86 | Bracket. Y-cable | LED | 1 | 274 | [8 empty] | CE | [6 empty] | 20 | 4000 | 820x250x75 |  | 220-240V |  | 5 | A++ | 80° | 3 | 80 |  | 4000 |  | 48000 | >=0.95 | 111000 |  |  | 123.7226 |  |  | 9 | U8 | 25 | max. 10% at 100.000 hrs |  | Available | 840/339 | Cx=0.3818;Cy=0.3797 | Class I | IK08 | IP20 | IP20 | 50 | 1480 | -25 | 1 | 274 | RAL9016 | 50-60Hz | Passive | LED | embedded sensor system | High Bay Rectangular | Tungsram Auriso | Indoor industrial |  | 24.1 | 33900 | Yes |  | risk group 1 |  | Bracket kit. Tilted bracket kit. Busbar bracket kit. Cable hook pair
TBD | AUR-2S40-830-U8-RFM-ST | image | datasheet | deeplink | TUNGSRAM - Tungsram Auriso - 32000lm - 274W - 3000K - 80CRI - TBD[SKU] - Bracket. Y-cable | 2.86 | Bracket. Y-cable | LED | 1 | 274 | [8 empty] | CE | [6 empty] | 20 | 3000 | 820x250x75 |  | 220-240V |  | 5 | A++ | 80° | 3 | 80 |  | 3000 |  | 48000 | >=0.95 | 111000 |  |  | 116.7883 |  |  | 9 | U8 | 25 | max. 10% at 100.000 hrs |  | Available | 830/339 | Cx=0.4338;Cy=0.4030 | Class I | IK08 | IP20 | IP20 | 50 | 1480 | -25 | 1 | 274 | RAL9016 | 50-60Hz | Passive | LED | embedded sensor system | High Bay Rectangular | Tungsram Auriso | Indoor industrial |  | 24 | 32000 | Yes |  | risk group 1 |  | Bracket kit. Tilted bracket kit. Busbar bracket kit. Cable hook pair
TBD | AUR-2S40-750-U8-RFM-ST | image | datasheet | deeplink | TUNGSRAM - Tungsram Auriso - 35800lm - 274W - 5000K - 70CRI - TBD[SKU] - Bracket. Y-cable | 2.86 | Bracket. Y-cable | LED | 1 | 274 | [8 empty] | CE | [6 empty] | 20 | 5000 | 820x250x75 |  | 220-240V |  | 5 | A++ | 80° | 3 | 70 |  | 5000 |  | 48000 | >=0.95 | 111000 |  |  | 130.6569 |  |  | 9 | U8 | 25 | max. 10% at 100.000 hrs |  | Available | 750/339 | Cx=0.3447;Cy=0.3553 | Class I | IK08 | IP20 | IP20 | 50 | 1480 | -25 | 1 | 274 | RAL9016 | 50-60Hz | Passive | LED | embedded sensor system | High Bay Rectangular | Tungsram Auriso | Indoor industrial |  | 24.4 | 35800 | Yes |  | risk group 1 |  | Bracket kit. Tilted bracket kit. Busbar bracket kit. Cable hook pair
TBD | AUR-2S40-740-U8-RFM-ST | image | datasheet | deeplink | TUNGSRAM - Tungsram Auriso - 35700lm - 274W - 4000K - 70CRI - TBD[SKU] - Bracket. Y-cable | 2.86 | Bracket. Y-cable | LED | 1 | 274 | [8 empty] | CE | [6 empty] | 20 | 4000 | 820x250x75 |  | 220-240V |  | 5 | A++ | 80° | 3 | 70 |  | 4000 |  | 48000 | >=0.95 | 111000 |  |  | 130.292 |  |  | 9 | U8 | 25 | max. 10% at 100.000 hrs |  | Available | 740/339 | Cx=0.4338;Cy=0.4030 | Class I | IK08 | IP20 | IP20 | 50 | 1480 | -25 | 1 | 274 | RAL9016 | 50-60Hz | Passive | LED | embedded sensor system | High Bay Rectangular | Tungsram Auriso | Indoor industrial |  | 24.4 | 35700 | Yes |  | risk group 1 |  | Bracket kit. Tilted bracket kit. Busbar bracket kit. Cable hook pair
TBD | AUR-2S40-730-U8-RFM-ST | image | datasheet | deeplink | TUNGSRAM - Tungsram Auriso - 34700lm - 274W - 3000K - 70CRI - TBD[SKU] - Bracket. Y-cable | 2.86 | Bracket. Y-cable | LED | 1 | 274 | [8 empty] | CE | [6 empty] | 20 | 3000 | 820x250x75 |  | 220-240V |  | 5 | A++ | 80° | 3 | 70 |  | 3000 |  | 48000 | >=0.95 | 111000 |  |  | 126.6423 |  |  | 9 | U8 | 25 | max. 10% at 100.000 hrs |  | Available | 730/339 | Cx=0.4338;Cy=0.4030 | Class I | IK08 | IP20 | IP20 | 50 | 1480 | -25 | 1 | 274 | RAL9016 | 50-60Hz | Passive | LED | embedded sensor system | High Bay Rectangular | Tungsram Auriso | Indoor industrial |  | 24.3 | 34700 | Yes |  | risk group 1 |  | Bracket kit. Tilted bracket kit. Busbar bracket kit. Cable hook pair
TBD | AUR-2S40-850-U6-RFM-ST | image | datasheet | deeplink | TUNGSRAM - Tungsram Auriso - 31800lm - 274W - 5000K - 80CRI - TBD[SKU] - Bracket. Y-cable | 2.86 | Bracket. Y-cable | LED | 1 | 274 | [8 empty] | CE | [6 empty] | 20 | 5000 | 820x250x75 |  | 220-240V |  | 5 | A++ | 65° | 3 | 80 |  | 5000 |  | 48000 | >=0.95 | 111000 |  |  | 116.0584 |  |  | 9 | U6 | 25 | max. 10% at 100.000 hrs |  | Available | 850/339 | Cx=0.3447;Cy=0.3553 | Class I | IK08 | IP50 | IP20 | 50 | 1480 | -25 | 1 | 274 | RAL9016 | 50-60Hz | Passive | LED | embedded sensor system | High Bay Rectangular | Tungsram Auriso | Indoor industrial |  | 22.8 | 31800 | Yes |  | risk group 1 |  | Bracket kit. Tilted bracket kit. Busbar bracket kit. Cable hook pair
TBD | AUR-2S40-840-U6-RFM-ST | image | datasheet | deeplink | TUNGSRAM - Tungsram Auriso - 31000lm - 274W - 4000K - 80CRI - TBD[SKU] - Bracket. Y-cable | 2.86 | Bracket. Y-cable | LED | 1 | 274 | [8 empty] | CE | [6 empty] | 20 | 4000 | 820x250x75 |  | 220-240V |  | 5 | A++ | 65° | 3 | 80 |  | 4000 |  | 48000 | >=0.95 | 111000 |  |  | 113.1387 |  |  | 9 | U6 | 25 | max. 10% at 100.000 hrs |  | Available | 840/339 | Cx=0.3818;Cy=0.3797 | Class I | IK08 | IP50 | IP20 | 50 | 1480 | -25 | 1 | 274 | RAL9016 | 50-60Hz | Passive | LED | embedded sensor system | High Bay Rectangular | Tungsram Auriso | Indoor industrial |  | 22.8 | 31000 | Yes |  | risk group 1 |  | Bracket kit. Tilted bracket kit. Busbar bracket kit. Cable hook pair
TBD | AUR-2S40-830-U6-RFM-ST | image | datasheet | deeplink | TUNGSRAM - Tungsram Auriso - 29200lm - 274W - 3000K - 80CRI - TBD[SKU] - Bracket. Y-cable | 2.86 | Bracket. Y-cable | LED | 1 | 274 | [8 empty] | CE | [6 empty] | 20 | 3000 | 820x250x75 |  | 220-240V |  | 5 | A++ | 65° | 3 | 80 |  | 3000 |  | 48000 | >=0.95 | 111000 |  |  | 106.5693 |  |  | 9 | U6 | 25 | max. 10% at 100.000 hrs |  | Available | 830/339 | Cx=0.4338;Cy=0.4030 | Class I | IK08 | IP50 | IP20 | 50 | 1480 | -25 | 1 | 274 | RAL9016 | 50-60Hz | Passive | LED | embedded sensor system | High Bay Rectangular | Tungsram Auriso | Indoor industrial |  | 22.7 | 29200 | Yes |  | risk group 1 |  | Bracket kit. Tilted bracket kit. Busbar bracket kit. Cable hook pair
TBD | AUR-2S40-750-U6-RFM-ST | image | datasheet | deeplink | TUNGSRAM - Tungsram Auriso - 32700lm - 274W - 5000K - 70CRI - TBD[SKU] - Bracket. Y-cable | 2.86 | Bracket. Y-cable | LED | 1 | 274 | [8 empty] | CE | [6 empty] | 20 | 5000 | 820x250x75 |  | 220-240V |  | 5 | A++ | 65° | 3 | 70 |  | 5000 |  | 48000 | >=0.95 | 111000 |  |  | 119.3431 |  |  | 9 | U6 | 25 | max. 10% at 100.000 hrs |  | Available | 750/339 | Cx=0.3447;Cy=0.3553 | Class I | IK08 | IP50 | IP20 | 50 | 1480 | -25 | 1 | 274 | RAL9016 | 50-60Hz | Passive | LED | embedded sensor system | High Bay Rectangular | Tungsram Auriso | Indoor industrial |  | 23.1 | 32700 | Yes |  | risk group 1 |  | Bracket kit. Tilted bracket kit. Busbar bracket kit. Cable hook pair
TBD | AUR-2S40-740-U6-RFM-ST | image | datasheet | deeplink | TUNGSRAM - Tungsram Auriso - 32600lm - 274W - 4000K - 70CRI - TBD[SKU] - Bracket. Y-cable | 2.86 | Bracket. Y-cable | LED | 1 | 274 | [8 empty] | CE | [6 empty] | 20 | 4000 | 820x250x75 |  | 220-240V |  | 5 | A++ | 65° | 3 | 70 |  | 4000 |  | 48000 | >=0.95 | 111000 |  |  | 118.9781 |  |  | 9 | U6 | 25 | max. 10% at 100.000 hrs |  | Available | 740/339 | Cx=0.4338;Cy=0.4030 | Class I | IK08 | IP50 | IP20 | 50 | 1480 | -25 | 1 | 274 | RAL9016 | 50-60Hz | Passive | LED | embedded sensor system | High Bay Rectangular | Tungsram Auriso | Indoor industrial |  | 23.1 | 32600 | Yes |  | risk group 1 |  | Bracket kit. Tilted bracket kit. Busbar bracket kit. Cable hook pair
TBD | AUR-2S40-730-U6-RFM-ST | image | datasheet | deeplink | TUNGSRAM - Tungsram Auriso - 31700lm - 274W - 3000K - 70CRI - TBD[SKU] - Bracket. Y-cable | 2.86 | Bracket. Y-cable | LED | 1 | 274 | [8 empty] | CE | [6 empty] | 20 | 3000 | 820x250x75 |  | 220-240V |  | 5 | A++ | 65° | 3 | 70 |  | 3000 |  | 48000 | >=0.95 | 111000 |  |  | 115.6934 |  |  | 9 | U6 | 25 | max. 10% at 100.000 hrs |  | Available | 730/339 | Cx=0.4338;Cy=0.4030 | Class I | IK08 | IP50 | IP20 | 50 | 1480 | -25 | 1 | 274 | RAL9016 | 50-60Hz | Passive | LED | embedded sensor system | High Bay Rectangular | Tungsram Auriso | Indoor industrial |  | 22.9 | 31700 | Yes |  | risk group 1 |  | Bracket kit. Tilted bracket kit. Busbar bracket kit. Cable hook pair
TBD | AUR-2S40-850-U4-RFM-ST | image | datasheet | deeplink | TUNGSRAM - Tungsram Auriso - 33200lm - 274W - 5000K - 80CRI - TBD[SKU] - Bracket. Y-cable | 2.86 | Bracket. Y-cable | LED | 1 | 274 | [8 empty] | CE | [6 empty] | 20 | 5000 | 820x250x75 |  | 220-240V |  | 5 | A++ | 45° | 3 | 80 |  | 5000 |  | 48000 | >=0.95 | 111000 |  |  | 121.1679 |  |  | 9 | U4 | 25 | max. 10% at 100.000 hrs |  | Available | 850/339 | Cx=0.3447;Cy=0.3553 | Class I | IK08 | IP50 | IP20 | 50 | 1480 | -25 | 1 | 274 | RAL9016 | 50-60Hz | Passive | LED | embedded sensor system | High Bay Rectangular | Tungsram Auriso | Indoor industrial |  | 22.1 | 33200 | Yes |  | risk group 1 |  | Bracket kit. Tilted bracket kit. Busbar bracket kit. Cable hook pair
TBD | AUR-2S40-840-U4-RFM-ST | image | datasheet | deeplink | TUNGSRAM - Tungsram Auriso - 32300lm - 274W - 4000K - 80CRI - TBD[SKU] - Bracket. Y-cable | 2.86 | Bracket. Y-cable | LED | 1 | 274 | [8 empty] | CE | [6 empty] | 20 | 4000 | 820x250x75 |  | 220-240V |  | 5 | A++ | 45° | 3 | 80 |  | 4000 |  | 48000 | >=0.95 | 111000 |  |  | 117.8832 |  |  | 9 | U4 | 25 | max. 10% at 100.000 hrs |  | Available | 840/339 | Cx=0.3818;Cy=0.3797 | Class I | IK08 | IP50 | IP20 | 50 | 1480 | -25 | 1 | 274 | RAL9016 | 50-60Hz | Passive | LED | embedded sensor system | High Bay Rectangular | Tungsram Auriso | Indoor industrial |  | 22.1 | 32300 | Yes |  | risk group 1 |  | Bracket kit. Tilted bracket kit. Busbar bracket kit. Cable hook pair
TBD | AUR-2S40-830-U4-RFM-ST | image | datasheet | deeplink | TUNGSRAM - Tungsram Auriso - 30400lm - 274W - 3000K - 80CRI - TBD[SKU] - Bracket. Y-cable | 2.86 | Bracket. Y-cable | LED | 1 | 274 | [8 empty] | CE | [6 empty] | 20 | 3000 | 820x250x75 |  | 220-240V |  | 5 | A++ | 45° | 3 | 80 |  | 3000 |  | 48000 | >=0.95 | 111000 |  |  | 110.9489 |  |  | 9 | U4 | 25 | max. 10% at 100.000 hrs |  | Available | 830/339 | Cx=0.4338;Cy=0.4030 | Class I | IK08 | IP50 | IP20 | 50 | 1480 | -25 | 1 | 274 | RAL9016 | 50-60Hz | Passive | LED | embedded sensor system | High Bay Rectangular | Tungsram Auriso | Indoor industrial |  | 22 | 30400 | Yes |  | risk group 1 |  | Bracket kit. Tilted bracket kit. Busbar bracket kit. Cable hook pair
TBD | AUR-2S40-750-U4-RFM-ST | image | datasheet | deeplink | TUNGSRAM - Tungsram Auriso - 34100lm - 274W - 5000K - 70CRI - TBD[SKU] - Bracket. Y-cable | 2.86 | Bracket. Y-cable | LED | 1 | 274 | [8 empty] | CE | [6 empty] | 20 | 5000 | 820x250x75 |  | 220-240V |  | 5 | A++ | 45° | 3 | 70 |  | 5000 |  | 48000 | >=0.95 | 111000 |  |  | 124.4526 |  |  | 9 | U4 | 25 | max. 10% at 100.000 hrs |  | Available | 750/339 | Cx=0.3447;Cy=0.3553 | Class I | IK08 | IP50 | IP20 | 50 | 1480 | -25 | 1 | 274 | RAL9016 | 50-60Hz | Passive | LED | embedded sensor system | High Bay Rectangular | Tungsram Auriso | Indoor industrial |  | 22.4 | 34100 | Yes |  | risk group 1 |  | Bracket kit. Tilted bracket kit. Busbar bracket kit. Cable hook pair
TBD | AUR-2S40-740-U4-RFM-ST | image | datasheet | deeplink | TUNGSRAM - Tungsram Auriso - 34000lm - 274W - 4000K - 70CRI - TBD[SKU] - Bracket. Y-cable | 2.86 | Bracket. Y-cable | LED | 1 | 274 | [8 empty] | CE | [6 empty] | 20 | 4000 | 820x250x75 |  | 220-240V |  | 5 | A++ | 45° | 3 | 70 |  | 4000 |  | 48000 | >=0.95 | 111000 |  |  | 124.0876 |  |  | 9 | U4 | 25 | max. 10% at 100.000 hrs |  | Available | 740/339 | Cx=0.4338;Cy=0.4030 | Class I | IK08 | IP50 | IP20 | 50 | 1480 | -25 | 1 | 274 | RAL9016 | 50-60Hz | Passive | LED | embedded sensor system | High Bay Rectangular | Tungsram Auriso | Indoor industrial |  | 22.4 | 34000 | Yes |  | risk group 1 |  | Bracket kit. Tilted bracket kit. Busbar bracket kit. Cable hook pair
TBD | AUR-2S40-730-U4-RFM-ST | image | datasheet | deeplink | TUNGSRAM - Tungsram Auriso - 33100lm - 274W - 3000K - 70CRI - TBD[SKU] - Bracket. Y-cable | 2.86 | Bracket. Y-cable | LED | 1 | 274 | [8 empty] | CE | [6 empty] | 20 | 3000 | 820x250x75 |  | 220-240V |  | 5 | A++ | 45° | 3 | 70 |  | 3000 |  | 48000 | >=0.95 | 111000 |  |  | 120.8029 |  |  | 9 | U4 | 25 | max. 10% at 100.000 hrs |  | Available | 730/339 | Cx=0.4338;Cy=0.4030 | Class I | IK08 | IP50 | IP20 | 50 | 1480 | -25 | 1 | 274 | RAL9016 | 50-60Hz | Passive | LED | embedded sensor system | High Bay Rectangular | Tungsram Auriso | Indoor industrial |  | 22.2 | 33100 | Yes |  | risk group 1 |  | Bracket kit. Tilted bracket kit. Busbar bracket kit. Cable hook pair
TBD | AUR-2S40-850-L9-RFM-ST | image | datasheet | deeplink | TUNGSRAM - Tungsram Auriso - 40300lm - 274W - 5000K - 80CRI - TBD[SKU] - Bracket. Y-cable | 2.86 | Bracket. Y-cable | LED | 1 | 274 | [8 empty] | CE | [6 empty] | 20 | 5000 | 820x250x75 |  | 220-240V |  | 5 | A++ | 90° | 3 | 80 |  | 5000 |  | 48000 | >=0.95 | 111000 |  |  | 147.0803 |  |  | 9 | L9 | 25 | max. 10% at 100.000 hrs |  | Available | 850/339 | Cx=0.3447;Cy=0.3553 | Class I | IK08 | IP50 | IP20 | 50 | 1480 | -25 | 1 | 274 | RAL9016 | 50-60Hz | Passive | LED | embedded sensor system | High Bay Rectangular | Tungsram Auriso | Indoor industrial |  | 24.6 | 40300 | Yes |  | risk group 1 |  | Bracket kit. Tilted bracket kit. Busbar bracket kit. Cable hook pair
TBD | AUR-2S40-840-L9-RFM-ST | image | datasheet | deeplink | TUNGSRAM - Tungsram Auriso - 39200lm - 274W - 4000K - 80CRI - TBD[SKU] - Bracket. Y-cable | 2.86 | Bracket. Y-cable | LED | 1 | 274 | [8 empty] | CE | [6 empty] | 20 | 4000 | 820x250x75 |  | 220-240V |  | 5 | A++ | 90° | 3 | 80 |  | 4000 |  | 48000 | >=0.95 | 111000 |  |  | 143.0657 |  |  | 9 | L9 | 25 | max. 10% at 100.000 hrs |  | Available | 840/339 | Cx=0.3818;Cy=0.3797 | Class I | IK08 | IP50 | IP20 | 50 | 1480 | -25 | 1 | 274 | RAL9016 | 50-60Hz | Passive | LED | embedded sensor system | High Bay Rectangular | Tungsram Auriso | Indoor industrial |  | 24.6 | 39200 | Yes |  | risk group 1 |  | Bracket kit. Tilted bracket kit. Busbar bracket kit. Cable hook pair
TBD | AUR-2S40-830-L9-RFM-ST | image | datasheet | deeplink | TUNGSRAM - Tungsram Auriso - 36900lm - 274W - 3000K - 80CRI - TBD[SKU] - Bracket. Y-cable | 2.86 | Bracket. Y-cable | LED | 1 | 274 | [8 empty] | CE | [6 empty] | 20 | 3000 | 820x250x75 |  | 220-240V |  | 5 | A++ | 90° | 3 | 80 |  | 3000 |  | 48000 | >=0.95 | 111000 |  |  | 134.6715 |  |  | 9 | L9 | 25 | max. 10% at 100.000 hrs |  | Available | 830/339 | Cx=0.4338;Cy=0.4030 | Class I | IK08 | IP50 | IP20 | 50 | 1480 | -25 | 1 | 274 | RAL9016 | 50-60Hz | Passive | LED | embedded sensor system | High Bay Rectangular | Tungsram Auriso | Indoor industrial |  | 24.4 | 36900 | Yes |  | risk group 1 |  | Bracket kit. Tilted bracket kit. Busbar bracket kit. Cable hook pair
TBD | AUR-2S40-750-L9-RFM-ST | image | datasheet | deeplink | TUNGSRAM - Tungsram Auriso - 41400lm - 274W - 5000K - 70CRI - TBD[SKU] - Bracket. Y-cable | 2.86 | Bracket. Y-cable | LED | 1 | 274 | [8 empty] | CE | [6 empty] | 20 | 5000 | 820x250x75 |  | 220-240V |  | 5 | A++ | 90° | 3 | 70 |  | 5000 |  | 48000 | >=0.95 | 111000 |  |  | 151.0949 |  |  | 9 | L9 | 25 | max. 10% at 100.000 hrs |  | Available | 750/339 | Cx=0.3447;Cy=0.3553 | Class I | IK08 | IP50 | IP20 | 50 | 1480 | -25 | 1 | 274 | RAL9016 | 50-60Hz | Passive | LED | embedded sensor system | High Bay Rectangular | Tungsram Auriso | Indoor industrial |  | 24.8 | 41400 | Yes |  | risk group 1 |  | Bracket kit. Tilted bracket kit. Busbar bracket kit. Cable hook pair
TBD | AUR-2S40-740-L9-RFM-ST | image | datasheet | deeplink | TUNGSRAM - Tungsram Auriso - 41300lm - 274W - 4000K - 70CRI - TBD[SKU] - Bracket. Y-cable | 2.86 | Bracket. Y-cable | LED | 1 | 274 | [8 empty] | CE | [6 empty] | 20 | 4000 | 820x250x75 |  | 220-240V |  | 5 | A++ | 90° | 3 | 70 |  | 4000 |  | 48000 | >=0.95 | 111000 |  |  | 150.7299 |  |  | 9 | L9 | 25 | max. 10% at 100.000 hrs |  | Available | 740/339 | Cx=0.4338;Cy=0.4030 | Class I | IK08 | IP50 | IP20 | 50 | 1480 | -25 | 1 | 274 | RAL9016 | 50-60Hz | Passive | LED | embedded sensor system | High Bay Rectangular | Tungsram Auriso | Indoor industrial |  | 24.8 | 41300 | Yes |  | risk group 1 |  | Bracket kit. Tilted bracket kit. Busbar bracket kit. Cable hook pair
TBD | AUR-2S40-730-L9-RFM-ST | image | datasheet | deeplink | TUNGSRAM - Tungsram Auriso - 40100lm - 274W - 3000K - 70CRI - TBD[SKU] - Bracket. Y-cable | 2.86 | Bracket. Y-cable | LED | 1 | 274 | [8 empty] | CE | [6 empty] | 20 | 3000 | 820x250x75 |  | 220-240V |  | 5 | A++ | 90° | 3 | 70 |  | 3000 |  | 48000 | >=0.95 | 111000 |  |  | 146.3504 |  |  | 9 | L9 | 25 | max. 10% at 100.000 hrs |  | Available | 730/339 | Cx=0.4338;Cy=0.4030 | Class I | IK08 | IP50 | IP20 | 50 | 1480 | -25 | 1 | 274 | RAL9016 | 50-60Hz | Passive | LED | embedded sensor system | High Bay Rectangular | Tungsram Auriso | Indoor industrial |  | 24.7 | 40100 | Yes |  | risk group 1 |  | Bracket kit. Tilted bracket kit. Busbar bracket kit. Cable hook pair
TBD | AUR-2S40-850-L6-RFM-ST | image | datasheet | deeplink | TUNGSRAM - Tungsram Auriso - 38700lm - 274W - 5000K - 80CRI - TBD[SKU] - Bracket. Y-cable | 2.86 | Bracket. Y-cable | LED | 1 | 274 | [8 empty] | CE | [6 empty] | 20 | 5000 | 820x250x75 |  | 220-240V |  | 5 | A++ | 70° | 3 | 80 |  | 5000 |  | 48000 | >=0.95 | 111000 |  |  | 141.2409 |  |  | 9 | L6 | 25 | max. 10% at 100.000 hrs |  | Available | 850/339 | Cx=0.3447;Cy=0.3553 | Class I | IK08 | IP50 | IP20 | 50 | 1480 | -25 | 1 | 274 | RAL9016 | 50-60Hz | Passive | LED | embedded sensor system | High Bay Rectangular | Tungsram Auriso | Indoor industrial |  | 23 | 38700 | Yes |  | risk group 1 |  | Bracket kit. Tilted bracket kit. Busbar bracket kit. Cable hook pair
TBD | AUR-2S40-840-L6-RFM-ST | image | datasheet | deeplink | TUNGSRAM - Tungsram Auriso - 37700lm - 274W - 4000K - 80CRI - TBD[SKU] - Bracket. Y-cable | 2.86 | Bracket. Y-cable | LED | 1 | 274 | [8 empty] | CE | [6 empty] | 20 | 4000 | 820x250x75 |  | 220-240V |  | 5 | A++ | 70° | 3 | 80 |  | 4000 |  | 48000 | >=0.95 | 111000 |  |  | 137.5912 |  |  | 9 | L6 | 25 | max. 10% at 100.000 hrs |  | Available | 840/339 | Cx=0.3818;Cy=0.3797 | Class I | IK08 | IP50 | IP20 | 50 | 1480 | -25 | 1 | 274 | RAL9016 | 50-60Hz | Passive | LED | embedded sensor system | High Bay Rectangular | Tungsram Auriso | Indoor industrial |  | 23 | 37700 | Yes |  | risk group 1 |  | Bracket kit. Tilted bracket kit. Busbar bracket kit. Cable hook pair
TBD | AUR-2S40-830-L6-RFM-ST | image | datasheet | deeplink | TUNGSRAM - Tungsram Auriso - 35500lm - 274W - 3000K - 80CRI - TBD[SKU] - Bracket. Y-cable | 2.86 | Bracket. Y-cable | LED | 1 | 274 | [8 empty] | CE | [6 empty] | 20 | 3000 | 820x250x75 |  | 220-240V |  | 5 | A++ | 70° | 3 | 80 |  | 3000 |  | 48000 | >=0.95 | 111000 |  |  | 129.562 |  |  | 9 | L6 | 25 | max. 10% at 100.000 hrs |  | Available | 830/339 | Cx=0.4338;Cy=0.4030 | Class I | IK08 | IP50 | IP20 | 50 | 1480 | -25 | 1 | 274 | RAL9016 | 50-60Hz | Passive | LED | embedded sensor system | High Bay Rectangular | Tungsram Auriso | Indoor industrial |  | 22.9 | 35500 | Yes |  | risk group 1 |  | Bracket kit. Tilted bracket kit. Busbar bracket kit. Cable hook pair
TBD | AUR-2S40-750-L6-RFM-ST | image | datasheet | deeplink | TUNGSRAM - Tungsram Auriso - 39800lm - 274W - 5000K - 70CRI - TBD[SKU] - Bracket. Y-cable | 2.86 | Bracket. Y-cable | LED | 1 | 274 | [8 empty] | CE | [6 empty] | 20 | 5000 | 820x250x75 |  | 220-240V |  | 5 | A++ | 70° | 3 | 70 |  | 5000 |  | 48000 | >=0.95 | 111000 |  |  | 145.2555 |  |  | 9 | L6 | 25 | max. 10% at 100.000 hrs |  | Available | 750/339 | Cx=0.3447;Cy=0.3553 | Class I | IK08 | IP50 | IP20 | 50 | 1480 | -25 | 1 | 274 | RAL9016 | 50-60Hz | Passive | LED | embedded sensor system | High Bay Rectangular | Tungsram Auriso | Indoor industrial |  | 23.3 | 39800 | Yes |  | risk group 1 |  | Bracket kit. Tilted bracket kit. Busbar bracket kit. Cable hook pair
TBD | AUR-2S40-740-L6-RFM-ST | image | datasheet | deeplink | TUNGSRAM - Tungsram Auriso - 39700lm - 274W - 4000K - 70CRI - TBD[SKU] - Bracket. Y-cable | 2.86 | Bracket. Y-cable | LED | 1 | 274 | [8 empty] | CE | [6 empty] | 20 | 4000 | 820x250x75 |  | 220-240V |  | 5 | A++ | 70° | 3 | 70 |  | 4000 |  | 48000 | >=0.95 | 111000 |  |  | 144.8905 |  |  | 9 | L6 | 25 | max. 10% at 100.000 hrs |  | Available | 740/339 | Cx=0.4338;Cy=0.4030 | Class I | IK08 | IP50 | IP20 | 50 | 1480 | -25 | 1 | 274 | RAL9016 | 50-60Hz | Passive | LED | embedded sensor system | High Bay Rectangular | Tungsram Auriso | Indoor industrial |  | 23.3 | 39700 | Yes |  | risk group 1 |  | Bracket kit. Tilted bracket kit. Busbar bracket kit. Cable hook pair
TBD | AUR-2S40-730-L6-RFM-ST | image | datasheet | deeplink | TUNGSRAM - Tungsram Auriso - 38600lm - 274W - 3000K - 70CRI - TBD[SKU] - Bracket. Y-cable | 2.86 | Bracket. Y-cable | LED | 1 | 274 | [8 empty] | CE | [6 empty] | 20 | 3000 | 820x250x75 |  | 220-240V |  | 5 | A++ | 70° | 3 | 70 |  | 3000 |  | 48000 | >=0.95 | 111000 |  |  | 140.8759 |  |  | 9 | L6 | 25 | max. 10% at 100.000 hrs |  | Available | 730/339 | Cx=0.4338;Cy=0.4030 | Class I | IK08 | IP50 | IP20 | 50 | 1480 | -25 | 1 | 274 | RAL9016 | 50-60Hz | Passive | LED | embedded sensor system | High Bay Rectangular | Tungsram Auriso | Indoor industrial |  | 23.2 | 38600 | Yes |  | risk group 1 |  | Bracket kit. Tilted bracket kit. Busbar bracket kit. Cable hook pair
TBD | AUR-2S40-850-L3-RFM-ST | image | datasheet | deeplink | TUNGSRAM - Tungsram Auriso - 41100lm - 274W - 5000K - 80CRI - TBD[SKU] - Bracket. Y-cable | 2.86 | Bracket. Y-cable | LED | 1 | 274 | [8 empty] | CE | [6 empty] | 20 | 5000 | 820x250x75 |  | 220-240V |  | 5 | A++ | 35° | 3 | 80 |  | 5000 |  | 48000 | >=0.95 | 111000 |  |  | 150 |  |  | 9 | L3 | 25 | max. 10% at 100.000 hrs |  | Available | 850/339 | Cx=0.3447;Cy=0.3553 | Class I | IK08 | IP50 | IP20 | 50 | 1480 | -25 | 1 | 274 | RAL9016 | 50-60Hz | Passive | LED | embedded sensor system | High Bay Rectangular | Tungsram Auriso | Indoor industrial |  | 18.6 | 41100 | Yes |  | risk group 1 |  | Bracket kit. Tilted bracket kit. Busbar bracket kit. Cable hook pair
TBD | AUR-2S40-840-L3-RFM-ST | image | datasheet | deeplink | TUNGSRAM - Tungsram Auriso - 40000lm - 274W - 4000K - 80CRI - TBD[SKU] - Bracket. Y-cable | 2.86 | Bracket. Y-cable | LED | 1 | 274 | [8 empty] | CE | [6 empty] | 20 | 4000 | 820x250x75 |  | 220-240V |  | 5 | A++ | 35° | 3 | 80 |  | 4000 |  | 48000 | >=0.95 | 111000 |  |  | 145.9854 |  |  | 9 | L3 | 25 | max. 10% at 100.000 hrs |  | Available | 840/339 | Cx=0.3818;Cy=0.3797 | Class I | IK08 | IP50 | IP20 | 50 | 1480 | -25 | 1 | 274 | RAL9016 | 50-60Hz | Passive | LED | embedded sensor system | High Bay Rectangular | Tungsram Auriso | Indoor industrial |  | 18.6 | 40000 | Yes |  | risk group 1 |  | Bracket kit. Tilted bracket kit. Busbar bracket kit. Cable hook pair
TBD | AUR-2S40-830-L3-RFM-ST | image | datasheet | deeplink | TUNGSRAM - Tungsram Auriso - 37700lm - 274W - 3000K - 80CRI - TBD[SKU] - Bracket. Y-cable | 2.86 | Bracket. Y-cable | LED | 1 | 274 | [8 empty] | CE | [6 empty] | 20 | 3000 | 820x250x75 |  | 220-240V |  | 5 | A++ | 35° | 3 | 80 |  | 3000 |  | 48000 | >=0.95 | 111000 |  |  | 137.5912 |  |  | 9 | L3 | 25 | max. 10% at 100.000 hrs |  | Available | 830/339 | Cx=0.4338;Cy=0.4030 | Class I | IK08 | IP50 | IP20 | 50 | 1480 | -25 | 1 | 274 | RAL9016 | 50-60Hz | Passive | LED | embedded sensor system | High Bay Rectangular | Tungsram Auriso | Indoor industrial |  | 18.5 | 37700 | Yes |  | risk group 1 |  | Bracket kit. Tilted bracket kit. Busbar bracket kit. Cable hook pair
TBD | AUR-2S40-750-L3-RFM-ST | image | datasheet | deeplink | TUNGSRAM - Tungsram Auriso - 42300lm - 274W - 5000K - 70CRI - TBD[SKU] - Bracket. Y-cable | 2.86 | Bracket. Y-cable | LED | 1 | 274 | [8 empty] | CE | [6 empty] | 20 | 5000 | 820x250x75 |  | 220-240V |  | 5 | A++ | 35° | 3 | 70 |  | 5000 |  | 48000 | >=0.95 | 111000 |  |  | 154.3796 |  |  | 9 | L3 | 25 | max. 10% at 100.000 hrs |  | Available | 750/339 | Cx=0.3447;Cy=0.3553 | Class I | IK08 | IP50 | IP20 | 50 | 1480 | -25 | 1 | 274 | RAL9016 | 50-60Hz | Passive | LED | embedded sensor system | High Bay Rectangular | Tungsram Auriso | Indoor industrial |  | 18.9 | 42300 | Yes |  | risk group 1 |  | Bracket kit. Tilted bracket kit. Busbar bracket kit. Cable hook pair
TBD | AUR-2S40-740-L3-RFM-ST | image | datasheet | deeplink | TUNGSRAM - Tungsram Auriso - 42100lm - 274W - 4000K - 70CRI - TBD[SKU] - Bracket. Y-cable | 2.86 | Bracket. Y-cable | LED | 1 | 274 | [8 empty] | CE | [6 empty] | 20 | 4000 | 820x250x75 |  | 220-240V |  | 5 | A++ | 35° | 3 | 70 |  | 4000 |  | 48000 | >=0.95 | 111000 |  |  | 153.6496 |  |  | 9 | L3 | 25 | max. 10% at 100.000 hrs |  | Available | 740/339 | Cx=0.4338;Cy=0.4030 | Class I | IK08 | IP50 | IP20 | 50 | 1480 | -25 | 1 | 274 | RAL9016 | 50-60Hz | Passive | LED | embedded sensor system | High Bay Rectangular | Tungsram Auriso | Indoor industrial |  | 18.9 | 42100 | Yes |  | risk group 1 |  | Bracket kit. Tilted bracket kit. Busbar bracket kit. Cable hook pair
TBD | AUR-2S40-730-L3-RFM-ST | image | datasheet | deeplink | TUNGSRAM - Tungsram Auriso - 41000lm - 274W - 3000K - 70CRI - TBD[SKU] - Bracket. Y-cable | 2.86 | Bracket. Y-cable | LED | 1 | 274 | [8 empty] | CE | [6 empty] | 20 | 3000 | 820x250x75 |  | 220-240V |  | 5 | A++ | 35° | 3 | 70 |  | 3000 |  | 48000 | >=0.95 | 111000 |  |  | 149.635 |  |  | 9 | L3 | 25 | max. 10% at 100.000 hrs |  | Available | 730/339 | Cx=0.4338;Cy=0.4030 | Class I | IK08 | IP50 | IP20 | 50 | 1480 | -25 | 1 | 274 | RAL9016 | 50-60Hz | Passive | LED | embedded sensor system | High Bay Rectangular | Tungsram Auriso | Indoor industrial |  | 18.8 | 41000 | Yes |  | risk group 1 |  | Bracket kit. Tilted bracket kit. Busbar bracket kit. Cable hook pair
TBD | AUR-2S40-850-D1-RFM-ST | image | datasheet | deeplink | TUNGSRAM - Tungsram Auriso - 35100lm - 274W - 5000K - 80CRI - TBD[SKU] - Bracket. Y-cable | 2.86 | Bracket. Y-cable | LED | 1 | 274 | [8 empty] | CE | [6 empty] | 20 | 5000 | 820x250x75 |  | 220-240V |  | 5 | A++ | 100° | 3 | 80 |  | 5000 |  | 48000 | >=0.95 | 111000 |  |  | 128.1022 |  |  | 9 | D1 | 25 | max. 10% at 100.000 hrs |  | Available | 850/339 | Cx=0.3447;Cy=0.3553 | Class I | IK08 | IP20 | IP20 | 50 | 1480 | -25 | 1 | 274 | RAL9016 | 50-60Hz | Passive | LED | embedded sensor system | High Bay Rectangular | Tungsram Auriso | Indoor industrial |  | 26.9 | 35100 | Yes |  | risk group 1 |  | Bracket kit. Tilted bracket kit. Busbar bracket kit. Cable hook pair
TBD | AUR-2S40-840-D1-RFM-ST | image | datasheet | deeplink | TUNGSRAM - Tungsram Auriso - 34200lm - 274W - 4000K - 80CRI - TBD[SKU] - Bracket. Y-cable | 2.86 | Bracket. Y-cable | LED | 1 | 274 | [8 empty] | CE | [6 empty] | 20 | 4000 | 820x250x75 |  | 220-240V |  | 5 | A++ | 100° | 3 | 80 |  | 4000 |  | 48000 | >=0.95 | 111000 |  |  | 124.8175 |  |  | 9 | D1 | 25 | max. 10% at 100.000 hrs |  | Available | 840/339 | Cx=0.3818;Cy=0.3797 | Class I | IK08 | IP20 | IP20 | 50 | 1480 | -25 | 1 | 274 | RAL9016 | 50-60Hz | Passive | LED | embedded sensor system | High Bay Rectangular | Tungsram Auriso | Indoor industrial |  | 26.9 | 34200 | Yes |  | risk group 1 |  | Bracket kit. Tilted bracket kit. Busbar bracket kit. Cable hook pair
TBD | AUR-2S40-830-D1-RFM-ST | image | datasheet | deeplink | TUNGSRAM - Tungsram Auriso - 32200lm - 274W - 3000K - 80CRI - TBD[SKU] - Bracket. Y-cable | 2.86 | Bracket. Y-cable | LED | 1 | 274 | [8 empty] | CE | [6 empty] | 20 | 3000 | 820x250x75 |  | 220-240V |  | 5 | A++ | 100° | 3 | 80 |  | 3000 |  | 48000 | >=0.95 | 111000 |  |  | 117.5182 |  |  | 9 | D1 | 25 | max. 10% at 100.000 hrs |  | Available | 830/339 | Cx=0.4338;Cy=0.4030 | Class I | IK08 | IP20 | IP20 | 50 | 1480 | -25 | 1 | 274 | RAL9016 | 50-60Hz | Passive | LED | embedded sensor system | High Bay Rectangular | Tungsram Auriso | Indoor industrial |  | 26.8 | 32200 | Yes |  | risk group 1 |  | Bracket kit. Tilted bracket kit. Busbar bracket kit. Cable hook pair
TBD | AUR-2S40-750-D1-RFM-ST | image | datasheet | deeplink | TUNGSRAM - Tungsram Auriso - 36100lm - 274W - 5000K - 70CRI - TBD[SKU] - Bracket. Y-cable | 2.86 | Bracket. Y-cable | LED | 1 | 274 | [8 empty] | CE | [6 empty] | 20 | 5000 | 820x250x75 |  | 220-240V |  | 5 | A++ | 100° | 3 | 70 |  | 5000 |  | 48000 | >=0.95 | 111000 |  |  | 131.7518 |  |  | 9 | D1 | 25 | max. 10% at 100.000 hrs |  | Available | 750/339 | Cx=0.3447;Cy=0.3553 | Class I | IK08 | IP20 | IP20 | 50 | 1480 | -25 | 1 | 274 | RAL9016 | 50-60Hz | Passive | LED | embedded sensor system | High Bay Rectangular | Tungsram Auriso | Indoor industrial |  | 27.2 | 36100 | Yes |  | risk group 1 |  | Bracket kit. Tilted bracket kit. Busbar bracket kit. Cable hook pair
TBD | AUR-2S40-740-D1-RFM-ST | image | datasheet | deeplink | TUNGSRAM - Tungsram Auriso - 36000lm - 274W - 4000K - 70CRI - TBD[SKU] - Bracket. Y-cable | 2.86 | Bracket. Y-cable | LED | 1 | 274 | [8 empty] | CE | [6 empty] | 20 | 4000 | 820x250x75 |  | 220-240V |  | 5 | A++ | 100° | 3 | 70 |  | 4000 |  | 48000 | >=0.95 | 111000 |  |  | 131.3869 |  |  | 9 | D1 | 25 | max. 10% at 100.000 hrs |  | Available | 740/339 | Cx=0.4338;Cy=0.4030 | Class I | IK08 | IP20 | IP20 | 50 | 1480 | -25 | 1 | 274 | RAL9016 | 50-60Hz | Passive | LED | embedded sensor system | High Bay Rectangular | Tungsram Auriso | Indoor industrial |  | 27.2 | 36000 | Yes |  | risk group 1 |  | Bracket kit. Tilted bracket kit. Busbar bracket kit. Cable hook pair
TBD | AUR-2S40-730-D1-RFM-ST | image | datasheet | deeplink | TUNGSRAM - Tungsram Auriso - 35000lm - 274W - 3000K - 70CRI - TBD[SKU] - Bracket. Y-cable | 2.86 | Bracket. Y-cable | LED | 1 | 274 | [8 empty] | CE | [6 empty] | 20 | 3000 | 820x250x75 |  | 220-240V |  | 5 | A++ | 100° | 3 | 70 |  | 3000 |  | 48000 | >=0.95 | 111000 |  |  | 127.7372 |  |  | 9 | D1 | 25 | max. 10% at 100.000 hrs |  | Available | 730/339 | Cx=0.4338;Cy=0.4030 | Class I | IK08 | IP20 | IP20 | 50 | 1480 | -25 | 1 | 274 | RAL9016 | 50-60Hz | Passive | LED | embedded sensor system | High Bay Rectangular | Tungsram Auriso | Indoor industrial |  | 27 | 35000 | Yes |  | risk group 1 |  | Bracket kit. Tilted bracket kit. Busbar bracket kit. Cable hook pair
TBD | AUR-2S40-850-C1-RFM-ST | image | datasheet | deeplink | TUNGSRAM - Tungsram Auriso - 39000lm - 274W - 5000K - 80CRI - TBD[SKU] - Bracket. Y-cable | 2.86 | Bracket. Y-cable | LED | 1 | 274 | [8 empty] | CE | [6 empty] | 20 | 5000 | 820x250x75 |  | 220-240V |  | 5 | A++ | 110° | 3 | 80 |  | 5000 |  | 48000 | >=0.95 | 111000 |  |  | 142.3358 |  |  | 9 | C1 | 25 | max. 10% at 100.000 hrs |  | Available | 850/339 | Cx=0.3447;Cy=0.3553 | Class I | IK08 | IP20 | IP20 | 50 | 1480 | -25 | 1 | 274 | RAL9016 | 50-60Hz | Passive | LED | embedded sensor system | High Bay Rectangular | Tungsram Auriso | Indoor industrial |  | 26.7 | 39000 | Yes |  | risk group 1 |  | Bracket kit. Tilted bracket kit. Busbar bracket kit. Cable hook pair
TBD | AUR-2S40-840-C1-RFM-ST | image | datasheet | deeplink | TUNGSRAM - Tungsram Auriso - 38000lm - 274W - 4000K - 80CRI - TBD[SKU] - Bracket. Y-cable | 2.86 | Bracket. Y-cable | LED | 1 | 274 | [8 empty] | CE | [6 empty] | 20 | 4000 | 820x250x75 |  | 220-240V |  | 5 | A++ | 110° | 3 | 80 |  | 4000 |  | 48000 | >=0.95 | 111000 |  |  | 138.6861 |  |  | 9 | C1 | 25 | max. 10% at 100.000 hrs |  | Available | 840/339 | Cx=0.3818;Cy=0.3797 | Class I | IK08 | IP20 | IP20 | 50 | 1480 | -25 | 1 | 274 | RAL9016 | 50-60Hz | Passive | LED | embedded sensor system | High Bay Rectangular | Tungsram Auriso | Indoor industrial |  | 26.7 | 38000 | Yes |  | risk group 1 |  | Bracket kit. Tilted bracket kit. Busbar bracket kit. Cable hook pair
TBD | AUR-2S40-830-C1-RFM-ST | image | datasheet | deeplink | TUNGSRAM - Tungsram Auriso - 35800lm - 274W - 3000K - 80CRI - TBD[SKU] - Bracket. Y-cable | 2.86 | Bracket. Y-cable | LED | 1 | 274 | [8 empty] | CE | [6 empty] | 20 | 3000 | 820x250x75 |  | 220-240V |  | 5 | A++ | 110° | 3 | 80 |  | 3000 |  | 48000 | >=0.95 | 111000 |  |  | 130.6569 |  |  | 9 | C1 | 25 | max. 10% at 100.000 hrs |  | Available | 830/339 | Cx=0.4338;Cy=0.4030 | Class I | IK08 | IP20 | IP20 | 50 | 1480 | -25 | 1 | 274 | RAL9016 | 50-60Hz | Passive | LED | embedded sensor system | High Bay Rectangular | Tungsram Auriso | Indoor industrial |  | 26.6 | 35800 | Yes |  | risk group 1 |  | Bracket kit. Tilted bracket kit. Busbar bracket kit. Cable hook pair
TBD | AUR-2S40-750-C1-RFM-ST | image | datasheet | deeplink | TUNGSRAM - Tungsram Auriso - 40100lm - 274W - 5000K - 70CRI - TBD[SKU] - Bracket. Y-cable | 2.86 | Bracket. Y-cable | LED | 1 | 274 | [8 empty] | CE | [6 empty] | 20 | 5000 | 820x250x75 |  | 220-240V |  | 5 | A++ | 110° | 3 | 70 |  | 5000 |  | 48000 | >=0.95 | 111000 |  |  | 146.3504 |  |  | 9 | C1 | 25 | max. 10% at 100.000 hrs |  | Available | 750/339 | Cx=0.3447;Cy=0.3553 | Class I | IK08 | IP20 | IP20 | 50 | 1480 | -25 | 1 | 274 | RAL9016 | 50-60Hz | Passive | LED | embedded sensor system | High Bay Rectangular | Tungsram Auriso | Indoor industrial |  | 27 | 40100 | Yes |  | risk group 1 |  | Bracket kit. Tilted bracket kit. Busbar bracket kit. Cable hook pair
TBD | AUR-2S40-740-C1-RFM-ST | image | datasheet | deeplink | TUNGSRAM - Tungsram Auriso - 40000lm - 274W - 4000K - 70CRI - TBD[SKU] - Bracket. Y-cable | 2.86 | Bracket. Y-cable | LED | 1 | 274 | [8 empty] | CE | [6 empty] | 20 | 4000 | 820x250x75 |  | 220-240V |  | 5 | A++ | 110° | 3 | 70 |  | 4000 |  | 48000 | >=0.95 | 111000 |  |  | 145.9854 |  |  | 9 | C1 | 25 | max. 10% at 100.000 hrs |  | Available | 740/339 | Cx=0.4338;Cy=0.4030 | Class I | IK08 | IP20 | IP20 | 50 | 1480 | -25 | 1 | 274 | RAL9016 | 50-60Hz | Passive | LED | embedded sensor system | High Bay Rectangular | Tungsram Auriso | Indoor industrial |  | 27 | 40000 | Yes |  | risk group 1 |  | Bracket kit. Tilted bracket kit. Busbar bracket kit. Cable hook pair
TBD | AUR-2S40-730-C1-RFM-ST | image | datasheet | deeplink | TUNGSRAM - Tungsram Auriso - 38900lm - 274W - 3000K - 70CRI - TBD[SKU] - Bracket. Y-cable | 2.86 | Bracket. Y-cable | LED | 1 | 274 | [8 empty] | CE | [6 empty] | 20 | 3000 | 820x250x75 |  | 220-240V |  | 5 | A++ | 110° | 3 | 70 |  | 3000 |  | 48000 | >=0.95 | 111000 |  |  | 141.9708 |  |  | 9 | C1 | 25 | max. 10% at 100.000 hrs |  | Available | 730/339 | Cx=0.4338;Cy=0.4030 | Class I | IK08 | IP20 | IP20 | 50 | 1480 | -25 | 1 | 274 | RAL9016 | 50-60Hz | Passive | LED | embedded sensor system | High Bay Rectangular | Tungsram Auriso | Indoor industrial |  | 26.9 | 38900 | Yes |  | risk group 1 |  | Bracket kit. Tilted bracket kit. Busbar bracket kit. Cable hook pair
TBD | AUR-2S35-850-U8-RFM-ST | image | datasheet | deeplink | TUNGSRAM - Tungsram Auriso - 30300lm - 227W - 5000K - 80CRI - TBD[SKU] - Bracket. Y-cable | 2.86 | Bracket. Y-cable | LED | 1 | 227 | [8 empty] | CE | [6 empty] | 20 | 5000 | 820x250x75 |  | 220-240V |  | 5 | A++ | 80° | 3 | 80 |  | 5000 |  | 48000 | >=0.95 | 111000 |  |  | 133.4802 |  |  | 9 | U8 | 25 | max. 10% at 100.000 hrs |  | Available | 850/339 | Cx=0.3447;Cy=0.3553 | Class I | IK08 | IP20 | IP20 | 50 | 1230 | -25 | 1 | 227 | RAL9016 | 50-60Hz | Passive | LED | embedded sensor system | High Bay Rectangular | Tungsram Auriso | Indoor industrial |  | 23.7 | 30300 | Yes |  | risk group 1 |  | Bracket kit. Tilted bracket kit. Busbar bracket kit. Cable hook pair
TBD | AUR-2S35-840-U8-RFM-ST | image | datasheet | deeplink | TUNGSRAM - Tungsram Auriso - 29500lm - 227W - 4000K - 80CRI - TBD[SKU] - Bracket. Y-cable | 2.86 | Bracket. Y-cable | LED | 1 | 227 | [8 empty] | CE | [6 empty] | 20 | 4000 | 820x250x75 |  | 220-240V |  | 5 | A++ | 80° | 3 | 80 |  | 4000 |  | 48000 | >=0.95 | 111000 |  |  | 129.9559 |  |  | 9 | U8 | 25 | max. 10% at 100.000 hrs |  | Available | 840/339 | Cx=0.3818;Cy=0.3797 | Class I | IK08 | IP20 | IP20 | 50 | 1230 | -25 | 1 | 227 | RAL9016 | 50-60Hz | Passive | LED | embedded sensor system | High Bay Rectangular | Tungsram Auriso | Indoor industrial |  | 23.7 | 29500 | Yes |  | risk group 1 |  | Bracket kit. Tilted bracket kit. Busbar bracket kit. Cable hook pair
TBD | AUR-2S35-830-U8-RFM-ST | image | datasheet | deeplink | TUNGSRAM - Tungsram Auriso - 27800lm - 227W - 3000K - 80CRI - TBD[SKU] - Bracket. Y-cable | 2.86 | Bracket. Y-cable | LED | 1 | 227 | [8 empty] | CE | [6 empty] | 20 | 3000 | 820x250x75 |  | 220-240V |  | 5 | A++ | 80° | 3 | 80 |  | 3000 |  | 48000 | >=0.95 | 111000 |  |  | 122.467 |  |  | 9 | U8 | 25 | max. 10% at 100.000 hrs |  | Available | 830/339 | Cx=0.4338;Cy=0.4030 | Class I | IK08 | IP20 | IP20 | 50 | 1230 | -25 | 1 | 227 | RAL9016 | 50-60Hz | Passive | LED | embedded sensor system | High Bay Rectangular | Tungsram Auriso | Indoor industrial |  | 23.5 | 27800 | Yes |  | risk group 1 |  | Bracket kit. Tilted bracket kit. Busbar bracket kit. Cable hook pair
TBD | AUR-2S35-750-U8-RFM-ST | image | datasheet | deeplink | TUNGSRAM - Tungsram Auriso - 31200lm - 227W - 5000K - 70CRI - TBD[SKU] - Bracket. Y-cable | 2.86 | Bracket. Y-cable | LED | 1 | 227 | [8 empty] | CE | [6 empty] | 20 | 5000 | 820x250x75 |  | 220-240V |  | 5 | A++ | 80° | 3 | 70 |  | 5000 |  | 48000 | >=0.95 | 111000 |  |  | 137.4449 |  |  | 9 | U8 | 25 | max. 10% at 100.000 hrs |  | Available | 750/339 | Cx=0.3447;Cy=0.3553 | Class I | IK08 | IP20 | IP20 | 50 | 1230 | -25 | 1 | 227 | RAL9016 | 50-60Hz | Passive | LED | embedded sensor system | High Bay Rectangular | Tungsram Auriso | Indoor industrial |  | 23.9 | 31200 | Yes |  | risk group 1 |  | Bracket kit. Tilted bracket kit. Busbar bracket kit. Cable hook pair
TBD | AUR-2S35-740-U8-RFM-ST | image | datasheet | deeplink | TUNGSRAM - Tungsram Auriso - 31100lm - 227W - 4000K - 70CRI - TBD[SKU] - Bracket. Y-cable | 2.86 | Bracket. Y-cable | LED | 1 | 227 | [8 empty] | CE | [6 empty] | 20 | 4000 | 820x250x75 |  | 220-240V |  | 5 | A++ | 80° | 3 | 70 |  | 4000 |  | 48000 | >=0.95 | 111000 |  |  | 137.0044 |  |  | 9 | U8 | 25 | max. 10% at 100.000 hrs |  | Available | 740/339 | Cx=0.4338;Cy=0.4030 | Class I | IK08 | IP20 | IP20 | 50 | 1230 | -25 | 1 | 227 | RAL9016 | 50-60Hz | Passive | LED | embedded sensor system | High Bay Rectangular | Tungsram Auriso | Indoor industrial |  | 23.9 | 31100 | Yes |  | risk group 1 |  | Bracket kit. Tilted bracket kit. Busbar bracket kit. Cable hook pair
TBD | AUR-2S35-730-U8-RFM-ST | image | datasheet | deeplink | TUNGSRAM - Tungsram Auriso - 30200lm - 227W - 3000K - 70CRI - TBD[SKU] - Bracket. Y-cable | 2.86 | Bracket. Y-cable | LED | 1 | 227 | [8 empty] | CE | [6 empty] | 20 | 3000 | 820x250x75 |  | 220-240V |  | 5 | A++ | 80° | 3 | 70 |  | 3000 |  | 48000 | >=0.95 | 111000 |  |  | 133.0396 |  |  | 9 | U8 | 25 | max. 10% at 100.000 hrs |  | Available | 730/339 | Cx=0.4338;Cy=0.4030 | Class I | IK08 | IP20 | IP20 | 50 | 1230 | -25 | 1 | 227 | RAL9016 | 50-60Hz | Passive | LED | embedded sensor system | High Bay Rectangular | Tungsram Auriso | Indoor industrial |  | 23.8 | 30200 | Yes |  | risk group 1 |  | Bracket kit. Tilted bracket kit. Busbar bracket kit. Cable hook pair
TBD | AUR-2S35-850-U6-RFM-ST | image | datasheet | deeplink | TUNGSRAM - Tungsram Auriso - 27700lm - 227W - 5000K - 80CRI - TBD[SKU] - Bracket. Y-cable | 2.86 | Bracket. Y-cable | LED | 1 | 227 | [8 empty] | CE | [6 empty] | 20 | 5000 | 820x250x75 |  | 220-240V |  | 5 | A++ | 65° | 3 | 80 |  | 5000 |  | 48000 | >=0.95 | 111000 |  |  | 122.0264 |  |  | 9 | U6 | 25 | max. 10% at 100.000 hrs |  | Available | 850/339 | Cx=0.3447;Cy=0.3553 | Class I | IK08 | IP50 | IP20 | 50 | 1230 | -25 | 1 | 227 | RAL9016 | 50-60Hz | Passive | LED | embedded sensor system | High Bay Rectangular | Tungsram Auriso | Indoor industrial |  | 22.3 | 27700 | Yes |  | risk group 1 |  | Bracket kit. Tilted bracket kit. Busbar bracket kit. Cable hook pair
TBD | AUR-2S35-840-U6-RFM-ST | image | datasheet | deeplink | TUNGSRAM - Tungsram Auriso - 27000lm - 227W - 4000K - 80CRI - TBD[SKU] - Bracket. Y-cable | 2.86 | Bracket. Y-cable | LED | 1 | 227 | [8 empty] | CE | [6 empty] | 20 | 4000 | 820x250x75 |  | 220-240V |  | 5 | A++ | 65° | 3 | 80 |  | 4000 |  | 48000 | >=0.95 | 111000 |  |  | 118.9427 |  |  | 9 | U6 | 25 | max. 10% at 100.000 hrs |  | Available | 840/339 | Cx=0.3818;Cy=0.3797 | Class I | IK08 | IP50 | IP20 | 50 | 1230 | -25 | 1 | 227 | RAL9016 | 50-60Hz | Passive | LED | embedded sensor system | High Bay Rectangular | Tungsram Auriso | Indoor industrial |  | 22.3 | 27000 | Yes |  | risk group 1 |  | Bracket kit. Tilted bracket kit. Busbar bracket kit. Cable hook pair
TBD | AUR-2S35-830-U6-RFM-ST | image | datasheet | deeplink | TUNGSRAM - Tungsram Auriso - 25400lm - 227W - 3000K - 80CRI - TBD[SKU] - Bracket. Y-cable | 2.86 | Bracket. Y-cable | LED | 1 | 227 | [8 empty] | CE | [6 empty] | 20 | 3000 | 820x250x75 |  | 220-240V |  | 5 | A++ | 65° | 3 | 80 |  | 3000 |  | 48000 | >=0.95 | 111000 |  |  | 111.8943 |  |  | 9 | U6 | 25 | max. 10% at 100.000 hrs |  | Available | 830/339 | Cx=0.4338;Cy=0.4030 | Class I | IK08 | IP50 | IP20 | 50 | 1230 | -25 | 1 | 227 | RAL9016 | 50-60Hz | Passive | LED | embedded sensor system | High Bay Rectangular | Tungsram Auriso | Indoor industrial |  | 22.2 | 25400 | Yes |  | risk group 1 |  | Bracket kit. Tilted bracket kit. Busbar bracket kit. Cable hook pair
TBD | AUR-2S35-750-U6-RFM-ST | image | datasheet | deeplink | TUNGSRAM - Tungsram Auriso - 28500lm - 227W - 5000K - 70CRI - TBD[SKU] - Bracket. Y-cable | 2.86 | Bracket. Y-cable | LED | 1 | 227 | [8 empty] | CE | [6 empty] | 20 | 5000 | 820x250x75 |  | 220-240V |  | 5 | A++ | 65° | 3 | 70 |  | 5000 |  | 48000 | >=0.95 | 111000 |  |  | 125.5507 |  |  | 9 | U6 | 25 | max. 10% at 100.000 hrs |  | Available | 750/339 | Cx=0.3447;Cy=0.3553 | Class I | IK08 | IP50 | IP20 | 50 | 1230 | -25 | 1 | 227 | RAL9016 | 50-60Hz | Passive | LED | embedded sensor system | High Bay Rectangular | Tungsram Auriso | Indoor industrial |  | 22.6 | 28500 | Yes |  | risk group 1 |  | Bracket kit. Tilted bracket kit. Busbar bracket kit. Cable hook pair
TBD | AUR-2S35-740-U6-RFM-ST | image | datasheet | deeplink | TUNGSRAM - Tungsram Auriso - 28400lm - 227W - 4000K - 70CRI - TBD[SKU] - Bracket. Y-cable | 2.86 | Bracket. Y-cable | LED | 1 | 227 | [8 empty] | CE | [6 empty] | 20 | 4000 | 820x250x75 |  | 220-240V |  | 5 | A++ | 65° | 3 | 70 |  | 4000 |  | 48000 | >=0.95 | 111000 |  |  | 125.1101 |  |  | 9 | U6 | 25 | max. 10% at 100.000 hrs |  | Available | 740/339 | Cx=0.4338;Cy=0.4030 | Class I | IK08 | IP50 | IP20 | 50 | 1230 | -25 | 1 | 227 | RAL9016 | 50-60Hz | Passive | LED | embedded sensor system | High Bay Rectangular | Tungsram Auriso | Indoor industrial |  | 22.6 | 28400 | Yes |  | risk group 1 |  | Bracket kit. Tilted bracket kit. Busbar bracket kit. Cable hook pair
TBD | AUR-2S35-730-U6-RFM-ST | image | datasheet | deeplink | TUNGSRAM - Tungsram Auriso - 27600lm - 227W - 3000K - 70CRI - TBD[SKU] - Bracket. Y-cable | 2.86 | Bracket. Y-cable | LED | 1 | 227 | [8 empty] | CE | [6 empty] | 20 | 3000 | 820x250x75 |  | 220-240V |  | 5 | A++ | 65° | 3 | 70 |  | 3000 |  | 48000 | >=0.95 | 111000 |  |  | 121.5859 |  |  | 9 | U6 | 25 | max. 10% at 100.000 hrs |  | Available | 730/339 | Cx=0.4338;Cy=0.4030 | Class I | IK08 | IP50 | IP20 | 50 | 1230 | -25 | 1 | 227 | RAL9016 | 50-60Hz | Passive | LED | embedded sensor system | High Bay Rectangular | Tungsram Auriso | Indoor industrial |  | 22.5 | 27600 | Yes |  | risk group 1 |  | Bracket kit. Tilted bracket kit. Busbar bracket kit. Cable hook pair
TBD | AUR-2S35-850-U4-RFM-ST | image | datasheet | deeplink | TUNGSRAM - Tungsram Auriso - 28900lm - 227W - 5000K - 80CRI - TBD[SKU] - Bracket. Y-cable | 2.86 | Bracket. Y-cable | LED | 1 | 227 | [8 empty] | CE | [6 empty] | 20 | 5000 | 820x250x75 |  | 220-240V |  | 5 | A++ | 45° | 3 | 80 |  | 5000 |  | 48000 | >=0.95 | 111000 |  |  | 127.3128 |  |  | 9 | U4 | 25 | max. 10% at 100.000 hrs |  | Available | 850/339 | Cx=0.3447;Cy=0.3553 | Class I | IK08 | IP50 | IP20 | 50 | 1230 | -25 | 1 | 227 | RAL9016 | 50-60Hz | Passive | LED | embedded sensor system | High Bay Rectangular | Tungsram Auriso | Indoor industrial |  | 21.6 | 28900 | Yes |  | risk group 1 |  | Bracket kit. Tilted bracket kit. Busbar bracket kit. Cable hook pair
TBD | AUR-2S35-840-U4-RFM-ST | image | datasheet | deeplink | TUNGSRAM - Tungsram Auriso - 28100lm - 227W - 4000K - 80CRI - TBD[SKU] - Bracket. Y-cable | 2.86 | Bracket. Y-cable | LED | 1 | 227 | [8 empty] | CE | [6 empty] | 20 | 4000 | 820x250x75 |  | 220-240V |  | 5 | A++ | 45° | 3 | 80 |  | 4000 |  | 48000 | >=0.95 | 111000 |  |  | 123.7885 |  |  | 9 | U4 | 25 | max. 10% at 100.000 hrs |  | Available | 840/339 | Cx=0.3818;Cy=0.3797 | Class I | IK08 | IP50 | IP20 | 50 | 1230 | -25 | 1 | 227 | RAL9016 | 50-60Hz | Passive | LED | embedded sensor system | High Bay Rectangular | Tungsram Auriso | Indoor industrial |  | 21.6 | 28100 | Yes |  | risk group 1 |  | Bracket kit. Tilted bracket kit. Busbar bracket kit. Cable hook pair
TBD | AUR-2S35-830-U4-RFM-ST | image | datasheet | deeplink | TUNGSRAM - Tungsram Auriso - 26500lm - 227W - 3000K - 80CRI - TBD[SKU] - Bracket. Y-cable | 2.86 | Bracket. Y-cable | LED | 1 | 227 | [8 empty] | CE | [6 empty] | 20 | 3000 | 820x250x75 |  | 220-240V |  | 5 | A++ | 45° | 3 | 80 |  | 3000 |  | 48000 | >=0.95 | 111000 |  |  | 116.7401 |  |  | 9 | U4 | 25 | max. 10% at 100.000 hrs |  | Available | 830/339 | Cx=0.4338;Cy=0.4030 | Class I | IK08 | IP50 | IP20 | 50 | 1230 | -25 | 1 | 227 | RAL9016 | 50-60Hz | Passive | LED | embedded sensor system | High Bay Rectangular | Tungsram Auriso | Indoor industrial |  | 21.5 | 26500 | Yes |  | risk group 1 |  | Bracket kit. Tilted bracket kit. Busbar bracket kit. Cable hook pair
TBD | AUR-2S35-750-U4-RFM-ST | image | datasheet | deeplink | TUNGSRAM - Tungsram Auriso - 29700lm - 227W - 5000K - 70CRI - TBD[SKU] - Bracket. Y-cable | 2.86 | Bracket. Y-cable | LED | 1 | 227 | [8 empty] | CE | [6 empty] | 20 | 5000 | 820x250x75 |  | 220-240V |  | 5 | A++ | 45° | 3 | 70 |  | 5000 |  | 48000 | >=0.95 | 111000 |  |  | 130.837 |  |  | 9 | U4 | 25 | max. 10% at 100.000 hrs |  | Available | 750/339 | Cx=0.3447;Cy=0.3553 | Class I | IK08 | IP50 | IP20 | 50 | 1230 | -25 | 1 | 227 | RAL9016 | 50-60Hz | Passive | LED | embedded sensor system | High Bay Rectangular | Tungsram Auriso | Indoor industrial |  | 21.9 | 29700 | Yes |  | risk group 1 |  | Bracket kit. Tilted bracket kit. Busbar bracket kit. Cable hook pair
TBD | AUR-2S35-740-U4-RFM-ST | image | datasheet | deeplink | TUNGSRAM - Tungsram Auriso - 29600lm - 227W - 4000K - 70CRI - TBD[SKU] - Bracket. Y-cable | 2.86 | Bracket. Y-cable | LED | 1 | 227 | [8 empty] | CE | [6 empty] | 20 | 4000 | 820x250x75 |  | 220-240V |  | 5 | A++ | 45° | 3 | 70 |  | 4000 |  | 48000 | >=0.95 | 111000 |  |  | 130.3965 |  |  | 9 | U4 | 25 | max. 10% at 100.000 hrs |  | Available | 740/339 | Cx=0.4338;Cy=0.4030 | Class I | IK08 | IP50 | IP20 | 50 | 1230 | -25 | 1 | 227 | RAL9016 | 50-60Hz | Passive | LED | embedded sensor system | High Bay Rectangular | Tungsram Auriso | Indoor industrial |  | 21.9 | 29600 | Yes |  | risk group 1 |  | Bracket kit. Tilted bracket kit. Busbar bracket kit. Cable hook pair
TBD | AUR-2S35-730-U4-RFM-ST | image | datasheet | deeplink | TUNGSRAM - Tungsram Auriso - 28800lm - 227W - 3000K - 70CRI - TBD[SKU] - Bracket. Y-cable | 2.86 | Bracket. Y-cable | LED | 1 | 227 | [8 empty] | CE | [6 empty] | 20 | 3000 | 820x250x75 |  | 220-240V |  | 5 | A++ | 45° | 3 | 70 |  | 3000 |  | 48000 | >=0.95 | 111000 |  |  | 126.8722 |  |  | 9 | U4 | 25 | max. 10% at 100.000 hrs |  | Available | 730/339 | Cx=0.4338;Cy=0.4030 | Class I | IK08 | IP50 | IP20 | 50 | 1230 | -25 | 1 | 227 | RAL9016 | 50-60Hz | Passive | LED | embedded sensor system | High Bay Rectangular | Tungsram Auriso | Indoor industrial |  | 21.8 | 28800 | Yes |  | risk group 1 |  | Bracket kit. Tilted bracket kit. Busbar bracket kit. Cable hook pair
TBD | AUR-2S35-850-L9-RFM-ST | image | datasheet | deeplink | TUNGSRAM - Tungsram Auriso - 35000lm - 227W - 5000K - 80CRI - TBD[SKU] - Bracket. Y-cable | 2.86 | Bracket. Y-cable | LED | 1 | 227 | [8 empty] | CE | [6 empty] | 20 | 5000 | 820x250x75 |  | 220-240V |  | 5 | A++ | 90° | 3 | 80 |  | 5000 |  | 48000 | >=0.95 | 111000 |  |  | 154.185 |  |  | 9 | L9 | 25 | max. 10% at 100.000 hrs |  | Available | 850/339 | Cx=0.3447;Cy=0.3553 | Class I | IK08 | IP50 | IP20 | 50 | 1230 | -25 | 1 | 227 | RAL9016 | 50-60Hz | Passive | LED | embedded sensor system | High Bay Rectangular | Tungsram Auriso | Indoor industrial |  | 24.1 | 35000 | Yes |  | risk group 1 |  | Bracket kit. Tilted bracket kit. Busbar bracket kit. Cable hook pair
TBD | AUR-2S35-840-L9-RFM-ST | image | datasheet | deeplink | TUNGSRAM - Tungsram Auriso - 34100lm - 227W - 4000K - 80CRI - TBD[SKU] - Bracket. Y-cable | 2.86 | Bracket. Y-cable | LED | 1 | 227 | [8 empty] | CE | [6 empty] | 20 | 4000 | 820x250x75 |  | 220-240V |  | 5 | A++ | 90° | 3 | 80 |  | 4000 |  | 48000 | >=0.95 | 111000 |  |  | 150.2203 |  |  | 9 | L9 | 25 | max. 10% at 100.000 hrs |  | Available | 840/339 | Cx=0.3818;Cy=0.3797 | Class I | IK08 | IP50 | IP20 | 50 | 1230 | -25 | 1 | 227 | RAL9016 | 50-60Hz | Passive | LED | embedded sensor system | High Bay Rectangular | Tungsram Auriso | Indoor industrial |  | 24.1 | 34100 | Yes |  | risk group 1 |  | Bracket kit. Tilted bracket kit. Busbar bracket kit. Cable hook pair
TBD | AUR-2S35-830-L9-RFM-ST | image | datasheet | deeplink | TUNGSRAM - Tungsram Auriso - 32200lm - 227W - 3000K - 80CRI - TBD[SKU] - Bracket. Y-cable | 2.86 | Bracket. Y-cable | LED | 1 | 227 | [8 empty] | CE | [6 empty] | 20 | 3000 | 820x250x75 |  | 220-240V |  | 5 | A++ | 90° | 3 | 80 |  | 3000 |  | 48000 | >=0.95 | 111000 |  |  | 141.8502 |  |  | 9 | L9 | 25 | max. 10% at 100.000 hrs |  | Available | 830/339 | Cx=0.4338;Cy=0.4030 | Class I | IK08 | IP50 | IP20 | 50 | 1230 | -25 | 1 | 227 | RAL9016 | 50-60Hz | Passive | LED | embedded sensor system | High Bay Rectangular | Tungsram Auriso | Indoor industrial |  | 23.9 | 32200 | Yes |  | risk group 1 |  | Bracket kit. Tilted bracket kit. Busbar bracket kit. Cable hook pair
TBD | AUR-2S35-750-L9-RFM-ST | image | datasheet | deeplink | TUNGSRAM - Tungsram Auriso - 36000lm - 227W - 5000K - 70CRI - TBD[SKU] - Bracket. Y-cable | 2.86 | Bracket. Y-cable | LED | 1 | 227 | [8 empty] | CE | [6 empty] | 20 | 5000 | 820x250x75 |  | 220-240V |  | 5 | A++ | 90° | 3 | 70 |  | 5000 |  | 48000 | >=0.95 | 111000 |  |  | 158.5903 |  |  | 9 | L9 | 25 | max. 10% at 100.000 hrs |  | Available | 750/339 | Cx=0.3447;Cy=0.3553 | Class I | IK08 | IP50 | IP20 | 50 | 1230 | -25 | 1 | 227 | RAL9016 | 50-60Hz | Passive | LED | embedded sensor system | High Bay Rectangular | Tungsram Auriso | Indoor industrial |  | 24.3 | 36000 | Yes |  | risk group 1 |  | Bracket kit. Tilted bracket kit. Busbar bracket kit. Cable hook pair
TBD | AUR-2S35-740-L9-RFM-ST | image | datasheet | deeplink | TUNGSRAM - Tungsram Auriso - 35900lm - 227W - 4000K - 70CRI - TBD[SKU] - Bracket. Y-cable | 2.86 | Bracket. Y-cable | LED | 1 | 227 | [8 empty] | CE | [6 empty] | 20 | 4000 | 820x250x75 |  | 220-240V |  | 5 | A++ | 90° | 3 | 70 |  | 4000 |  | 48000 | >=0.95 | 111000 |  |  | 158.1498 |  |  | 9 | L9 | 25 | max. 10% at 100.000 hrs |  | Available | 740/339 | Cx=0.4338;Cy=0.4030 | Class I | IK08 | IP50 | IP20 | 50 | 1230 | -25 | 1 | 227 | RAL9016 | 50-60Hz | Passive | LED | embedded sensor system | High Bay Rectangular | Tungsram Auriso | Indoor industrial |  | 24.3 | 35900 | Yes |  | risk group 1 |  | Bracket kit. Tilted bracket kit. Busbar bracket kit. Cable hook pair
TBD | AUR-2S35-730-L9-RFM-ST | image | datasheet | deeplink | TUNGSRAM - Tungsram Auriso - 34900lm - 227W - 3000K - 70CRI - TBD[SKU] - Bracket. Y-cable | 2.86 | Bracket. Y-cable | LED | 1 | 227 | [8 empty] | CE | [6 empty] | 20 | 3000 | 820x250x75 |  | 220-240V |  | 5 | A++ | 90° | 3 | 70 |  | 3000 |  | 48000 | >=0.95 | 111000 |  |  | 153.7445 |  |  | 9 | L9 | 25 | max. 10% at 100.000 hrs |  | Available | 730/339 | Cx=0.4338;Cy=0.4030 | Class I | IK08 | IP50 | IP20 | 50 | 1230 | -25 | 1 | 227 | RAL9016 | 50-60Hz | Passive | LED | embedded sensor system | High Bay Rectangular | Tungsram Auriso | Indoor industrial |  | 24.2 | 34900 | Yes |  | risk group 1 |  | Bracket kit. Tilted bracket kit. Busbar bracket kit. Cable hook pair
TBD | AUR-2S35-850-L6-RFM-ST | image | datasheet | deeplink | TUNGSRAM - Tungsram Auriso - 33700lm - 227W - 5000K - 80CRI - TBD[SKU] - Bracket. Y-cable | 2.86 | Bracket. Y-cable | LED | 1 | 227 | [8 empty] | CE | [6 empty] | 20 | 5000 | 820x250x75 |  | 220-240V |  | 5 | A++ | 70° | 3 | 80 |  | 5000 |  | 48000 | >=0.95 | 111000 |  |  | 148.4581 |  |  | 9 | L6 | 25 | max. 10% at 100.000 hrs |  | Available | 850/339 | Cx=0.3447;Cy=0.3553 | Class I | IK08 | IP50 | IP20 | 50 | 1230 | -25 | 1 | 227 | RAL9016 | 50-60Hz | Passive | LED | embedded sensor system | High Bay Rectangular | Tungsram Auriso | Indoor industrial |  | 22.5 | 33700 | Yes |  | risk group 1 |  | Bracket kit. Tilted bracket kit. Busbar bracket kit. Cable hook pair
TBD | AUR-2S35-840-L6-RFM-ST | image | datasheet | deeplink | TUNGSRAM - Tungsram Auriso - 32800lm - 227W - 4000K - 80CRI - TBD[SKU] - Bracket. Y-cable | 2.86 | Bracket. Y-cable | LED | 1 | 227 | [8 empty] | CE | [6 empty] | 20 | 4000 | 820x250x75 |  | 220-240V |  | 5 | A++ | 70° | 3 | 80 |  | 4000 |  | 48000 | >=0.95 | 111000 |  |  | 144.4934 |  |  | 9 | L6 | 25 | max. 10% at 100.000 hrs |  | Available | 840/339 | Cx=0.3818;Cy=0.3797 | Class I | IK08 | IP50 | IP20 | 50 | 1230 | -25 | 1 | 227 | RAL9016 | 50-60Hz | Passive | LED | embedded sensor system | High Bay Rectangular | Tungsram Auriso | Indoor industrial |  | 22.5 | 32800 | Yes |  | risk group 1 |  | Bracket kit. Tilted bracket kit. Busbar bracket kit. Cable hook pair
TBD | AUR-2S35-830-L6-RFM-ST | image | datasheet | deeplink | TUNGSRAM - Tungsram Auriso - 30900lm - 227W - 3000K - 80CRI - TBD[SKU] - Bracket. Y-cable | 2.86 | Bracket. Y-cable | LED | 1 | 227 | [8 empty] | CE | [6 empty] | 20 | 3000 | 820x250x75 |  | 220-240V |  | 5 | A++ | 70° | 3 | 80 |  | 3000 |  | 48000 | >=0.95 | 111000 |  |  | 136.1233 |  |  | 9 | L6 | 25 | max. 10% at 100.000 hrs |  | Available | 830/339 | Cx=0.4338;Cy=0.4030 | Class I | IK08 | IP50 | IP20 | 50 | 1230 | -25 | 1 | 227 | RAL9016 | 50-60Hz | Passive | LED | embedded sensor system | High Bay Rectangular | Tungsram Auriso | Indoor industrial |  | 22.4 | 30900 | Yes |  | risk group 1 |  | Bracket kit. Tilted bracket kit. Busbar bracket kit. Cable hook pair
TBD | AUR-2S35-750-L6-RFM-ST | image | datasheet | deeplink | TUNGSRAM - Tungsram Auriso - 34600lm - 227W - 5000K - 70CRI - TBD[SKU] - Bracket. Y-cable | 2.86 | Bracket. Y-cable | LED | 1 | 227 | [8 empty] | CE | [6 empty] | 20 | 5000 | 820x250x75 |  | 220-240V |  | 5 | A++ | 70° | 3 | 70 |  | 5000 |  | 48000 | >=0.95 | 111000 |  |  | 152.4229 |  |  | 9 | L6 | 25 | max. 10% at 100.000 hrs |  | Available | 750/339 | Cx=0.3447;Cy=0.3553 | Class I | IK08 | IP50 | IP20 | 50 | 1230 | -25 | 1 | 227 | RAL9016 | 50-60Hz | Passive | LED | embedded sensor system | High Bay Rectangular | Tungsram Auriso | Indoor industrial |  | 22.8 | 34600 | Yes |  | risk group 1 |  | Bracket kit. Tilted bracket kit. Busbar bracket kit. Cable hook pair
TBD | AUR-2S35-740-L6-RFM-ST | image | datasheet | deeplink | TUNGSRAM - Tungsram Auriso - 34500lm - 227W - 4000K - 70CRI - TBD[SKU] - Bracket. Y-cable | 2.86 | Bracket. Y-cable | LED | 1 | 227 | [8 empty] | CE | [6 empty] | 20 | 4000 | 820x250x75 |  | 220-240V |  | 5 | A++ | 70° | 3 | 70 |  | 4000 |  | 48000 | >=0.95 | 111000 |  |  | 151.9824 |  |  | 9 | L6 | 25 | max. 10% at 100.000 hrs |  | Available | 740/339 | Cx=0.4338;Cy=0.4030 | Class I | IK08 | IP50 | IP20 | 50 | 1230 | -25 | 1 | 227 | RAL9016 | 50-60Hz | Passive | LED | embedded sensor system | High Bay Rectangular | Tungsram Auriso | Indoor industrial |  | 22.8 | 34500 | Yes |  | risk group 1 |  | Bracket kit. Tilted bracket kit. Busbar bracket kit. Cable hook pair
TBD | AUR-2S35-730-L6-RFM-ST | image | datasheet | deeplink | TUNGSRAM - Tungsram Auriso - 33600lm - 227W - 3000K - 70CRI - TBD[SKU] - Bracket. Y-cable | 2.86 | Bracket. Y-cable | LED | 1 | 227 | [8 empty] | CE | [6 empty] | 20 | 3000 | 820x250x75 |  | 220-240V |  | 5 | A++ | 70° | 3 | 70 |  | 3000 |  | 48000 | >=0.95 | 111000 |  |  | 148.0176 |  |  | 9 | L6 | 25 | max. 10% at 100.000 hrs |  | Available | 730/339 | Cx=0.4338;Cy=0.4030 | Class I | IK08 | IP50 | IP20 | 50 | 1230 | -25 | 1 | 227 | RAL9016 | 50-60Hz | Passive | LED | embedded sensor system | High Bay Rectangular | Tungsram Auriso | Indoor industrial |  | 22.7 | 33600 | Yes |  | risk group 1 |  | Bracket kit. Tilted bracket kit. Busbar bracket kit. Cable hook pair
TBD | AUR-2S35-850-L3-RFM-ST | image | datasheet | deeplink | TUNGSRAM - Tungsram Auriso - 35800lm - 227W - 5000K - 80CRI - TBD[SKU] - Bracket. Y-cable | 2.86 | Bracket. Y-cable | LED | 1 | 227 | [8 empty] | CE | [6 empty] | 20 | 5000 | 820x250x75 |  | 220-240V |  | 5 | A++ | 35° | 3 | 80 |  | 5000 |  | 48000 | >=0.95 | 111000 |  |  | 157.7093 |  |  | 9 | L3 | 25 | max. 10% at 100.000 hrs |  | Available | 850/339 | Cx=0.3447;Cy=0.3553 | Class I | IK08 | IP50 | IP20 | 50 | 1230 | -25 | 1 | 227 | RAL9016 | 50-60Hz | Passive | LED | embedded sensor system | High Bay Rectangular | Tungsram Auriso | Indoor industrial |  | 18.1 | 35800 | Yes |  | risk group 1 |  | Bracket kit. Tilted bracket kit. Busbar bracket kit. Cable hook pair
TBD | AUR-2S35-840-L3-RFM-ST | image | datasheet | deeplink | TUNGSRAM - Tungsram Auriso - 34800lm - 227W - 4000K - 80CRI - TBD[SKU] - Bracket. Y-cable | 2.86 | Bracket. Y-cable | LED | 1 | 227 | [8 empty] | CE | [6 empty] | 20 | 4000 | 820x250x75 |  | 220-240V |  | 5 | A++ | 35° | 3 | 80 |  | 4000 |  | 48000 | >=0.95 | 111000 |  |  | 153.304 |  |  | 9 | L3 | 25 | max. 10% at 100.000 hrs |  | Available | 840/339 | Cx=0.3818;Cy=0.3797 | Class I | IK08 | IP50 | IP20 | 50 | 1230 | -25 | 1 | 227 | RAL9016 | 50-60Hz | Passive | LED | embedded sensor system | High Bay Rectangular | Tungsram Auriso | Indoor industrial |  | 18.1 | 34800 | Yes |  | risk group 1 |  | Bracket kit. Tilted bracket kit. Busbar bracket kit. Cable hook pair
TBD | AUR-2S35-830-L3-RFM-ST | image | datasheet | deeplink | TUNGSRAM - Tungsram Auriso - 32800lm - 227W - 3000K - 80CRI - TBD[SKU] - Bracket. Y-cable | 2.86 | Bracket. Y-cable | LED | 1 | 227 | [8 empty] | CE | [6 empty] | 20 | 3000 | 820x250x75 |  | 220-240V |  | 5 | A++ | 35° | 3 | 80 |  | 3000 |  | 48000 | >=0.95 | 111000 |  |  | 144.4934 |  |  | 9 | L3 | 25 | max. 10% at 100.000 hrs |  | Available | 830/339 | Cx=0.4338;Cy=0.4030 | Class I | IK08 | IP50 | IP20 | 50 | 1230 | -25 | 1 | 227 | RAL9016 | 50-60Hz | Passive | LED | embedded sensor system | High Bay Rectangular | Tungsram Auriso | Indoor industrial |  | 18 | 32800 | Yes |  | risk group 1 |  | Bracket kit. Tilted bracket kit. Busbar bracket kit. Cable hook pair
TBD | AUR-2S35-750-L3-RFM-ST | image | datasheet | deeplink | TUNGSRAM - Tungsram Auriso - 36800lm - 227W - 5000K - 70CRI - TBD[SKU] - Bracket. Y-cable | 2.86 | Bracket. Y-cable | LED | 1 | 227 | [8 empty] | CE | [6 empty] | 20 | 5000 | 820x250x75 |  | 220-240V |  | 5 | A++ | 35° | 3 | 70 |  | 5000 |  | 48000 | >=0.95 | 111000 |  |  | 162.1145 |  |  | 9 | L3 | 25 | max. 10% at 100.000 hrs |  | Available | 750/339 | Cx=0.3447;Cy=0.3553 | Class I | IK08 | IP50 | IP20 | 50 | 1230 | -25 | 1 | 227 | RAL9016 | 50-60Hz | Passive | LED | embedded sensor system | High Bay Rectangular | Tungsram Auriso | Indoor industrial |  | 18.4 | 36800 | Yes |  | risk group 1 |  | Bracket kit. Tilted bracket kit. Busbar bracket kit. Cable hook pair
TBD | AUR-2S35-740-L3-RFM-ST | image | datasheet | deeplink | TUNGSRAM - Tungsram Auriso - 36700lm - 227W - 4000K - 70CRI - TBD[SKU] - Bracket. Y-cable | 2.86 | Bracket. Y-cable | LED | 1 | 227 | [8 empty] | CE | [6 empty] | 20 | 4000 | 820x250x75 |  | 220-240V |  | 5 | A++ | 35° | 3 | 70 |  | 4000 |  | 48000 | >=0.95 | 111000 |  |  | 161.674 |  |  | 9 | L3 | 25 | max. 10% at 100.000 hrs |  | Available | 740/339 | Cx=0.4338;Cy=0.4030 | Class I | IK08 | IP50 | IP20 | 50 | 1230 | -25 | 1 | 227 | RAL9016 | 50-60Hz | Passive | LED | embedded sensor system | High Bay Rectangular | Tungsram Auriso | Indoor industrial |  | 18.4 | 36700 | Yes |  | risk group 1 |  | Bracket kit. Tilted bracket kit. Busbar bracket kit. Cable hook pair
TBD | AUR-2S35-730-L3-RFM-ST | image | datasheet | deeplink | TUNGSRAM - Tungsram Auriso - 35700lm - 227W - 3000K - 70CRI - TBD[SKU] - Bracket. Y-cable | 2.86 | Bracket. Y-cable | LED | 1 | 227 | [8 empty] | CE | [6 empty] | 20 | 3000 | 820x250x75 |  | 220-240V |  | 5 | A++ | 35° | 3 | 70 |  | 3000 |  | 48000 | >=0.95 | 111000 |  |  | 157.2687 |  |  | 9 | L3 | 25 | max. 10% at 100.000 hrs |  | Available | 730/339 | Cx=0.4338;Cy=0.4030 | Class I | IK08 | IP50 | IP20 | 50 | 1230 | -25 | 1 | 227 | RAL9016 | 50-60Hz | Passive | LED | embedded sensor system | High Bay Rectangular | Tungsram Auriso | Indoor industrial |  | 18.3 | 35700 | Yes |  | risk group 1 |  | Bracket kit. Tilted bracket kit. Busbar bracket kit. Cable hook pair
TBD | AUR-2S35-850-D1-RFM-ST | image | datasheet | deeplink | TUNGSRAM - Tungsram Auriso - 30600lm - 227W - 5000K - 80CRI - TBD[SKU] - Bracket. Y-cable | 2.86 | Bracket. Y-cable | LED | 1 | 227 | [8 empty] | CE | [6 empty] | 20 | 5000 | 820x250x75 |  | 220-240V |  | 5 | A++ | 100° | 3 | 80 |  | 5000 |  | 48000 | >=0.95 | 111000 |  |  | 134.8018 |  |  | 9 | D1 | 25 | max. 10% at 100.000 hrs |  | Available | 850/339 | Cx=0.3447;Cy=0.3553 | Class I | IK08 | IP20 | IP20 | 50 | 1230 | -25 | 1 | 227 | RAL9016 | 50-60Hz | Passive | LED | embedded sensor system | High Bay Rectangular | Tungsram Auriso | Indoor industrial |  | 26.4 | 30600 | Yes |  | risk group 1 |  | Bracket kit. Tilted bracket kit. Busbar bracket kit. Cable hook pair
TBD | AUR-2S35-840-D1-RFM-ST | image | datasheet | deeplink | TUNGSRAM - Tungsram Auriso - 29800lm - 227W - 4000K - 80CRI - TBD[SKU] - Bracket. Y-cable | 2.86 | Bracket. Y-cable | LED | 1 | 227 | [8 empty] | CE | [6 empty] | 20 | 4000 | 820x250x75 |  | 220-240V |  | 5 | A++ | 100° | 3 | 80 |  | 4000 |  | 48000 | >=0.95 | 111000 |  |  | 131.2775 |  |  | 9 | D1 | 25 | max. 10% at 100.000 hrs |  | Available | 840/339 | Cx=0.3818;Cy=0.3797 | Class I | IK08 | IP20 | IP20 | 50 | 1230 | -25 | 1 | 227 | RAL9016 | 50-60Hz | Passive | LED | embedded sensor system | High Bay Rectangular | Tungsram Auriso | Indoor industrial |  | 26.4 | 29800 | Yes |  | risk group 1 |  | Bracket kit. Tilted bracket kit. Busbar bracket kit. Cable hook pair
TBD | AUR-2S35-830-D1-RFM-ST | image | datasheet | deeplink | TUNGSRAM - Tungsram Auriso - 28000lm - 227W - 3000K - 80CRI - TBD[SKU] - Bracket. Y-cable | 2.86 | Bracket. Y-cable | LED | 1 | 227 | [8 empty] | CE | [6 empty] | 20 | 3000 | 820x250x75 |  | 220-240V |  | 5 | A++ | 100° | 3 | 80 |  | 3000 |  | 48000 | >=0.95 | 111000 |  |  | 123.348 |  |  | 9 | D1 | 25 | max. 10% at 100.000 hrs |  | Available | 830/339 | Cx=0.4338;Cy=0.4030 | Class I | IK08 | IP20 | IP20 | 50 | 1230 | -25 | 1 | 227 | RAL9016 | 50-60Hz | Passive | LED | embedded sensor system | High Bay Rectangular | Tungsram Auriso | Indoor industrial |  | 26.3 | 28000 | Yes |  | risk group 1 |  | Bracket kit. Tilted bracket kit. Busbar bracket kit. Cable hook pair
TBD | AUR-2S35-750-D1-RFM-ST | image | datasheet | deeplink | TUNGSRAM - Tungsram Auriso - 31400lm - 227W - 5000K - 70CRI - TBD[SKU] - Bracket. Y-cable | 2.86 | Bracket. Y-cable | LED | 1 | 227 | [8 empty] | CE | [6 empty] | 20 | 5000 | 820x250x75 |  | 220-240V |  | 5 | A++ | 100° | 3 | 70 |  | 5000 |  | 48000 | >=0.95 | 111000 |  |  | 138.326 |  |  | 9 | D1 | 25 | max. 10% at 100.000 hrs |  | Available | 750/339 | Cx=0.3447;Cy=0.3553 | Class I | IK08 | IP20 | IP20 | 50 | 1230 | -25 | 1 | 227 | RAL9016 | 50-60Hz | Passive | LED | embedded sensor system | High Bay Rectangular | Tungsram Auriso | Indoor industrial |  | 26.7 | 31400 | Yes |  | risk group 1 |  | Bracket kit. Tilted bracket kit. Busbar bracket kit. Cable hook pair
TBD | AUR-2S35-740-D1-RFM-ST | image | datasheet | deeplink | TUNGSRAM - Tungsram Auriso - 31300lm - 227W - 4000K - 70CRI - TBD[SKU] - Bracket. Y-cable | 2.86 | Bracket. Y-cable | LED | 1 | 227 | [8 empty] | CE | [6 empty] | 20 | 4000 | 820x250x75 |  | 220-240V |  | 5 | A++ | 100° | 3 | 70 |  | 4000 |  | 48000 | >=0.95 | 111000 |  |  | 137.8855 |  |  | 9 | D1 | 25 | max. 10% at 100.000 hrs |  | Available | 740/339 | Cx=0.4338;Cy=0.4030 | Class I | IK08 | IP20 | IP20 | 50 | 1230 | -25 | 1 | 227 | RAL9016 | 50-60Hz | Passive | LED | embedded sensor system | High Bay Rectangular | Tungsram Auriso | Indoor industrial |  | 26.7 | 31300 | Yes |  | risk group 1 |  | Bracket kit. Tilted bracket kit. Busbar bracket kit. Cable hook pair
TBD | AUR-2S35-730-D1-RFM-ST | image | datasheet | deeplink | TUNGSRAM - Tungsram Auriso - 30500lm - 227W - 3000K - 70CRI - TBD[SKU] - Bracket. Y-cable | 2.86 | Bracket. Y-cable | LED | 1 | 227 | [8 empty] | CE | [6 empty] | 20 | 3000 | 820x250x75 |  | 220-240V |  | 5 | A++ | 100° | 3 | 70 |  | 3000 |  | 48000 | >=0.95 | 111000 |  |  | 134.3612 |  |  | 9 | D1 | 25 | max. 10% at 100.000 hrs |  | Available | 730/339 | Cx=0.4338;Cy=0.4030 | Class I | IK08 | IP20 | IP20 | 50 | 1230 | -25 | 1 | 227 | RAL9016 | 50-60Hz | Passive | LED | embedded sensor system | High Bay Rectangular | Tungsram Auriso | Indoor industrial |  | 26.6 | 30500 | Yes |  | risk group 1 |  | Bracket kit. Tilted bracket kit. Busbar bracket kit. Cable hook pair
TBD | AUR-2S35-850-C1-RFM-ST | image | datasheet | deeplink | TUNGSRAM - Tungsram Auriso - 34000lm - 227W - 5000K - 80CRI - TBD[SKU] - Bracket. Y-cable | 2.86 | Bracket. Y-cable | LED | 1 | 227 | [8 empty] | CE | [6 empty] | 20 | 5000 | 820x250x75 |  | 220-240V |  | 5 | A++ | 110° | 3 | 80 |  | 5000 |  | 48000 | >=0.95 | 111000 |  |  | 149.7797 |  |  | 9 | C1 | 25 | max. 10% at 100.000 hrs |  | Available | 850/339 | Cx=0.3447;Cy=0.3553 | Class I | IK08 | IP20 | IP20 | 50 | 1230 | -25 | 1 | 227 | RAL9016 | 50-60Hz | Passive | LED | embedded sensor system | High Bay Rectangular | Tungsram Auriso | Indoor industrial |  | 26.3 | 34000 | Yes |  | risk group 1 |  | Bracket kit. Tilted bracket kit. Busbar bracket kit. Cable hook pair
TBD | AUR-2S35-840-C1-RFM-ST | image | datasheet | deeplink | TUNGSRAM - Tungsram Auriso - 33100lm - 227W - 4000K - 80CRI - TBD[SKU] - Bracket. Y-cable | 2.86 | Bracket. Y-cable | LED | 1 | 227 | [8 empty] | CE | [6 empty] | 20 | 4000 | 820x250x75 |  | 220-240V |  | 5 | A++ | 110° | 3 | 80 |  | 4000 |  | 48000 | >=0.95 | 111000 |  |  | 145.815 |  |  | 9 | C1 | 25 | max. 10% at 100.000 hrs |  | Available | 840/339 | Cx=0.3818;Cy=0.3797 | Class I | IK08 | IP20 | IP20 | 50 | 1230 | -25 | 1 | 227 | RAL9016 | 50-60Hz | Passive | LED | embedded sensor system | High Bay Rectangular | Tungsram Auriso | Indoor industrial |  | 26.3 | 33100 | Yes |  | risk group 1 |  | Bracket kit. Tilted bracket kit. Busbar bracket kit. Cable hook pair
TBD | AUR-2S35-830-C1-RFM-ST | image | datasheet | deeplink | TUNGSRAM - Tungsram Auriso - 31200lm - 227W - 3000K - 80CRI - TBD[SKU] - Bracket. Y-cable | 2.86 | Bracket. Y-cable | LED | 1 | 227 | [8 empty] | CE | [6 empty] | 20 | 3000 | 820x250x75 |  | 220-240V |  | 5 | A++ | 110° | 3 | 80 |  | 3000 |  | 48000 | >=0.95 | 111000 |  |  | 137.4449 |  |  | 9 | C1 | 25 | max. 10% at 100.000 hrs |  | Available | 830/339 | Cx=0.4338;Cy=0.4030 | Class I | IK08 | IP20 | IP20 | 50 | 1230 | -25 | 1 | 227 | RAL9016 | 50-60Hz | Passive | LED | embedded sensor system | High Bay Rectangular | Tungsram Auriso | Indoor industrial |  | 26.1 | 31200 | Yes |  | risk group 1 |  | Bracket kit. Tilted bracket kit. Busbar bracket kit. Cable hook pair
TBD | AUR-2S35-750-C1-RFM-ST | image | datasheet | deeplink | TUNGSRAM - Tungsram Auriso - 34900lm - 227W - 5000K - 70CRI - TBD[SKU] - Bracket. Y-cable | 2.86 | Bracket. Y-cable | LED | 1 | 227 | [8 empty] | CE | [6 empty] | 20 | 5000 | 820x250x75 |  | 220-240V |  | 5 | A++ | 110° | 3 | 70 |  | 5000 |  | 48000 | >=0.95 | 111000 |  |  | 153.7445 |  |  | 9 | C1 | 25 | max. 10% at 100.000 hrs |  | Available | 750/339 | Cx=0.3447;Cy=0.3553 | Class I | IK08 | IP20 | IP20 | 50 | 1230 | -25 | 1 | 227 | RAL9016 | 50-60Hz | Passive | LED | embedded sensor system | High Bay Rectangular | Tungsram Auriso | Indoor industrial |  | 26.5 | 34900 | Yes |  | risk group 1 |  | Bracket kit. Tilted bracket kit. Busbar bracket kit. Cable hook pair
TBD | AUR-2S35-740-C1-RFM-ST | image | datasheet | deeplink | TUNGSRAM - Tungsram Auriso - 34800lm - 227W - 4000K - 70CRI - TBD[SKU] - Bracket. Y-cable | 2.86 | Bracket. Y-cable | LED | 1 | 227 | [8 empty] | CE | [6 empty] | 20 | 4000 | 820x250x75 |  | 220-240V |  | 5 | A++ | 110° | 3 | 70 |  | 4000 |  | 48000 | >=0.95 | 111000 |  |  | 153.304 |  |  | 9 | C1 | 25 | max. 10% at 100.000 hrs |  | Available | 740/339 | Cx=0.4338;Cy=0.4030 | Class I | IK08 | IP20 | IP20 | 50 | 1230 | -25 | 1 | 227 | RAL9016 | 50-60Hz | Passive | LED | embedded sensor system | High Bay Rectangular | Tungsram Auriso | Indoor industrial |  | 26.5 | 34800 | Yes |  | risk group 1 |  | Bracket kit. Tilted bracket kit. Busbar bracket kit. Cable hook pair
TBD | AUR-2S35-730-C1-RFM-ST | image | datasheet | deeplink | TUNGSRAM - Tungsram Auriso - 33900lm - 227W - 3000K - 70CRI - TBD[SKU] - Bracket. Y-cable | 2.86 | Bracket. Y-cable | LED | 1 | 227 | [8 empty] | CE | [6 empty] | 20 | 3000 | 820x250x75 |  | 220-240V |  | 5 | A++ | 110° | 3 | 70 |  | 3000 |  | 48000 | >=0.95 | 111000 |  |  | 149.3392 |  |  | 9 | C1 | 25 | max. 10% at 100.000 hrs |  | Available | 730/339 | Cx=0.4338;Cy=0.4030 | Class I | IK08 | IP20 | IP20 | 50 | 1230 | -25 | 1 | 227 | RAL9016 | 50-60Hz | Passive | LED | embedded sensor system | High Bay Rectangular | Tungsram Auriso | Indoor industrial |  | 26.4 | 33900 | Yes |  | risk group 1 |  | Bracket kit. Tilted bracket kit. Busbar bracket kit. Cable hook pair
TBD | AUR-1S30-850-U8-RFM-ST | image | datasheet | deeplink | TUNGSRAM - Tungsram Auriso - 26300lm - 204W - 5000K - 80CRI - TBD[SKU] - Bracket. Y-cable | 1.75 | Bracket. Y-cable | LED | 1 | 204 | [8 empty] | CE | [6 empty] | 20 | 5000 | 450x250x75 |  | 220-240V |  | 5 | A++ | 80° | 3 | 80 |  | 5000 |  | 56000 | >=0.95 | 134000 |  |  | 128.9216 |  |  | 9 | U8 | 25 | max. 10% at 100.000 hrs |  | Available | 850/339 | Cx=0.3447;Cy=0.3553 | Class I | IK08 | IP20 | IP20 | 45 | 1100 | -25 | 1 | 204 | RAL9016 | 50-60Hz | Passive | LED | embedded sensor system | High Bay Rectangular | Tungsram Auriso | Indoor industrial |  | 25.4 | 26300 | Yes |  | risk group 1 |  | Bracket kit. Tilted bracket kit. Busbar bracket kit. Cable hook pair
TBD | AUR-1S30-840-U8-RFM-ST | image | datasheet | deeplink | TUNGSRAM - Tungsram Auriso - 25600lm - 204W - 4000K - 80CRI - TBD[SKU] - Bracket. Y-cable | 1.75 | Bracket. Y-cable | LED | 1 | 204 | [8 empty] | CE | [6 empty] | 20 | 4000 | 450x250x75 |  | 220-240V |  | 5 | A++ | 80° | 3 | 80 |  | 4000 |  | 56000 | >=0.95 | 134000 |  |  | 125.4902 |  |  | 9 | U8 | 25 | max. 10% at 100.000 hrs |  | Available | 840/339 | Cx=0.3818;Cy=0.3797 | Class I | IK08 | IP20 | IP20 | 45 | 1100 | -25 | 1 | 204 | RAL9016 | 50-60Hz | Passive | LED | embedded sensor system | High Bay Rectangular | Tungsram Auriso | Indoor industrial |  | 25.4 | 25600 | Yes |  | risk group 1 |  | Bracket kit. Tilted bracket kit. Busbar bracket kit. Cable hook pair
TBD | AUR-1S30-830-U8-RFM-ST | image | datasheet | deeplink | TUNGSRAM - Tungsram Auriso - 24100lm - 204W - 3000K - 80CRI - TBD[SKU] - Bracket. Y-cable | 1.75 | Bracket. Y-cable | LED | 1 | 204 | [8 empty] | CE | [6 empty] | 20 | 3000 | 450x250x75 |  | 220-240V |  | 5 | A++ | 80° | 3 | 80 |  | 3000 |  | 56000 | >=0.95 | 134000 |  |  | 118.1373 |  |  | 9 | U8 | 25 | max. 10% at 100.000 hrs |  | Available | 830/339 | Cx=0.4338;Cy=0.4030 | Class I | IK08 | IP20 | IP20 | 45 | 1100 | -25 | 1 | 204 | RAL9016 | 50-60Hz | Passive | LED | embedded sensor system | High Bay Rectangular | Tungsram Auriso | Indoor industrial |  | 25.2 | 24100 | Yes |  | risk group 1 |  | Bracket kit. Tilted bracket kit. Busbar bracket kit. Cable hook pair
TBD | AUR-1S30-750-U8-RFM-ST | image | datasheet | deeplink | TUNGSRAM - Tungsram Auriso - 27000lm - 204W - 5000K - 70CRI - TBD[SKU] - Bracket. Y-cable | 1.75 | Bracket. Y-cable | LED | 1 | 204 | [8 empty] | CE | [6 empty] | 20 | 5000 | 450x250x75 |  | 220-240V |  | 5 | A++ | 80° | 3 | 70 |  | 5000 |  | 56000 | >=0.95 | 134000 |  |  | 132.3529 |  |  | 9 | U8 | 25 | max. 10% at 100.000 hrs |  | Available | 750/339 | Cx=0.3447;Cy=0.3553 | Class I | IK08 | IP20 | IP20 | 45 | 1100 | -25 | 1 | 204 | RAL9016 | 50-60Hz | Passive | LED | embedded sensor system | High Bay Rectangular | Tungsram Auriso | Indoor industrial |  | 25.6 | 27000 | Yes |  | risk group 1 |  | Bracket kit. Tilted bracket kit. Busbar bracket kit. Cable hook pair
TBD | AUR-1S30-740-U8-RFM-ST | image | datasheet | deeplink | TUNGSRAM - Tungsram Auriso - 26900lm - 204W - 4000K - 70CRI - TBD[SKU] - Bracket. Y-cable | 1.75 | Bracket. Y-cable | LED | 1 | 204 | [8 empty] | CE | [6 empty] | 20 | 4000 | 450x250x75 |  | 220-240V |  | 5 | A++ | 80° | 3 | 70 |  | 4000 |  | 56000 | >=0.95 | 134000 |  |  | 131.8627 |  |  | 9 | U8 | 25 | max. 10% at 100.000 hrs |  | Available | 740/339 | Cx=0.4338;Cy=0.4030 | Class I | IK08 | IP20 | IP20 | 45 | 1100 | -25 | 1 | 204 | RAL9016 | 50-60Hz | Passive | LED | embedded sensor system | High Bay Rectangular | Tungsram Auriso | Indoor industrial |  | 25.6 | 26900 | Yes |  | risk group 1 |  | Bracket kit. Tilted bracket kit. Busbar bracket kit. Cable hook pair
TBD | AUR-1S30-730-U8-RFM-ST | image | datasheet | deeplink | TUNGSRAM - Tungsram Auriso - 26200lm - 204W - 3000K - 70CRI - TBD[SKU] - Bracket. Y-cable | 1.75 | Bracket. Y-cable | LED | 1 | 204 | [8 empty] | CE | [6 empty] | 20 | 3000 | 450x250x75 |  | 220-240V |  | 5 | A++ | 80° | 3 | 70 |  | 3000 |  | 56000 | >=0.95 | 134000 |  |  | 128.4314 |  |  | 9 | U8 | 25 | max. 10% at 100.000 hrs |  | Available | 730/339 | Cx=0.4338;Cy=0.4030 | Class I | IK08 | IP20 | IP20 | 45 | 1100 | -25 | 1 | 204 | RAL9016 | 50-60Hz | Passive | LED | embedded sensor system | High Bay Rectangular | Tungsram Auriso | Indoor industrial |  | 25.5 | 26200 | Yes |  | risk group 1 |  | Bracket kit. Tilted bracket kit. Busbar bracket kit. Cable hook pair
TBD | AUR-1S30-850-U6-RFM-ST | image | datasheet | deeplink | TUNGSRAM - Tungsram Auriso - 24000lm - 204W - 5000K - 80CRI - TBD[SKU] - Bracket. Y-cable | 1.75 | Bracket. Y-cable | LED | 1 | 204 | [8 empty] | CE | [6 empty] | 20 | 5000 | 450x250x75 |  | 220-240V |  | 5 | A++ | 65° | 3 | 80 |  | 5000 |  | 56000 | >=0.95 | 134000 |  |  | 117.6471 |  |  | 9 | U6 | 25 | max. 10% at 100.000 hrs |  | Available | 850/339 | Cx=0.3447;Cy=0.3553 | Class I | IK08 | IP50 | IP20 | 45 | 1100 | -25 | 1 | 204 | RAL9016 | 50-60Hz | Passive | LED | embedded sensor system | High Bay Rectangular | Tungsram Auriso | Indoor industrial |  | 24.1 | 24000 | Yes |  | risk group 1 |  | Bracket kit. Tilted bracket kit. Busbar bracket kit. Cable hook pair
TBD | AUR-1S30-840-U6-RFM-ST | image | datasheet | deeplink | TUNGSRAM - Tungsram Auriso - 23400lm - 204W - 4000K - 80CRI - TBD[SKU] - Bracket. Y-cable | 1.75 | Bracket. Y-cable | LED | 1 | 204 | [8 empty] | CE | [6 empty] | 20 | 4000 | 450x250x75 |  | 220-240V |  | 5 | A++ | 65° | 3 | 80 |  | 4000 |  | 56000 | >=0.95 | 134000 |  |  | 114.7059 |  |  | 9 | U6 | 25 | max. 10% at 100.000 hrs |  | Available | 840/339 | Cx=0.3818;Cy=0.3797 | Class I | IK08 | IP50 | IP20 | 45 | 1100 | -25 | 1 | 204 | RAL9016 | 50-60Hz | Passive | LED | embedded sensor system | High Bay Rectangular | Tungsram Auriso | Indoor industrial |  | 24.1 | 23400 | Yes |  | risk group 1 |  | Bracket kit. Tilted bracket kit. Busbar bracket kit. Cable hook pair
TBD | AUR-1S30-830-U6-RFM-ST | image | datasheet | deeplink | TUNGSRAM - Tungsram Auriso - 22000lm - 204W - 3000K - 80CRI - TBD[SKU] - Bracket. Y-cable | 1.75 | Bracket. Y-cable | LED | 1 | 204 | [8 empty] | CE | [6 empty] | 20 | 3000 | 450x250x75 |  | 220-240V |  | 5 | A++ | 65° | 3 | 80 |  | 3000 |  | 56000 | >=0.95 | 134000 |  |  | 107.8431 |  |  | 9 | U6 | 25 | max. 10% at 100.000 hrs |  | Available | 830/339 | Cx=0.4338;Cy=0.4030 | Class I | IK08 | IP50 | IP20 | 45 | 1100 | -25 | 1 | 204 | RAL9016 | 50-60Hz | Passive | LED | embedded sensor system | High Bay Rectangular | Tungsram Auriso | Indoor industrial |  | 24 | 22000 | Yes |  | risk group 1 |  | Bracket kit. Tilted bracket kit. Busbar bracket kit. Cable hook pair
TBD | AUR-1S30-750-U6-RFM-ST | image | datasheet | deeplink | TUNGSRAM - Tungsram Auriso - 24700lm - 204W - 5000K - 70CRI - TBD[SKU] - Bracket. Y-cable | 1.75 | Bracket. Y-cable | LED | 1 | 204 | [8 empty] | CE | [6 empty] | 20 | 5000 | 450x250x75 |  | 220-240V |  | 5 | A++ | 65° | 3 | 70 |  | 5000 |  | 56000 | >=0.95 | 134000 |  |  | 121.0784 |  |  | 9 | U6 | 25 | max. 10% at 100.000 hrs |  | Available | 750/339 | Cx=0.3447;Cy=0.3553 | Class I | IK08 | IP50 | IP20 | 45 | 1100 | -25 | 1 | 204 | RAL9016 | 50-60Hz | Passive | LED | embedded sensor system | High Bay Rectangular | Tungsram Auriso | Indoor industrial |  | 24.4 | 24700 | Yes |  | risk group 1 |  | Bracket kit. Tilted bracket kit. Busbar bracket kit. Cable hook pair
TBD | AUR-1S30-740-U6-RFM-ST | image | datasheet | deeplink | TUNGSRAM - Tungsram Auriso - 24600lm - 204W - 4000K - 70CRI - TBD[SKU] - Bracket. Y-cable | 1.75 | Bracket. Y-cable | LED | 1 | 204 | [8 empty] | CE | [6 empty] | 20 | 4000 | 450x250x75 |  | 220-240V |  | 5 | A++ | 65° | 3 | 70 |  | 4000 |  | 56000 | >=0.95 | 134000 |  |  | 120.5882 |  |  | 9 | U6 | 25 | max. 10% at 100.000 hrs |  | Available | 740/339 | Cx=0.4338;Cy=0.4030 | Class I | IK08 | IP50 | IP20 | 45 | 1100 | -25 | 1 | 204 | RAL9016 | 50-60Hz | Passive | LED | embedded sensor system | High Bay Rectangular | Tungsram Auriso | Indoor industrial |  | 24.4 | 24600 | Yes |  | risk group 1 |  | Bracket kit. Tilted bracket kit. Busbar bracket kit. Cable hook pair
TBD | AUR-1S30-730-U6-RFM-ST | image | datasheet | deeplink | TUNGSRAM - Tungsram Auriso - 23900lm - 204W - 3000K - 70CRI - TBD[SKU] - Bracket. Y-cable | 1.75 | Bracket. Y-cable | LED | 1 | 204 | [8 empty] | CE | [6 empty] | 20 | 3000 | 450x250x75 |  | 220-240V |  | 5 | A++ | 65° | 3 | 70 |  | 3000 |  | 56000 | >=0.95 | 134000 |  |  | 117.1569 |  |  | 9 | U6 | 25 | max. 10% at 100.000 hrs |  | Available | 730/339 | Cx=0.4338;Cy=0.4030 | Class I | IK08 | IP50 | IP20 | 45 | 1100 | -25 | 1 | 204 | RAL9016 | 50-60Hz | Passive | LED | embedded sensor system | High Bay Rectangular | Tungsram Auriso | Indoor industrial |  | 24.3 | 23900 | Yes |  | risk group 1 |  | Bracket kit. Tilted bracket kit. Busbar bracket kit. Cable hook pair
TBD | AUR-1S30-850-U4-RFM-ST | image | datasheet | deeplink | TUNGSRAM - Tungsram Auriso - 25000lm - 204W - 5000K - 80CRI - TBD[SKU] - Bracket. Y-cable | 1.75 | Bracket. Y-cable | LED | 1 | 204 | [8 empty] | CE | [6 empty] | 20 | 5000 | 450x250x75 |  | 220-240V |  | 5 | A++ | 45° | 3 | 80 |  | 5000 |  | 56000 | >=0.95 | 134000 |  |  | 122.549 |  |  | 9 | U4 | 25 | max. 10% at 100.000 hrs |  | Available | 850/339 | Cx=0.3447;Cy=0.3553 | Class I | IK08 | IP50 | IP20 | 45 | 1100 | -25 | 1 | 204 | RAL9016 | 50-60Hz | Passive | LED | embedded sensor system | High Bay Rectangular | Tungsram Auriso | Indoor industrial |  | 23.3 | 25000 | Yes |  | risk group 1 |  | Bracket kit. Tilted bracket kit. Busbar bracket kit. Cable hook pair
TBD | AUR-1S30-840-U4-RFM-ST | image | datasheet | deeplink | TUNGSRAM - Tungsram Auriso - 24400lm - 204W - 4000K - 80CRI - TBD[SKU] - Bracket. Y-cable | 1.75 | Bracket. Y-cable | LED | 1 | 204 | [8 empty] | CE | [6 empty] | 20 | 4000 | 450x250x75 |  | 220-240V |  | 5 | A++ | 45° | 3 | 80 |  | 4000 |  | 56000 | >=0.95 | 134000 |  |  | 119.6078 |  |  | 9 | U4 | 25 | max. 10% at 100.000 hrs |  | Available | 840/339 | Cx=0.3818;Cy=0.3797 | Class I | IK08 | IP50 | IP20 | 45 | 1100 | -25 | 1 | 204 | RAL9016 | 50-60Hz | Passive | LED | embedded sensor system | High Bay Rectangular | Tungsram Auriso | Indoor industrial |  | 23.3 | 24400 | Yes |  | risk group 1 |  | Bracket kit. Tilted bracket kit. Busbar bracket kit. Cable hook pair
TBD | AUR-1S30-830-U4-RFM-ST | image | datasheet | deeplink | TUNGSRAM - Tungsram Auriso - 23000lm - 204W - 3000K - 80CRI - TBD[SKU] - Bracket. Y-cable | 1.75 | Bracket. Y-cable | LED | 1 | 204 | [8 empty] | CE | [6 empty] | 20 | 3000 | 450x250x75 |  | 220-240V |  | 5 | A++ | 45° | 3 | 80 |  | 3000 |  | 56000 | >=0.95 | 134000 |  |  | 112.7451 |  |  | 9 | U4 | 25 | max. 10% at 100.000 hrs |  | Available | 830/339 | Cx=0.4338;Cy=0.4030 | Class I | IK08 | IP50 | IP20 | 45 | 1100 | -25 | 1 | 204 | RAL9016 | 50-60Hz | Passive | LED | embedded sensor system | High Bay Rectangular | Tungsram Auriso | Indoor industrial |  | 23.2 | 23000 | Yes |  | risk group 1 |  | Bracket kit. Tilted bracket kit. Busbar bracket kit. Cable hook pair
TBD | AUR-1S30-750-U4-RFM-ST | image | datasheet | deeplink | TUNGSRAM - Tungsram Auriso - 25700lm - 204W - 5000K - 70CRI - TBD[SKU] - Bracket. Y-cable | 1.75 | Bracket. Y-cable | LED | 1 | 204 | [8 empty] | CE | [6 empty] | 20 | 5000 | 450x250x75 |  | 220-240V |  | 5 | A++ | 45° | 3 | 70 |  | 5000 |  | 56000 | >=0.95 | 134000 |  |  | 125.9804 |  |  | 9 | U4 | 25 | max. 10% at 100.000 hrs |  | Available | 750/339 | Cx=0.3447;Cy=0.3553 | Class I | IK08 | IP50 | IP20 | 45 | 1100 | -25 | 1 | 204 | RAL9016 | 50-60Hz | Passive | LED | embedded sensor system | High Bay Rectangular | Tungsram Auriso | Indoor industrial |  | 23.6 | 25700 | Yes |  | risk group 1 |  | Bracket kit. Tilted bracket kit. Busbar bracket kit. Cable hook pair
TBD | AUR-1S30-740-U4-RFM-ST | image | datasheet | deeplink | TUNGSRAM - Tungsram Auriso - 25700lm - 204W - 4000K - 70CRI - TBD[SKU] - Bracket. Y-cable | 1.75 | Bracket. Y-cable | LED | 1 | 204 | [8 empty] | CE | [6 empty] | 20 | 4000 | 450x250x75 |  | 220-240V |  | 5 | A++ | 45° | 3 | 70 |  | 4000 |  | 56000 | >=0.95 | 134000 |  |  | 125.9804 |  |  | 9 | U4 | 25 | max. 10% at 100.000 hrs |  | Available | 740/339 | Cx=0.4338;Cy=0.4030 | Class I | IK08 | IP50 | IP20 | 45 | 1100 | -25 | 1 | 204 | RAL9016 | 50-60Hz | Passive | LED | embedded sensor system | High Bay Rectangular | Tungsram Auriso | Indoor industrial |  | 23.6 | 25700 | Yes |  | risk group 1 |  | Bracket kit. Tilted bracket kit. Busbar bracket kit. Cable hook pair
TBD | AUR-1S30-730-U4-RFM-ST | image | datasheet | deeplink | TUNGSRAM - Tungsram Auriso - 24900lm - 204W - 3000K - 70CRI - TBD[SKU] - Bracket. Y-cable | 1.75 | Bracket. Y-cable | LED | 1 | 204 | [8 empty] | CE | [6 empty] | 20 | 3000 | 450x250x75 |  | 220-240V |  | 5 | A++ | 45° | 3 | 70 |  | 3000 |  | 56000 | >=0.95 | 134000 |  |  | 122.0588 |  |  | 9 | U4 | 25 | max. 10% at 100.000 hrs |  | Available | 730/339 | Cx=0.4338;Cy=0.4030 | Class I | IK08 | IP50 | IP20 | 45 | 1100 | -25 | 1 | 204 | RAL9016 | 50-60Hz | Passive | LED | embedded sensor system | High Bay Rectangular | Tungsram Auriso | Indoor industrial |  | 23.5 | 24900 | Yes |  | risk group 1 |  | Bracket kit. Tilted bracket kit. Busbar bracket kit. Cable hook pair
TBD | AUR-1S30-850-L9-RFM-ST | image | datasheet | deeplink | TUNGSRAM - Tungsram Auriso - 30400lm - 204W - 5000K - 80CRI - TBD[SKU] - Bracket. Y-cable | 1.75 | Bracket. Y-cable | LED | 1 | 204 | [8 empty] | CE | [6 empty] | 20 | 5000 | 450x250x75 |  | 220-240V |  | 5 | A++ | 90° | 3 | 80 |  | 5000 |  | 56000 | >=0.95 | 134000 |  |  | 149.0196 |  |  | 9 | L9 | 25 | max. 10% at 100.000 hrs |  | Available | 850/339 | Cx=0.3447;Cy=0.3553 | Class I | IK08 | IP50 | IP20 | 45 | 1100 | -25 | 1 | 204 | RAL9016 | 50-60Hz | Passive | LED | embedded sensor system | High Bay Rectangular | Tungsram Auriso | Indoor industrial |  | 25.9 | 30400 | Yes |  | risk group 1 |  | Bracket kit. Tilted bracket kit. Busbar bracket kit. Cable hook pair
TBD | AUR-1S30-840-L9-RFM-ST | image | datasheet | deeplink | TUNGSRAM - Tungsram Auriso - 29600lm - 204W - 4000K - 80CRI - TBD[SKU] - Bracket. Y-cable | 1.75 | Bracket. Y-cable | LED | 1 | 204 | [8 empty] | CE | [6 empty] | 20 | 4000 | 450x250x75 |  | 220-240V |  | 5 | A++ | 90° | 3 | 80 |  | 4000 |  | 56000 | >=0.95 | 134000 |  |  | 145.098 |  |  | 9 | L9 | 25 | max. 10% at 100.000 hrs |  | Available | 840/339 | Cx=0.3818;Cy=0.3797 | Class I | IK08 | IP50 | IP20 | 45 | 1100 | -25 | 1 | 204 | RAL9016 | 50-60Hz | Passive | LED | embedded sensor system | High Bay Rectangular | Tungsram Auriso | Indoor industrial |  | 25.9 | 29600 | Yes |  | risk group 1 |  | Bracket kit. Tilted bracket kit. Busbar bracket kit. Cable hook pair
TBD | AUR-1S30-830-L9-RFM-ST | image | datasheet | deeplink | TUNGSRAM - Tungsram Auriso - 27900lm - 204W - 3000K - 80CRI - TBD[SKU] - Bracket. Y-cable | 1.75 | Bracket. Y-cable | LED | 1 | 204 | [8 empty] | CE | [6 empty] | 20 | 3000 | 450x250x75 |  | 220-240V |  | 5 | A++ | 90° | 3 | 80 |  | 3000 |  | 56000 | >=0.95 | 134000 |  |  | 136.7647 |  |  | 9 | L9 | 25 | max. 10% at 100.000 hrs |  | Available | 830/339 | Cx=0.4338;Cy=0.4030 | Class I | IK08 | IP50 | IP20 | 45 | 1100 | -25 | 1 | 204 | RAL9016 | 50-60Hz | Passive | LED | embedded sensor system | High Bay Rectangular | Tungsram Auriso | Indoor industrial |  | 25.7 | 27900 | Yes |  | risk group 1 |  | Bracket kit. Tilted bracket kit. Busbar bracket kit. Cable hook pair
TBD | AUR-1S30-750-L9-RFM-ST | image | datasheet | deeplink | TUNGSRAM - Tungsram Auriso - 31200lm - 204W - 5000K - 70CRI - TBD[SKU] - Bracket. Y-cable | 1.75 | Bracket. Y-cable | LED | 1 | 204 | [8 empty] | CE | [6 empty] | 20 | 5000 | 450x250x75 |  | 220-240V |  | 5 | A++ | 90° | 3 | 70 |  | 5000 |  | 56000 | >=0.95 | 134000 |  |  | 152.9412 |  |  | 9 | L9 | 25 | max. 10% at 100.000 hrs |  | Available | 750/339 | Cx=0.3447;Cy=0.3553 | Class I | IK08 | IP50 | IP20 | 45 | 1100 | -25 | 1 | 204 | RAL9016 | 50-60Hz | Passive | LED | embedded sensor system | High Bay Rectangular | Tungsram Auriso | Indoor industrial |  | 26.1 | 31200 | Yes |  | risk group 1 |  | Bracket kit. Tilted bracket kit. Busbar bracket kit. Cable hook pair
TBD | AUR-1S30-740-L9-RFM-ST | image | datasheet | deeplink | TUNGSRAM - Tungsram Auriso - 31100lm - 204W - 4000K - 70CRI - TBD[SKU] - Bracket. Y-cable | 1.75 | Bracket. Y-cable | LED | 1 | 204 | [8 empty] | CE | [6 empty] | 20 | 4000 | 450x250x75 |  | 220-240V |  | 5 | A++ | 90° | 3 | 70 |  | 4000 |  | 56000 | >=0.95 | 134000 |  |  | 152.451 |  |  | 9 | L9 | 25 | max. 10% at 100.000 hrs |  | Available | 740/339 | Cx=0.4338;Cy=0.4030 | Class I | IK08 | IP50 | IP20 | 45 | 1100 | -25 | 1 | 204 | RAL9016 | 50-60Hz | Passive | LED | embedded sensor system | High Bay Rectangular | Tungsram Auriso | Indoor industrial |  | 26.1 | 31100 | Yes |  | risk group 1 |  | Bracket kit. Tilted bracket kit. Busbar bracket kit. Cable hook pair
TBD | AUR-1S30-730-L9-RFM-ST | image | datasheet | deeplink | TUNGSRAM - Tungsram Auriso - 30300lm - 204W - 3000K - 70CRI - TBD[SKU] - Bracket. Y-cable | 1.75 | Bracket. Y-cable | LED | 1 | 204 | [8 empty] | CE | [6 empty] | 20 | 3000 | 450x250x75 |  | 220-240V |  | 5 | A++ | 90° | 3 | 70 |  | 3000 |  | 56000 | >=0.95 | 134000 |  |  | 148.5294 |  |  | 9 | L9 | 25 | max. 10% at 100.000 hrs |  | Available | 730/339 | Cx=0.4338;Cy=0.4030 | Class I | IK08 | IP50 | IP20 | 45 | 1100 | -25 | 1 | 204 | RAL9016 | 50-60Hz | Passive | LED | embedded sensor system | High Bay Rectangular | Tungsram Auriso | Indoor industrial |  | 26 | 30300 | Yes |  | risk group 1 |  | Bracket kit. Tilted bracket kit. Busbar bracket kit. Cable hook pair
TBD | AUR-1S30-850-L6-RFM-ST | image | datasheet | deeplink | TUNGSRAM - Tungsram Auriso - 29200lm - 204W - 5000K - 80CRI - TBD[SKU] - Bracket. Y-cable | 1.75 | Bracket. Y-cable | LED | 1 | 204 | [8 empty] | CE | [6 empty] | 20 | 5000 | 450x250x75 |  | 220-240V |  | 5 | A++ | 70° | 3 | 80 |  | 5000 |  | 56000 | >=0.95 | 134000 |  |  | 143.1373 |  |  | 9 | L6 | 25 | max. 10% at 100.000 hrs |  | Available | 850/339 | Cx=0.3447;Cy=0.3553 | Class I | IK08 | IP50 | IP20 | 45 | 1100 | -25 | 1 | 204 | RAL9016 | 50-60Hz | Passive | LED | embedded sensor system | High Bay Rectangular | Tungsram Auriso | Indoor industrial |  | 24.2 | 29200 | Yes |  | risk group 1 |  | Bracket kit. Tilted bracket kit. Busbar bracket kit. Cable hook pair
TBD | AUR-1S30-840-L6-RFM-ST | image | datasheet | deeplink | TUNGSRAM - Tungsram Auriso - 28400lm - 204W - 4000K - 80CRI - TBD[SKU] - Bracket. Y-cable | 1.75 | Bracket. Y-cable | LED | 1 | 204 | [8 empty] | CE | [6 empty] | 20 | 4000 | 450x250x75 |  | 220-240V |  | 5 | A++ | 70° | 3 | 80 |  | 4000 |  | 56000 | >=0.95 | 134000 |  |  | 139.2157 |  |  | 9 | L6 | 25 | max. 10% at 100.000 hrs |  | Available | 840/339 | Cx=0.3818;Cy=0.3797 | Class I | IK08 | IP50 | IP20 | 45 | 1100 | -25 | 1 | 204 | RAL9016 | 50-60Hz | Passive | LED | embedded sensor system | High Bay Rectangular | Tungsram Auriso | Indoor industrial |  | 24.2 | 28400 | Yes |  | risk group 1 |  | Bracket kit. Tilted bracket kit. Busbar bracket kit. Cable hook pair
TBD | AUR-1S30-830-L6-RFM-ST | image | datasheet | deeplink | TUNGSRAM - Tungsram Auriso - 26800lm - 204W - 3000K - 80CRI - TBD[SKU] - Bracket. Y-cable | 1.75 | Bracket. Y-cable | LED | 1 | 204 | [8 empty] | CE | [6 empty] | 20 | 3000 | 450x250x75 |  | 220-240V |  | 5 | A++ | 70° | 3 | 80 |  | 3000 |  | 56000 | >=0.95 | 134000 |  |  | 131.3725 |  |  | 9 | L6 | 25 | max. 10% at 100.000 hrs |  | Available | 830/339 | Cx=0.4338;Cy=0.4030 | Class I | IK08 | IP50 | IP20 | 45 | 1100 | -25 | 1 | 204 | RAL9016 | 50-60Hz | Passive | LED | embedded sensor system | High Bay Rectangular | Tungsram Auriso | Indoor industrial |  | 24.1 | 26800 | Yes |  | risk group 1 |  | Bracket kit. Tilted bracket kit. Busbar bracket kit. Cable hook pair
TBD | AUR-1S30-750-L6-RFM-ST | image | datasheet | deeplink | TUNGSRAM - Tungsram Auriso - 30000lm - 204W - 5000K - 70CRI - TBD[SKU] - Bracket. Y-cable | 1.75 | Bracket. Y-cable | LED | 1 | 204 | [8 empty] | CE | [6 empty] | 20 | 5000 | 450x250x75 |  | 220-240V |  | 5 | A++ | 70° | 3 | 70 |  | 5000 |  | 56000 | >=0.95 | 134000 |  |  | 147.0588 |  |  | 9 | L6 | 25 | max. 10% at 100.000 hrs |  | Available | 750/339 | Cx=0.3447;Cy=0.3553 | Class I | IK08 | IP50 | IP20 | 45 | 1100 | -25 | 1 | 204 | RAL9016 | 50-60Hz | Passive | LED | embedded sensor system | High Bay Rectangular | Tungsram Auriso | Indoor industrial |  | 24.5 | 30000 | Yes |  | risk group 1 |  | Bracket kit. Tilted bracket kit. Busbar bracket kit. Cable hook pair
TBD | AUR-1S30-740-L6-RFM-ST | image | datasheet | deeplink | TUNGSRAM - Tungsram Auriso - 29900lm - 204W - 4000K - 70CRI - TBD[SKU] - Bracket. Y-cable | 1.75 | Bracket. Y-cable | LED | 1 | 204 | [8 empty] | CE | [6 empty] | 20 | 4000 | 450x250x75 |  | 220-240V |  | 5 | A++ | 70° | 3 | 70 |  | 4000 |  | 56000 | >=0.95 | 134000 |  |  | 146.5686 |  |  | 9 | L6 | 25 | max. 10% at 100.000 hrs |  | Available | 740/339 | Cx=0.4338;Cy=0.4030 | Class I | IK08 | IP50 | IP20 | 45 | 1100 | -25 | 1 | 204 | RAL9016 | 50-60Hz | Passive | LED | embedded sensor system | High Bay Rectangular | Tungsram Auriso | Indoor industrial |  | 24.5 | 29900 | Yes |  | risk group 1 |  | Bracket kit. Tilted bracket kit. Busbar bracket kit. Cable hook pair
TBD | AUR-1S30-730-L6-RFM-ST | image | datasheet | deeplink | TUNGSRAM - Tungsram Auriso - 29100lm - 204W - 3000K - 70CRI - TBD[SKU] - Bracket. Y-cable | 1.75 | Bracket. Y-cable | LED | 1 | 204 | [8 empty] | CE | [6 empty] | 20 | 3000 | 450x250x75 |  | 220-240V |  | 5 | A++ | 70° | 3 | 70 |  | 3000 |  | 56000 | >=0.95 | 134000 |  |  | 142.6471 |  |  | 9 | L6 | 25 | max. 10% at 100.000 hrs |  | Available | 730/339 | Cx=0.4338;Cy=0.4030 | Class I | IK08 | IP50 | IP20 | 45 | 1100 | -25 | 1 | 204 | RAL9016 | 50-60Hz | Passive | LED | embedded sensor system | High Bay Rectangular | Tungsram Auriso | Indoor industrial |  | 24.4 | 29100 | Yes |  | risk group 1 |  | Bracket kit. Tilted bracket kit. Busbar bracket kit. Cable hook pair
TBD | AUR-1S30-850-L3-RFM-ST | image | datasheet | deeplink | TUNGSRAM - Tungsram Auriso - 31000lm - 204W - 5000K - 80CRI - TBD[SKU] - Bracket. Y-cable | 1.75 | Bracket. Y-cable | LED | 1 | 204 | [8 empty] | CE | [6 empty] | 20 | 5000 | 450x250x75 |  | 220-240V |  | 5 | A++ | 35° | 3 | 80 |  | 5000 |  | 56000 | >=0.95 | 134000 |  |  | 151.9608 |  |  | 9 | L3 | 25 | max. 10% at 100.000 hrs |  | Available | 850/339 | Cx=0.3447;Cy=0.3553 | Class I | IK08 | IP50 | IP20 | 45 | 1100 | -25 | 1 | 204 | RAL9016 | 50-60Hz | Passive | LED | embedded sensor system | High Bay Rectangular | Tungsram Auriso | Indoor industrial |  | 19.7 | 31000 | Yes |  | risk group 1 |  | Bracket kit. Tilted bracket kit. Busbar bracket kit. Cable hook pair
TBD | AUR-1S30-840-L3-RFM-ST | image | datasheet | deeplink | TUNGSRAM - Tungsram Auriso - 30200lm - 204W - 4000K - 80CRI - TBD[SKU] - Bracket. Y-cable | 1.75 | Bracket. Y-cable | LED | 1 | 204 | [8 empty] | CE | [6 empty] | 20 | 4000 | 450x250x75 |  | 220-240V |  | 5 | A++ | 35° | 3 | 80 |  | 4000 |  | 56000 | >=0.95 | 134000 |  |  | 148.0392 |  |  | 9 | L3 | 25 | max. 10% at 100.000 hrs |  | Available | 840/339 | Cx=0.3818;Cy=0.3797 | Class I | IK08 | IP50 | IP20 | 45 | 1100 | -25 | 1 | 204 | RAL9016 | 50-60Hz | Passive | LED | embedded sensor system | High Bay Rectangular | Tungsram Auriso | Indoor industrial |  | 19.7 | 30200 | Yes |  | risk group 1 |  | Bracket kit. Tilted bracket kit. Busbar bracket kit. Cable hook pair
TBD | AUR-1S30-830-L3-RFM-ST | image | datasheet | deeplink | TUNGSRAM - Tungsram Auriso - 28400lm - 204W - 3000K - 80CRI - TBD[SKU] - Bracket. Y-cable | 1.75 | Bracket. Y-cable | LED | 1 | 204 | [8 empty] | CE | [6 empty] | 20 | 3000 | 450x250x75 |  | 220-240V |  | 5 | A++ | 35° | 3 | 80 |  | 3000 |  | 56000 | >=0.95 | 134000 |  |  | 139.2157 |  |  | 9 | L3 | 25 | max. 10% at 100.000 hrs |  | Available | 830/339 | Cx=0.4338;Cy=0.4030 | Class I | IK08 | IP50 | IP20 | 45 | 1100 | -25 | 1 | 204 | RAL9016 | 50-60Hz | Passive | LED | embedded sensor system | High Bay Rectangular | Tungsram Auriso | Indoor industrial |  | 19.6 | 28400 | Yes |  | risk group 1 |  | Bracket kit. Tilted bracket kit. Busbar bracket kit. Cable hook pair
TBD | AUR-1S30-750-L3-RFM-ST | image | datasheet | deeplink | TUNGSRAM - Tungsram Auriso - 31900lm - 204W - 5000K - 70CRI - TBD[SKU] - Bracket. Y-cable | 1.75 | Bracket. Y-cable | LED | 1 | 204 | [8 empty] | CE | [6 empty] | 20 | 5000 | 450x250x75 |  | 220-240V |  | 5 | A++ | 35° | 3 | 70 |  | 5000 |  | 56000 | >=0.95 | 134000 |  |  | 156.3725 |  |  | 9 | L3 | 25 | max. 10% at 100.000 hrs |  | Available | 750/339 | Cx=0.3447;Cy=0.3553 | Class I | IK08 | IP50 | IP20 | 45 | 1100 | -25 | 1 | 204 | RAL9016 | 50-60Hz | Passive | LED | embedded sensor system | High Bay Rectangular | Tungsram Auriso | Indoor industrial |  | 20 | 31900 | Yes |  | risk group 1 |  | Bracket kit. Tilted bracket kit. Busbar bracket kit. Cable hook pair
TBD | AUR-1S30-740-L3-RFM-ST | image | datasheet | deeplink | TUNGSRAM - Tungsram Auriso - 31800lm - 204W - 4000K - 70CRI - TBD[SKU] - Bracket. Y-cable | 1.75 | Bracket. Y-cable | LED | 1 | 204 | [8 empty] | CE | [6 empty] | 20 | 4000 | 450x250x75 |  | 220-240V |  | 5 | A++ | 35° | 3 | 70 |  | 4000 |  | 56000 | >=0.95 | 134000 |  |  | 155.8824 |  |  | 9 | L3 | 25 | max. 10% at 100.000 hrs |  | Available | 740/339 | Cx=0.4338;Cy=0.4030 | Class I | IK08 | IP50 | IP20 | 45 | 1100 | -25 | 1 | 204 | RAL9016 | 50-60Hz | Passive | LED | embedded sensor system | High Bay Rectangular | Tungsram Auriso | Indoor industrial |  | 20 | 31800 | Yes |  | risk group 1 |  | Bracket kit. Tilted bracket kit. Busbar bracket kit. Cable hook pair
TBD | AUR-1S30-730-L3-RFM-ST | image | datasheet | deeplink | TUNGSRAM - Tungsram Auriso - 30900lm - 204W - 3000K - 70CRI - TBD[SKU] - Bracket. Y-cable | 1.75 | Bracket. Y-cable | LED | 1 | 204 | [8 empty] | CE | [6 empty] | 20 | 3000 | 450x250x75 |  | 220-240V |  | 5 | A++ | 35° | 3 | 70 |  | 3000 |  | 56000 | >=0.95 | 134000 |  |  | 151.4706 |  |  | 9 | L3 | 25 | max. 10% at 100.000 hrs |  | Available | 730/339 | Cx=0.4338;Cy=0.4030 | Class I | IK08 | IP50 | IP20 | 45 | 1100 | -25 | 1 | 204 | RAL9016 | 50-60Hz | Passive | LED | embedded sensor system | High Bay Rectangular | Tungsram Auriso | Indoor industrial |  | 19.9 | 30900 | Yes |  | risk group 1 |  | Bracket kit. Tilted bracket kit. Busbar bracket kit. Cable hook pair
TBD | AUR-1S30-850-D1-RFM-ST | image | datasheet | deeplink | TUNGSRAM - Tungsram Auriso - 26500lm - 204W - 5000K - 80CRI - TBD[SKU] - Bracket. Y-cable | 1.75 | Bracket. Y-cable | LED | 1 | 204 | [8 empty] | CE | [6 empty] | 20 | 5000 | 450x250x75 |  | 220-240V |  | 5 | A++ | 100° | 3 | 80 |  | 5000 |  | 56000 | >=0.95 | 134000 |  |  | 129.902 |  |  | 9 | D1 | 25 | max. 10% at 100.000 hrs |  | Available | 850/339 | Cx=0.3447;Cy=0.3553 | Class I | IK08 | IP20 | IP20 | 45 | 1100 | -25 | 1 | 204 | RAL9016 | 50-60Hz | Passive | LED | embedded sensor system | High Bay Rectangular | Tungsram Auriso | Indoor industrial |  | 28.1 | 26500 | Yes |  | risk group 1 |  | Bracket kit. Tilted bracket kit. Busbar bracket kit. Cable hook pair
TBD | AUR-1S30-840-D1-RFM-ST | image | datasheet | deeplink | TUNGSRAM - Tungsram Auriso - 25800lm - 204W - 4000K - 80CRI - TBD[SKU] - Bracket. Y-cable | 1.75 | Bracket. Y-cable | LED | 1 | 204 | [8 empty] | CE | [6 empty] | 20 | 4000 | 450x250x75 |  | 220-240V |  | 5 | A++ | 100° | 3 | 80 |  | 4000 |  | 56000 | >=0.95 | 134000 |  |  | 126.4706 |  |  | 9 | D1 | 25 | max. 10% at 100.000 hrs |  | Available | 840/339 | Cx=0.3818;Cy=0.3797 | Class I | IK08 | IP20 | IP20 | 45 | 1100 | -25 | 1 | 204 | RAL9016 | 50-60Hz | Passive | LED | embedded sensor system | High Bay Rectangular | Tungsram Auriso | Indoor industrial |  | 28.1 | 25800 | Yes |  | risk group 1 |  | Bracket kit. Tilted bracket kit. Busbar bracket kit. Cable hook pair
TBD | AUR-1S30-830-D1-RFM-ST | image | datasheet | deeplink | TUNGSRAM - Tungsram Auriso - 24300lm - 204W - 3000K - 80CRI - TBD[SKU] - Bracket. Y-cable | 1.75 | Bracket. Y-cable | LED | 1 | 204 | [8 empty] | CE | [6 empty] | 20 | 3000 | 450x250x75 |  | 220-240V |  | 5 | A++ | 100° | 3 | 80 |  | 3000 |  | 56000 | >=0.95 | 134000 |  |  | 119.1176 |  |  | 9 | D1 | 25 | max. 10% at 100.000 hrs |  | Available | 830/339 | Cx=0.4338;Cy=0.4030 | Class I | IK08 | IP20 | IP20 | 45 | 1100 | -25 | 1 | 204 | RAL9016 | 50-60Hz | Passive | LED | embedded sensor system | High Bay Rectangular | Tungsram Auriso | Indoor industrial |  | 28 | 24300 | Yes |  | risk group 1 |  | Bracket kit. Tilted bracket kit. Busbar bracket kit. Cable hook pair
TBD | AUR-1S30-750-D1-RFM-ST | image | datasheet | deeplink | TUNGSRAM - Tungsram Auriso - 27200lm - 204W - 5000K - 70CRI - TBD[SKU] - Bracket. Y-cable | 1.75 | Bracket. Y-cable | LED | 1 | 204 | [8 empty] | CE | [6 empty] | 20 | 5000 | 450x250x75 |  | 220-240V |  | 5 | A++ | 100° | 3 | 70 |  | 5000 |  | 56000 | >=0.95 | 134000 |  |  | 133.3333 |  |  | 9 | D1 | 25 | max. 10% at 100.000 hrs |  | Available | 750/339 | Cx=0.3447;Cy=0.3553 | Class I | IK08 | IP20 | IP20 | 45 | 1100 | -25 | 1 | 204 | RAL9016 | 50-60Hz | Passive | LED | embedded sensor system | High Bay Rectangular | Tungsram Auriso | Indoor industrial |  | 28.4 | 27200 | Yes |  | risk group 1 |  | Bracket kit. Tilted bracket kit. Busbar bracket kit. Cable hook pair
TBD | AUR-1S30-740-D1-RFM-ST | image | datasheet | deeplink | TUNGSRAM - Tungsram Auriso - 27200lm - 204W - 4000K - 70CRI - TBD[SKU] - Bracket. Y-cable | 1.75 | Bracket. Y-cable | LED | 1 | 204 | [8 empty] | CE | [6 empty] | 20 | 4000 | 450x250x75 |  | 220-240V |  | 5 | A++ | 100° | 3 | 70 |  | 4000 |  | 56000 | >=0.95 | 134000 |  |  | 133.3333 |  |  | 9 | D1 | 25 | max. 10% at 100.000 hrs |  | Available | 740/339 | Cx=0.4338;Cy=0.4030 | Class I | IK08 | IP20 | IP20 | 45 | 1100 | -25 | 1 | 204 | RAL9016 | 50-60Hz | Passive | LED | embedded sensor system | High Bay Rectangular | Tungsram Auriso | Indoor industrial |  | 28.4 | 27200 | Yes |  | risk group 1 |  | Bracket kit. Tilted bracket kit. Busbar bracket kit. Cable hook pair
TBD | AUR-1S30-730-D1-RFM-ST | image | datasheet | deeplink | TUNGSRAM - Tungsram Auriso - 26400lm - 204W - 3000K - 70CRI - TBD[SKU] - Bracket. Y-cable | 1.75 | Bracket. Y-cable | LED | 1 | 204 | [8 empty] | CE | [6 empty] | 20 | 3000 | 450x250x75 |  | 220-240V |  | 5 | A++ | 100° | 3 | 70 |  | 3000 |  | 56000 | >=0.95 | 134000 |  |  | 129.4118 |  |  | 9 | D1 | 25 | max. 10% at 100.000 hrs |  | Available | 730/339 | Cx=0.4338;Cy=0.4030 | Class I | IK08 | IP20 | IP20 | 45 | 1100 | -25 | 1 | 204 | RAL9016 | 50-60Hz | Passive | LED | embedded sensor system | High Bay Rectangular | Tungsram Auriso | Indoor industrial |  | 28.2 | 26400 | Yes |  | risk group 1 |  | Bracket kit. Tilted bracket kit. Busbar bracket kit. Cable hook pair
TBD | AUR-1S30-850-C1-RFM-ST | image | datasheet | deeplink | TUNGSRAM - Tungsram Auriso - 29400lm - 204W - 5000K - 80CRI - TBD[SKU] - Bracket. Y-cable | 1.75 | Bracket. Y-cable | LED | 1 | 204 | [8 empty] | CE | [6 empty] | 20 | 5000 | 450x250x75 |  | 220-240V |  | 5 | A++ | 110° | 3 | 80 |  | 5000 |  | 56000 | >=0.95 | 134000 |  |  | 144.1176 |  |  | 9 | C1 | 25 | max. 10% at 100.000 hrs |  | Available | 850/339 | Cx=0.3447;Cy=0.3553 | Class I | IK08 | IP20 | IP20 | 45 | 1100 | -25 | 1 | 204 | RAL9016 | 50-60Hz | Passive | LED | embedded sensor system | High Bay Rectangular | Tungsram Auriso | Indoor industrial |  | 28 | 29400 | Yes |  | risk group 1 |  | Bracket kit. Tilted bracket kit. Busbar bracket kit. Cable hook pair
TBD | AUR-1S30-840-C1-RFM-ST | image | datasheet | deeplink | TUNGSRAM - Tungsram Auriso - 28700lm - 204W - 4000K - 80CRI - TBD[SKU] - Bracket. Y-cable | 1.75 | Bracket. Y-cable | LED | 1 | 204 | [8 empty] | CE | [6 empty] | 20 | 4000 | 450x250x75 |  | 220-240V |  | 5 | A++ | 110° | 3 | 80 |  | 4000 |  | 56000 | >=0.95 | 134000 |  |  | 140.6863 |  |  | 9 | C1 | 25 | max. 10% at 100.000 hrs |  | Available | 840/339 | Cx=0.3818;Cy=0.3797 | Class I | IK08 | IP20 | IP20 | 45 | 1100 | -25 | 1 | 204 | RAL9016 | 50-60Hz | Passive | LED | embedded sensor system | High Bay Rectangular | Tungsram Auriso | Indoor industrial |  | 28 | 28700 | Yes |  | risk group 1 |  | Bracket kit. Tilted bracket kit. Busbar bracket kit. Cable hook pair
TBD | AUR-1S30-830-C1-RFM-ST | image | datasheet | deeplink | TUNGSRAM - Tungsram Auriso - 27000lm - 204W - 3000K - 80CRI - TBD[SKU] - Bracket. Y-cable | 1.75 | Bracket. Y-cable | LED | 1 | 204 | [8 empty] | CE | [6 empty] | 20 | 3000 | 450x250x75 |  | 220-240V |  | 5 | A++ | 110° | 3 | 80 |  | 3000 |  | 56000 | >=0.95 | 134000 |  |  | 132.3529 |  |  | 9 | C1 | 25 | max. 10% at 100.000 hrs |  | Available | 830/339 | Cx=0.4338;Cy=0.4030 | Class I | IK08 | IP20 | IP20 | 45 | 1100 | -25 | 1 | 204 | RAL9016 | 50-60Hz | Passive | LED | embedded sensor system | High Bay Rectangular | Tungsram Auriso | Indoor industrial |  | 27.8 | 27000 | Yes |  | risk group 1 |  | Bracket kit. Tilted bracket kit. Busbar bracket kit. Cable hook pair
TBD | AUR-1S30-750-C1-RFM-ST | image | datasheet | deeplink | TUNGSRAM - Tungsram Auriso - 30300lm - 204W - 5000K - 70CRI - TBD[SKU] - Bracket. Y-cable | 1.75 | Bracket. Y-cable | LED | 1 | 204 | [8 empty] | CE | [6 empty] | 20 | 5000 | 450x250x75 |  | 220-240V |  | 5 | A++ | 110° | 3 | 70 |  | 5000 |  | 56000 | >=0.95 | 134000 |  |  | 148.5294 |  |  | 9 | C1 | 25 | max. 10% at 100.000 hrs |  | Available | 750/339 | Cx=0.3447;Cy=0.3553 | Class I | IK08 | IP20 | IP20 | 45 | 1100 | -25 | 1 | 204 | RAL9016 | 50-60Hz | Passive | LED | embedded sensor system | High Bay Rectangular | Tungsram Auriso | Indoor industrial |  | 28.2 | 30300 | Yes |  | risk group 1 |  | Bracket kit. Tilted bracket kit. Busbar bracket kit. Cable hook pair
TBD | AUR-1S30-740-C1-RFM-ST | image | datasheet | deeplink | TUNGSRAM - Tungsram Auriso - 30200lm - 204W - 4000K - 70CRI - TBD[SKU] - Bracket. Y-cable | 1.75 | Bracket. Y-cable | LED | 1 | 204 | [8 empty] | CE | [6 empty] | 20 | 4000 | 450x250x75 |  | 220-240V |  | 5 | A++ | 110° | 3 | 70 |  | 4000 |  | 56000 | >=0.95 | 134000 |  |  | 148.0392 |  |  | 9 | C1 | 25 | max. 10% at 100.000 hrs |  | Available | 740/339 | Cx=0.4338;Cy=0.4030 | Class I | IK08 | IP20 | IP20 | 45 | 1100 | -25 | 1 | 204 | RAL9016 | 50-60Hz | Passive | LED | embedded sensor system | High Bay Rectangular | Tungsram Auriso | Indoor industrial |  | 28.2 | 30200 | Yes |  | risk group 1 |  | Bracket kit. Tilted bracket kit. Busbar bracket kit. Cable hook pair
TBD | AUR-1S30-730-C1-RFM-ST | image | datasheet | deeplink | TUNGSRAM - Tungsram Auriso - 29300lm - 204W - 3000K - 70CRI - TBD[SKU] - Bracket. Y-cable | 1.75 | Bracket. Y-cable | LED | 1 | 204 | [8 empty] | CE | [6 empty] | 20 | 3000 | 450x250x75 |  | 220-240V |  | 5 | A++ | 110° | 3 | 70 |  | 3000 |  | 56000 | >=0.95 | 134000 |  |  | 143.6275 |  |  | 9 | C1 | 25 | max. 10% at 100.000 hrs |  | Available | 730/339 | Cx=0.4338;Cy=0.4030 | Class I | IK08 | IP20 | IP20 | 45 | 1100 | -25 | 1 | 204 | RAL9016 | 50-60Hz | Passive | LED | embedded sensor system | High Bay Rectangular | Tungsram Auriso | Indoor industrial |  | 28.1 | 29300 | Yes |  | risk group 1 |  | Bracket kit. Tilted bracket kit. Busbar bracket kit. Cable hook pair
TBD | AUR-1S25-850-U8-RFM-ST | image | datasheet | deeplink | TUNGSRAM - Tungsram Auriso - 21800lm - 164W - 5000K - 80CRI - TBD[SKU] - Bracket. Y-cable | 1.75 | Bracket. Y-cable | LED | 1 | 164 | [8 empty] | CE | [6 empty] | 20 | 5000 | 450x250x75 |  | 220-240V |  | 5 | A++ | 80° | 3 | 80 |  | 5000 |  | 74000 | >=0.95 | 182000 |  |  | 132.9268 |  |  | 9 | U8 | 25 | max. 10% at 100.000 hrs |  | Available | 850/339 | Cx=0.3447;Cy=0.3553 | Class I | IK08 | IP20 | IP20 | 50 | 880 | -25 | 1 | 164 | RAL9016 | 50-60Hz | Passive | LED | embedded sensor system | High Bay Rectangular | Tungsram Auriso | Indoor industrial |  | 24.7 | 21800 | Yes |  | risk group 1 |  | Bracket kit. Tilted bracket kit. Busbar bracket kit. Cable hook pair
TBD | AUR-1S25-840-U8-RFM-ST | image | datasheet | deeplink | TUNGSRAM - Tungsram Auriso - 21200lm - 164W - 4000K - 80CRI - TBD[SKU] - Bracket. Y-cable | 1.75 | Bracket. Y-cable | LED | 1 | 164 | [8 empty] | CE | [6 empty] | 20 | 4000 | 450x250x75 |  | 220-240V |  | 5 | A++ | 80° | 3 | 80 |  | 4000 |  | 74000 | >=0.95 | 182000 |  |  | 129.2683 |  |  | 9 | U8 | 25 | max. 10% at 100.000 hrs |  | Available | 840/339 | Cx=0.3818;Cy=0.3797 | Class I | IK08 | IP20 | IP20 | 50 | 880 | -25 | 1 | 164 | RAL9016 | 50-60Hz | Passive | LED | embedded sensor system | High Bay Rectangular | Tungsram Auriso | Indoor industrial |  | 24.7 | 21200 | Yes |  | risk group 1 |  | Bracket kit. Tilted bracket kit. Busbar bracket kit. Cable hook pair
TBD | AUR-1S25-830-U8-RFM-ST | image | datasheet | deeplink | TUNGSRAM - Tungsram Auriso - 20000lm - 164W - 3000K - 80CRI - TBD[SKU] - Bracket. Y-cable | 1.75 | Bracket. Y-cable | LED | 1 | 164 | [8 empty] | CE | [6 empty] | 20 | 3000 | 450x250x75 |  | 220-240V |  | 5 | A++ | 80° | 3 | 80 |  | 3000 |  | 74000 | >=0.95 | 182000 |  |  | 121.9512 |  |  | 9 | U8 | 25 | max. 10% at 100.000 hrs |  | Available | 830/339 | Cx=0.4338;Cy=0.4030 | Class I | IK08 | IP20 | IP20 | 50 | 880 | -25 | 1 | 164 | RAL9016 | 50-60Hz | Passive | LED | embedded sensor system | High Bay Rectangular | Tungsram Auriso | Indoor industrial |  | 24.6 | 20000 | Yes |  | risk group 1 |  | Bracket kit. Tilted bracket kit. Busbar bracket kit. Cable hook pair
TBD | AUR-1S25-750-U8-RFM-ST | image | datasheet | deeplink | TUNGSRAM - Tungsram Auriso - 22400lm - 164W - 5000K - 70CRI - TBD[SKU] - Bracket. Y-cable | 1.75 | Bracket. Y-cable | LED | 1 | 164 | [8 empty] | CE | [6 empty] | 20 | 5000 | 450x250x75 |  | 220-240V |  | 5 | A++ | 80° | 3 | 70 |  | 5000 |  | 74000 | >=0.95 | 182000 |  |  | 136.5854 |  |  | 9 | U8 | 25 | max. 10% at 100.000 hrs |  | Available | 750/339 | Cx=0.3447;Cy=0.3553 | Class I | IK08 | IP20 | IP20 | 50 | 880 | -25 | 1 | 164 | RAL9016 | 50-60Hz | Passive | LED | embedded sensor system | High Bay Rectangular | Tungsram Auriso | Indoor industrial |  | 25 | 22400 | Yes |  | risk group 1 |  | Bracket kit. Tilted bracket kit. Busbar bracket kit. Cable hook pair
TBD | AUR-1S25-740-U8-RFM-ST | image | datasheet | deeplink | TUNGSRAM - Tungsram Auriso - 22300lm - 164W - 4000K - 70CRI - TBD[SKU] - Bracket. Y-cable | 1.75 | Bracket. Y-cable | LED | 1 | 164 | [8 empty] | CE | [6 empty] | 20 | 4000 | 450x250x75 |  | 220-240V |  | 5 | A++ | 80° | 3 | 70 |  | 4000 |  | 74000 | >=0.95 | 182000 |  |  | 135.9756 |  |  | 9 | U8 | 25 | max. 10% at 100.000 hrs |  | Available | 740/339 | Cx=0.4338;Cy=0.4030 | Class I | IK08 | IP20 | IP20 | 50 | 880 | -25 | 1 | 164 | RAL9016 | 50-60Hz | Passive | LED | embedded sensor system | High Bay Rectangular | Tungsram Auriso | Indoor industrial |  | 25 | 22300 | Yes |  | risk group 1 |  | Bracket kit. Tilted bracket kit. Busbar bracket kit. Cable hook pair
TBD | AUR-1S25-730-U8-RFM-ST | image | datasheet | deeplink | TUNGSRAM - Tungsram Auriso - 21700lm - 164W - 3000K - 70CRI - TBD[SKU] - Bracket. Y-cable | 1.75 | Bracket. Y-cable | LED | 1 | 164 | [8 empty] | CE | [6 empty] | 20 | 3000 | 450x250x75 |  | 220-240V |  | 5 | A++ | 80° | 3 | 70 |  | 3000 |  | 74000 | >=0.95 | 182000 |  |  | 132.3171 |  |  | 9 | U8 | 25 | max. 10% at 100.000 hrs |  | Available | 730/339 | Cx=0.4338;Cy=0.4030 | Class I | IK08 | IP20 | IP20 | 50 | 880 | -25 | 1 | 164 | RAL9016 | 50-60Hz | Passive | LED | embedded sensor system | High Bay Rectangular | Tungsram Auriso | Indoor industrial |  | 24.9 | 21700 | Yes |  | risk group 1 |  | Bracket kit. Tilted bracket kit. Busbar bracket kit. Cable hook pair
TBD | AUR-1S25-850-U6-RFM-ST | image | datasheet | deeplink | TUNGSRAM - Tungsram Auriso - 19900lm - 164W - 5000K - 80CRI - TBD[SKU] - Bracket. Y-cable | 1.75 | Bracket. Y-cable | LED | 1 | 164 | [8 empty] | CE | [6 empty] | 20 | 5000 | 450x250x75 |  | 220-240V |  | 5 | A++ | 65° | 3 | 80 |  | 5000 |  | 74000 | >=0.95 | 182000 |  |  | 121.3415 |  |  | 9 | U6 | 25 | max. 10% at 100.000 hrs |  | Available | 850/339 | Cx=0.3447;Cy=0.3553 | Class I | IK08 | IP50 | IP20 | 50 | 880 | -25 | 1 | 164 | RAL9016 | 50-60Hz | Passive | LED | embedded sensor system | High Bay Rectangular | Tungsram Auriso | Indoor industrial |  | 23.4 | 19900 | Yes |  | risk group 1 |  | Bracket kit. Tilted bracket kit. Busbar bracket kit. Cable hook pair
TBD | AUR-1S25-840-U6-RFM-ST | image | datasheet | deeplink | TUNGSRAM - Tungsram Auriso - 19400lm - 164W - 4000K - 80CRI - TBD[SKU] - Bracket. Y-cable | 1.75 | Bracket. Y-cable | LED | 1 | 164 | [8 empty] | CE | [6 empty] | 20 | 4000 | 450x250x75 |  | 220-240V |  | 5 | A++ | 65° | 3 | 80 |  | 4000 |  | 74000 | >=0.95 | 182000 |  |  | 118.2927 |  |  | 9 | U6 | 25 | max. 10% at 100.000 hrs |  | Available | 840/339 | Cx=0.3818;Cy=0.3797 | Class I | IK08 | IP50 | IP20 | 50 | 880 | -25 | 1 | 164 | RAL9016 | 50-60Hz | Passive | LED | embedded sensor system | High Bay Rectangular | Tungsram Auriso | Indoor industrial |  | 23.4 | 19400 | Yes |  | risk group 1 |  | Bracket kit. Tilted bracket kit. Busbar bracket kit. Cable hook pair
TBD | AUR-1S25-830-U6-RFM-ST | image | datasheet | deeplink | TUNGSRAM - Tungsram Auriso - 18300lm - 164W - 3000K - 80CRI - TBD[SKU] - Bracket. Y-cable | 1.75 | Bracket. Y-cable | LED | 1 | 164 | [8 empty] | CE | [6 empty] | 20 | 3000 | 450x250x75 |  | 220-240V |  | 5 | A++ | 65° | 3 | 80 |  | 3000 |  | 74000 | >=0.95 | 182000 |  |  | 111.5854 |  |  | 9 | U6 | 25 | max. 10% at 100.000 hrs |  | Available | 830/339 | Cx=0.4338;Cy=0.4030 | Class I | IK08 | IP50 | IP20 | 50 | 880 | -25 | 1 | 164 | RAL9016 | 50-60Hz | Passive | LED | embedded sensor system | High Bay Rectangular | Tungsram Auriso | Indoor industrial |  | 23.3 | 18300 | Yes |  | risk group 1 |  | Bracket kit. Tilted bracket kit. Busbar bracket kit. Cable hook pair
TBD | AUR-1S25-750-U6-RFM-ST | image | datasheet | deeplink | TUNGSRAM - Tungsram Auriso - 20500lm - 164W - 5000K - 70CRI - TBD[SKU] - Bracket. Y-cable | 1.75 | Bracket. Y-cable | LED | 1 | 164 | [8 empty] | CE | [6 empty] | 20 | 5000 | 450x250x75 |  | 220-240V |  | 5 | A++ | 65° | 3 | 70 |  | 5000 |  | 74000 | >=0.95 | 182000 |  |  | 125 |  |  | 9 | U6 | 25 | max. 10% at 100.000 hrs |  | Available | 750/339 | Cx=0.3447;Cy=0.3553 | Class I | IK08 | IP50 | IP20 | 50 | 880 | -25 | 1 | 164 | RAL9016 | 50-60Hz | Passive | LED | embedded sensor system | High Bay Rectangular | Tungsram Auriso | Indoor industrial |  | 23.7 | 20500 | Yes |  | risk group 1 |  | Bracket kit. Tilted bracket kit. Busbar bracket kit. Cable hook pair
TBD | AUR-1S25-740-U6-RFM-ST | image | datasheet | deeplink | TUNGSRAM - Tungsram Auriso - 20400lm - 164W - 4000K - 70CRI - TBD[SKU] - Bracket. Y-cable | 1.75 | Bracket. Y-cable | LED | 1 | 164 | [8 empty] | CE | [6 empty] | 20 | 4000 | 450x250x75 |  | 220-240V |  | 5 | A++ | 65° | 3 | 70 |  | 4000 |  | 74000 | >=0.95 | 182000 |  |  | 124.3902 |  |  | 9 | U6 | 25 | max. 10% at 100.000 hrs |  | Available | 740/339 | Cx=0.4338;Cy=0.4030 | Class I | IK08 | IP50 | IP20 | 50 | 880 | -25 | 1 | 164 | RAL9016 | 50-60Hz | Passive | LED | embedded sensor system | High Bay Rectangular | Tungsram Auriso | Indoor industrial |  | 23.7 | 20400 | Yes |  | risk group 1 |  | Bracket kit. Tilted bracket kit. Busbar bracket kit. Cable hook pair
TBD | AUR-1S25-730-U6-RFM-ST | image | datasheet | deeplink | TUNGSRAM - Tungsram Auriso - 19800lm - 164W - 3000K - 70CRI - TBD[SKU] - Bracket. Y-cable | 1.75 | Bracket. Y-cable | LED | 1 | 164 | [8 empty] | CE | [6 empty] | 20 | 3000 | 450x250x75 |  | 220-240V |  | 5 | A++ | 65° | 3 | 70 |  | 3000 |  | 74000 | >=0.95 | 182000 |  |  | 120.7317 |  |  | 9 | U6 | 25 | max. 10% at 100.000 hrs |  | Available | 730/339 | Cx=0.4338;Cy=0.4030 | Class I | IK08 | IP50 | IP20 | 50 | 880 | -25 | 1 | 164 | RAL9016 | 50-60Hz | Passive | LED | embedded sensor system | High Bay Rectangular | Tungsram Auriso | Indoor industrial |  | 23.6 | 19800 | Yes |  | risk group 1 |  | Bracket kit. Tilted bracket kit. Busbar bracket kit. Cable hook pair
TBD | AUR-1S25-850-U4-RFM-ST | image | datasheet | deeplink | TUNGSRAM - Tungsram Auriso - 20700lm - 164W - 5000K - 80CRI - TBD[SKU] - Bracket. Y-cable | 1.75 | Bracket. Y-cable | LED | 1 | 164 | [8 empty] | CE | [6 empty] | 20 | 5000 | 450x250x75 |  | 220-240V |  | 5 | A++ | 45° | 3 | 80 |  | 5000 |  | 74000 | >=0.95 | 182000 |  |  | 126.2195 |  |  | 9 | U4 | 25 | max. 10% at 100.000 hrs |  | Available | 850/339 | Cx=0.3447;Cy=0.3553 | Class I | IK08 | IP50 | IP20 | 50 | 880 | -25 | 1 | 164 | RAL9016 | 50-60Hz | Passive | LED | embedded sensor system | High Bay Rectangular | Tungsram Auriso | Indoor industrial |  | 22.7 | 20700 | Yes |  | risk group 1 |  | Bracket kit. Tilted bracket kit. Busbar bracket kit. Cable hook pair
TBD | AUR-1S25-840-U4-RFM-ST | image | datasheet | deeplink | TUNGSRAM - Tungsram Auriso - 20200lm - 164W - 4000K - 80CRI - TBD[SKU] - Bracket. Y-cable | 1.75 | Bracket. Y-cable | LED | 1 | 164 | [8 empty] | CE | [6 empty] | 20 | 4000 | 450x250x75 |  | 220-240V |  | 5 | A++ | 45° | 3 | 80 |  | 4000 |  | 74000 | >=0.95 | 182000 |  |  | 123.1707 |  |  | 9 | U4 | 25 | max. 10% at 100.000 hrs |  | Available | 840/339 | Cx=0.3818;Cy=0.3797 | Class I | IK08 | IP50 | IP20 | 50 | 880 | -25 | 1 | 164 | RAL9016 | 50-60Hz | Passive | LED | embedded sensor system | High Bay Rectangular | Tungsram Auriso | Indoor industrial |  | 22.7 | 20200 | Yes |  | risk group 1 |  | Bracket kit. Tilted bracket kit. Busbar bracket kit. Cable hook pair
TBD | AUR-1S25-830-U4-RFM-ST | image | datasheet | deeplink | TUNGSRAM - Tungsram Auriso - 19000lm - 164W - 3000K - 80CRI - TBD[SKU] - Bracket. Y-cable | 1.75 | Bracket. Y-cable | LED | 1 | 164 | [8 empty] | CE | [6 empty] | 20 | 3000 | 450x250x75 |  | 220-240V |  | 5 | A++ | 45° | 3 | 80 |  | 3000 |  | 74000 | >=0.95 | 182000 |  |  | 115.8537 |  |  | 9 | U4 | 25 | max. 10% at 100.000 hrs |  | Available | 830/339 | Cx=0.4338;Cy=0.4030 | Class I | IK08 | IP50 | IP20 | 50 | 880 | -25 | 1 | 164 | RAL9016 | 50-60Hz | Passive | LED | embedded sensor system | High Bay Rectangular | Tungsram Auriso | Indoor industrial |  | 22.5 | 19000 | Yes |  | risk group 1 |  | Bracket kit. Tilted bracket kit. Busbar bracket kit. Cable hook pair
TBD | AUR-1S25-750-U4-RFM-ST | image | datasheet | deeplink | TUNGSRAM - Tungsram Auriso - 21300lm - 164W - 5000K - 70CRI - TBD[SKU] - Bracket. Y-cable | 1.75 | Bracket. Y-cable | LED | 1 | 164 | [8 empty] | CE | [6 empty] | 20 | 5000 | 450x250x75 |  | 220-240V |  | 5 | A++ | 45° | 3 | 70 |  | 5000 |  | 74000 | >=0.95 | 182000 |  |  | 129.878 |  |  | 9 | U4 | 25 | max. 10% at 100.000 hrs |  | Available | 750/339 | Cx=0.3447;Cy=0.3553 | Class I | IK08 | IP50 | IP20 | 50 | 880 | -25 | 1 | 164 | RAL9016 | 50-60Hz | Passive | LED | embedded sensor system | High Bay Rectangular | Tungsram Auriso | Indoor industrial |  | 22.9 | 21300 | Yes |  | risk group 1 |  | Bracket kit. Tilted bracket kit. Busbar bracket kit. Cable hook pair
TBD | AUR-1S25-740-U4-RFM-ST | image | datasheet | deeplink | TUNGSRAM - Tungsram Auriso - 21300lm - 164W - 4000K - 70CRI - TBD[SKU] - Bracket. Y-cable | 1.75 | Bracket. Y-cable | LED | 1 | 164 | [8 empty] | CE | [6 empty] | 20 | 4000 | 450x250x75 |  | 220-240V |  | 5 | A++ | 45° | 3 | 70 |  | 4000 |  | 74000 | >=0.95 | 182000 |  |  | 129.878 |  |  | 9 | U4 | 25 | max. 10% at 100.000 hrs |  | Available | 740/339 | Cx=0.4338;Cy=0.4030 | Class I | IK08 | IP50 | IP20 | 50 | 880 | -25 | 1 | 164 | RAL9016 | 50-60Hz | Passive | LED | embedded sensor system | High Bay Rectangular | Tungsram Auriso | Indoor industrial |  | 22.9 | 21300 | Yes |  | risk group 1 |  | Bracket kit. Tilted bracket kit. Busbar bracket kit. Cable hook pair
TBD | AUR-1S25-730-U4-RFM-ST | image | datasheet | deeplink | TUNGSRAM - Tungsram Auriso - 20700lm - 164W - 3000K - 70CRI - TBD[SKU] - Bracket. Y-cable | 1.75 | Bracket. Y-cable | LED | 1 | 164 | [8 empty] | CE | [6 empty] | 20 | 3000 | 450x250x75 |  | 220-240V |  | 5 | A++ | 45° | 3 | 70 |  | 3000 |  | 74000 | >=0.95 | 182000 |  |  | 126.2195 |  |  | 9 | U4 | 25 | max. 10% at 100.000 hrs |  | Available | 730/339 | Cx=0.4338;Cy=0.4030 | Class I | IK08 | IP50 | IP20 | 50 | 880 | -25 | 1 | 164 | RAL9016 | 50-60Hz | Passive | LED | embedded sensor system | High Bay Rectangular | Tungsram Auriso | Indoor industrial |  | 22.8 | 20700 | Yes |  | risk group 1 |  | Bracket kit. Tilted bracket kit. Busbar bracket kit. Cable hook pair
TBD | AUR-1S25-850-L9-RFM-ST | image | datasheet | deeplink | TUNGSRAM - Tungsram Auriso - 25200lm - 164W - 5000K - 80CRI - TBD[SKU] - Bracket. Y-cable | 1.75 | Bracket. Y-cable | LED | 1 | 164 | [8 empty] | CE | [6 empty] | 20 | 5000 | 450x250x75 |  | 220-240V |  | 5 | A++ | 90° | 3 | 80 |  | 5000 |  | 74000 | >=0.95 | 182000 |  |  | 153.6585 |  |  | 9 | L9 | 25 | max. 10% at 100.000 hrs |  | Available | 850/339 | Cx=0.3447;Cy=0.3553 | Class I | IK08 | IP50 | IP20 | 50 | 880 | -25 | 1 | 164 | RAL9016 | 50-60Hz | Passive | LED | embedded sensor system | High Bay Rectangular | Tungsram Auriso | Indoor industrial |  | 25.2 | 25200 | Yes |  | risk group 1 |  | Bracket kit. Tilted bracket kit. Busbar bracket kit. Cable hook pair
TBD | AUR-1S25-840-L9-RFM-ST | image | datasheet | deeplink | TUNGSRAM - Tungsram Auriso - 24500lm - 164W - 4000K - 80CRI - TBD[SKU] - Bracket. Y-cable | 1.75 | Bracket. Y-cable | LED | 1 | 164 | [8 empty] | CE | [6 empty] | 20 | 4000 | 450x250x75 |  | 220-240V |  | 5 | A++ | 90° | 3 | 80 |  | 4000 |  | 74000 | >=0.95 | 182000 |  |  | 149.3902 |  |  | 9 | L9 | 25 | max. 10% at 100.000 hrs |  | Available | 840/339 | Cx=0.3818;Cy=0.3797 | Class I | IK08 | IP50 | IP20 | 50 | 880 | -25 | 1 | 164 | RAL9016 | 50-60Hz | Passive | LED | embedded sensor system | High Bay Rectangular | Tungsram Auriso | Indoor industrial |  | 25.2 | 24500 | Yes |  | risk group 1 |  | Bracket kit. Tilted bracket kit. Busbar bracket kit. Cable hook pair
TBD | AUR-1S25-830-L9-RFM-ST | image | datasheet | deeplink | TUNGSRAM - Tungsram Auriso - 23100lm - 164W - 3000K - 80CRI - TBD[SKU] - Bracket. Y-cable | 1.75 | Bracket. Y-cable | LED | 1 | 164 | [8 empty] | CE | [6 empty] | 20 | 3000 | 450x250x75 |  | 220-240V |  | 5 | A++ | 90° | 3 | 80 |  | 3000 |  | 74000 | >=0.95 | 182000 |  |  | 140.8537 |  |  | 9 | L9 | 25 | max. 10% at 100.000 hrs |  | Available | 830/339 | Cx=0.4338;Cy=0.4030 | Class I | IK08 | IP50 | IP20 | 50 | 880 | -25 | 1 | 164 | RAL9016 | 50-60Hz | Passive | LED | embedded sensor system | High Bay Rectangular | Tungsram Auriso | Indoor industrial |  | 25.1 | 23100 | Yes |  | risk group 1 |  | Bracket kit. Tilted bracket kit. Busbar bracket kit. Cable hook pair
TBD | AUR-1S25-750-L9-RFM-ST | image | datasheet | deeplink | TUNGSRAM - Tungsram Auriso - 25900lm - 164W - 5000K - 70CRI - TBD[SKU] - Bracket. Y-cable | 1.75 | Bracket. Y-cable | LED | 1 | 164 | [8 empty] | CE | [6 empty] | 20 | 5000 | 450x250x75 |  | 220-240V |  | 5 | A++ | 90° | 3 | 70 |  | 5000 |  | 74000 | >=0.95 | 182000 |  |  | 157.9268 |  |  | 9 | L9 | 25 | max. 10% at 100.000 hrs |  | Available | 750/339 | Cx=0.3447;Cy=0.3553 | Class I | IK08 | IP50 | IP20 | 50 | 880 | -25 | 1 | 164 | RAL9016 | 50-60Hz | Passive | LED | embedded sensor system | High Bay Rectangular | Tungsram Auriso | Indoor industrial |  | 25.5 | 25900 | Yes |  | risk group 1 |  | Bracket kit. Tilted bracket kit. Busbar bracket kit. Cable hook pair
TBD | AUR-1S25-740-L9-RFM-ST | image | datasheet | deeplink | TUNGSRAM - Tungsram Auriso - 25800lm - 164W - 4000K - 70CRI - TBD[SKU] - Bracket. Y-cable | 1.75 | Bracket. Y-cable | LED | 1 | 164 | [8 empty] | CE | [6 empty] | 20 | 4000 | 450x250x75 |  | 220-240V |  | 5 | A++ | 90° | 3 | 70 |  | 4000 |  | 74000 | >=0.95 | 182000 |  |  | 157.3171 |  |  | 9 | L9 | 25 | max. 10% at 100.000 hrs |  | Available | 740/339 | Cx=0.4338;Cy=0.4030 | Class I | IK08 | IP50 | IP20 | 50 | 880 | -25 | 1 | 164 | RAL9016 | 50-60Hz | Passive | LED | embedded sensor system | High Bay Rectangular | Tungsram Auriso | Indoor industrial |  | 25.5 | 25800 | Yes |  | risk group 1 |  | Bracket kit. Tilted bracket kit. Busbar bracket kit. Cable hook pair
TBD | AUR-1S25-730-L9-RFM-ST | image | datasheet | deeplink | TUNGSRAM - Tungsram Auriso - 25100lm - 164W - 3000K - 70CRI - TBD[SKU] - Bracket. Y-cable | 1.75 | Bracket. Y-cable | LED | 1 | 164 | [8 empty] | CE | [6 empty] | 20 | 3000 | 450x250x75 |  | 220-240V |  | 5 | A++ | 90° | 3 | 70 |  | 3000 |  | 74000 | >=0.95 | 182000 |  |  | 153.0488 |  |  | 9 | L9 | 25 | max. 10% at 100.000 hrs |  | Available | 730/339 | Cx=0.4338;Cy=0.4030 | Class I | IK08 | IP50 | IP20 | 50 | 880 | -25 | 1 | 164 | RAL9016 | 50-60Hz | Passive | LED | embedded sensor system | High Bay Rectangular | Tungsram Auriso | Indoor industrial |  | 25.4 | 25100 | Yes |  | risk group 1 |  | Bracket kit. Tilted bracket kit. Busbar bracket kit. Cable hook pair
TBD | AUR-1S25-850-L6-RFM-ST | image | datasheet | deeplink | TUNGSRAM - Tungsram Auriso - 24200lm - 164W - 5000K - 80CRI - TBD[SKU] - Bracket. Y-cable | 1.75 | Bracket. Y-cable | LED | 1 | 164 | [8 empty] | CE | [6 empty] | 20 | 5000 | 450x250x75 |  | 220-240V |  | 5 | A++ | 70° | 3 | 80 |  | 5000 |  | 74000 | >=0.95 | 182000 |  |  | 147.561 |  |  | 9 | L6 | 25 | max. 10% at 100.000 hrs |  | Available | 850/339 | Cx=0.3447;Cy=0.3553 | Class I | IK08 | IP50 | IP20 | 50 | 880 | -25 | 1 | 164 | RAL9016 | 50-60Hz | Passive | LED | embedded sensor system | High Bay Rectangular | Tungsram Auriso | Indoor industrial |  | 23.6 | 24200 | Yes |  | risk group 1 |  | Bracket kit. Tilted bracket kit. Busbar bracket kit. Cable hook pair
TBD | AUR-1S25-840-L6-RFM-ST | image | datasheet | deeplink | TUNGSRAM - Tungsram Auriso - 23600lm - 164W - 4000K - 80CRI - TBD[SKU] - Bracket. Y-cable | 1.75 | Bracket. Y-cable | LED | 1 | 164 | [8 empty] | CE | [6 empty] | 20 | 4000 | 450x250x75 |  | 220-240V |  | 5 | A++ | 70° | 3 | 80 |  | 4000 |  | 74000 | >=0.95 | 182000 |  |  | 143.9024 |  |  | 9 | L6 | 25 | max. 10% at 100.000 hrs |  | Available | 840/339 | Cx=0.3818;Cy=0.3797 | Class I | IK08 | IP50 | IP20 | 50 | 880 | -25 | 1 | 164 | RAL9016 | 50-60Hz | Passive | LED | embedded sensor system | High Bay Rectangular | Tungsram Auriso | Indoor industrial |  | 23.6 | 23600 | Yes |  | risk group 1 |  | Bracket kit. Tilted bracket kit. Busbar bracket kit. Cable hook pair
TBD | AUR-1S25-830-L6-RFM-ST | image | datasheet | deeplink | TUNGSRAM - Tungsram Auriso - 22200lm - 164W - 3000K - 80CRI - TBD[SKU] - Bracket. Y-cable | 1.75 | Bracket. Y-cable | LED | 1 | 164 | [8 empty] | CE | [6 empty] | 20 | 3000 | 450x250x75 |  | 220-240V |  | 5 | A++ | 70° | 3 | 80 |  | 3000 |  | 74000 | >=0.95 | 182000 |  |  | 135.3659 |  |  | 9 | L6 | 25 | max. 10% at 100.000 hrs |  | Available | 830/339 | Cx=0.4338;Cy=0.4030 | Class I | IK08 | IP50 | IP20 | 50 | 880 | -25 | 1 | 164 | RAL9016 | 50-60Hz | Passive | LED | embedded sensor system | High Bay Rectangular | Tungsram Auriso | Indoor industrial |  | 23.5 | 22200 | Yes |  | risk group 1 |  | Bracket kit. Tilted bracket kit. Busbar bracket kit. Cable hook pair
TBD | AUR-1S25-750-L6-RFM-ST | image | datasheet | deeplink | TUNGSRAM - Tungsram Auriso - 24900lm - 164W - 5000K - 70CRI - TBD[SKU] - Bracket. Y-cable | 1.75 | Bracket. Y-cable | LED | 1 | 164 | [8 empty] | CE | [6 empty] | 20 | 5000 | 450x250x75 |  | 220-240V |  | 5 | A++ | 70° | 3 | 70 |  | 5000 |  | 74000 | >=0.95 | 182000 |  |  | 151.8293 |  |  | 9 | L6 | 25 | max. 10% at 100.000 hrs |  | Available | 750/339 | Cx=0.3447;Cy=0.3553 | Class I | IK08 | IP50 | IP20 | 50 | 880 | -25 | 1 | 164 | RAL9016 | 50-60Hz | Passive | LED | embedded sensor system | High Bay Rectangular | Tungsram Auriso | Indoor industrial |  | 23.9 | 24900 | Yes |  | risk group 1 |  | Bracket kit. Tilted bracket kit. Busbar bracket kit. Cable hook pair
TBD | AUR-1S25-740-L6-RFM-ST | image | datasheet | deeplink | TUNGSRAM - Tungsram Auriso - 24800lm - 164W - 4000K - 70CRI - TBD[SKU] - Bracket. Y-cable | 1.75 | Bracket. Y-cable | LED | 1 | 164 | [8 empty] | CE | [6 empty] | 20 | 4000 | 450x250x75 |  | 220-240V |  | 5 | A++ | 70° | 3 | 70 |  | 4000 |  | 74000 | >=0.95 | 182000 |  |  | 151.2195 |  |  | 9 | L6 | 25 | max. 10% at 100.000 hrs |  | Available | 740/339 | Cx=0.4338;Cy=0.4030 | Class I | IK08 | IP50 | IP20 | 50 | 880 | -25 | 1 | 164 | RAL9016 | 50-60Hz | Passive | LED | embedded sensor system | High Bay Rectangular | Tungsram Auriso | Indoor industrial |  | 23.9 | 24800 | Yes |  | risk group 1 |  | Bracket kit. Tilted bracket kit. Busbar bracket kit. Cable hook pair
TBD | AUR-1S25-730-L6-RFM-ST | image | datasheet | deeplink | TUNGSRAM - Tungsram Auriso - 24100lm - 164W - 3000K - 70CRI - TBD[SKU] - Bracket. Y-cable | 1.75 | Bracket. Y-cable | LED | 1 | 164 | [8 empty] | CE | [6 empty] | 20 | 3000 | 450x250x75 |  | 220-240V |  | 5 | A++ | 70° | 3 | 70 |  | 3000 |  | 74000 | >=0.95 | 182000 |  |  | 146.9512 |  |  | 9 | L6 | 25 | max. 10% at 100.000 hrs |  | Available | 730/339 | Cx=0.4338;Cy=0.4030 | Class I | IK08 | IP50 | IP20 | 50 | 880 | -25 | 1 | 164 | RAL9016 | 50-60Hz | Passive | LED | embedded sensor system | High Bay Rectangular | Tungsram Auriso | Indoor industrial |  | 23.7 | 24100 | Yes |  | risk group 1 |  | Bracket kit. Tilted bracket kit. Busbar bracket kit. Cable hook pair
TBD | AUR-1S25-850-L3-RFM-ST | image | datasheet | deeplink | TUNGSRAM - Tungsram Auriso - 25700lm - 164W - 5000K - 80CRI - TBD[SKU] - Bracket. Y-cable | 1.75 | Bracket. Y-cable | LED | 1 | 164 | [8 empty] | CE | [6 empty] | 20 | 5000 | 450x250x75 |  | 220-240V |  | 5 | A++ | 35° | 3 | 80 |  | 5000 |  | 74000 | >=0.95 | 182000 |  |  | 156.7073 |  |  | 9 | L3 | 25 | max. 10% at 100.000 hrs |  | Available | 850/339 | Cx=0.3447;Cy=0.3553 | Class I | IK08 | IP50 | IP20 | 50 | 880 | -25 | 1 | 164 | RAL9016 | 50-60Hz | Passive | LED | embedded sensor system | High Bay Rectangular | Tungsram Auriso | Indoor industrial |  | 19.1 | 25700 | Yes |  | risk group 1 |  | Bracket kit. Tilted bracket kit. Busbar bracket kit. Cable hook pair
TBD | AUR-1S25-840-L3-RFM-ST | image | datasheet | deeplink | TUNGSRAM - Tungsram Auriso - 25000lm - 164W - 4000K - 80CRI - TBD[SKU] - Bracket. Y-cable | 1.75 | Bracket. Y-cable | LED | 1 | 164 | [8 empty] | CE | [6 empty] | 20 | 4000 | 450x250x75 |  | 220-240V |  | 5 | A++ | 35° | 3 | 80 |  | 4000 |  | 74000 | >=0.95 | 182000 |  |  | 152.439 |  |  | 9 | L3 | 25 | max. 10% at 100.000 hrs |  | Available | 840/339 | Cx=0.3818;Cy=0.3797 | Class I | IK08 | IP50 | IP20 | 50 | 880 | -25 | 1 | 164 | RAL9016 | 50-60Hz | Passive | LED | embedded sensor system | High Bay Rectangular | Tungsram Auriso | Indoor industrial |  | 19.1 | 25000 | Yes |  | risk group 1 |  | Bracket kit. Tilted bracket kit. Busbar bracket kit. Cable hook pair
TBD | AUR-1S25-830-L3-RFM-ST | image | datasheet | deeplink | TUNGSRAM - Tungsram Auriso - 23600lm - 164W - 3000K - 80CRI - TBD[SKU] - Bracket. Y-cable | 1.75 | Bracket. Y-cable | LED | 1 | 164 | [8 empty] | CE | [6 empty] | 20 | 3000 | 450x250x75 |  | 220-240V |  | 5 | A++ | 35° | 3 | 80 |  | 3000 |  | 74000 | >=0.95 | 182000 |  |  | 143.9024 |  |  | 9 | L3 | 25 | max. 10% at 100.000 hrs |  | Available | 830/339 | Cx=0.4338;Cy=0.4030 | Class I | IK08 | IP50 | IP20 | 50 | 880 | -25 | 1 | 164 | RAL9016 | 50-60Hz | Passive | LED | embedded sensor system | High Bay Rectangular | Tungsram Auriso | Indoor industrial |  | 19 | 23600 | Yes |  | risk group 1 |  | Bracket kit. Tilted bracket kit. Busbar bracket kit. Cable hook pair
TBD | AUR-1S25-750-L3-RFM-ST | image | datasheet | deeplink | TUNGSRAM - Tungsram Auriso - 26400lm - 164W - 5000K - 70CRI - TBD[SKU] - Bracket. Y-cable | 1.75 | Bracket. Y-cable | LED | 1 | 164 | [8 empty] | CE | [6 empty] | 20 | 5000 | 450x250x75 |  | 220-240V |  | 5 | A++ | 35° | 3 | 70 |  | 5000 |  | 74000 | >=0.95 | 182000 |  |  | 160.9756 |  |  | 9 | L3 | 25 | max. 10% at 100.000 hrs |  | Available | 750/339 | Cx=0.3447;Cy=0.3553 | Class I | IK08 | IP50 | IP20 | 50 | 880 | -25 | 1 | 164 | RAL9016 | 50-60Hz | Passive | LED | embedded sensor system | High Bay Rectangular | Tungsram Auriso | Indoor industrial |  | 19.4 | 26400 | Yes |  | risk group 1 |  | Bracket kit. Tilted bracket kit. Busbar bracket kit. Cable hook pair
TBD | AUR-1S25-740-L3-RFM-ST | image | datasheet | deeplink | TUNGSRAM - Tungsram Auriso - 26300lm - 164W - 4000K - 70CRI - TBD[SKU] - Bracket. Y-cable | 1.75 | Bracket. Y-cable | LED | 1 | 164 | [8 empty] | CE | [6 empty] | 20 | 4000 | 450x250x75 |  | 220-240V |  | 5 | A++ | 35° | 3 | 70 |  | 4000 |  | 74000 | >=0.95 | 182000 |  |  | 160.3659 |  |  | 9 | L3 | 25 | max. 10% at 100.000 hrs |  | Available | 740/339 | Cx=0.4338;Cy=0.4030 | Class I | IK08 | IP50 | IP20 | 50 | 880 | -25 | 1 | 164 | RAL9016 | 50-60Hz | Passive | LED | embedded sensor system | High Bay Rectangular | Tungsram Auriso | Indoor industrial |  | 19.4 | 26300 | Yes |  | risk group 1 |  | Bracket kit. Tilted bracket kit. Busbar bracket kit. Cable hook pair
TBD | AUR-1S25-730-L3-RFM-ST | image | datasheet | deeplink | TUNGSRAM - Tungsram Auriso - 25600lm - 164W - 3000K - 70CRI - TBD[SKU] - Bracket. Y-cable | 1.75 | Bracket. Y-cable | LED | 1 | 164 | [8 empty] | CE | [6 empty] | 20 | 3000 | 450x250x75 |  | 220-240V |  | 5 | A++ | 35° | 3 | 70 |  | 3000 |  | 74000 | >=0.95 | 182000 |  |  | 156.0976 |  |  | 9 | L3 | 25 | max. 10% at 100.000 hrs |  | Available | 730/339 | Cx=0.4338;Cy=0.4030 | Class I | IK08 | IP50 | IP20 | 50 | 880 | -25 | 1 | 164 | RAL9016 | 50-60Hz | Passive | LED | embedded sensor system | High Bay Rectangular | Tungsram Auriso | Indoor industrial |  | 19.2 | 25600 | Yes |  | risk group 1 |  | Bracket kit. Tilted bracket kit. Busbar bracket kit. Cable hook pair
TBD | AUR-1S25-850-D1-RFM-ST | image | datasheet | deeplink | TUNGSRAM - Tungsram Auriso - 21900lm - 164W - 5000K - 80CRI - TBD[SKU] - Bracket. Y-cable | 1.75 | Bracket. Y-cable | LED | 1 | 164 | [8 empty] | CE | [6 empty] | 20 | 5000 | 450x250x75 |  | 220-240V |  | 5 | A++ | 100° | 3 | 80 |  | 5000 |  | 74000 | >=0.95 | 182000 |  |  | 133.5366 |  |  | 9 | D1 | 25 | max. 10% at 100.000 hrs |  | Available | 850/339 | Cx=0.3447;Cy=0.3553 | Class I | IK08 | IP20 | IP20 | 50 | 880 | -25 | 1 | 164 | RAL9016 | 50-60Hz | Passive | LED | embedded sensor system | High Bay Rectangular | Tungsram Auriso | Indoor industrial |  | 27.4 | 21900 | Yes |  | risk group 1 |  | Bracket kit. Tilted bracket kit. Busbar bracket kit. Cable hook pair
TBD | AUR-1S25-840-D1-RFM-ST | image | datasheet | deeplink | TUNGSRAM - Tungsram Auriso - 21400lm - 164W - 4000K - 80CRI - TBD[SKU] - Bracket. Y-cable | 1.75 | Bracket. Y-cable | LED | 1 | 164 | [8 empty] | CE | [6 empty] | 20 | 4000 | 450x250x75 |  | 220-240V |  | 5 | A++ | 100° | 3 | 80 |  | 4000 |  | 74000 | >=0.95 | 182000 |  |  | 130.4878 |  |  | 9 | D1 | 25 | max. 10% at 100.000 hrs |  | Available | 840/339 | Cx=0.3818;Cy=0.3797 | Class I | IK08 | IP20 | IP20 | 50 | 880 | -25 | 1 | 164 | RAL9016 | 50-60Hz | Passive | LED | embedded sensor system | High Bay Rectangular | Tungsram Auriso | Indoor industrial |  | 27.4 | 21400 | Yes |  | risk group 1 |  | Bracket kit. Tilted bracket kit. Busbar bracket kit. Cable hook pair
TBD | AUR-1S25-830-D1-RFM-ST | image | datasheet | deeplink | TUNGSRAM - Tungsram Auriso - 20100lm - 164W - 3000K - 80CRI - TBD[SKU] - Bracket. Y-cable | 1.75 | Bracket. Y-cable | LED | 1 | 164 | [8 empty] | CE | [6 empty] | 20 | 3000 | 450x250x75 |  | 220-240V |  | 5 | A++ | 100° | 3 | 80 |  | 3000 |  | 74000 | >=0.95 | 182000 |  |  | 122.561 |  |  | 9 | D1 | 25 | max. 10% at 100.000 hrs |  | Available | 830/339 | Cx=0.4338;Cy=0.4030 | Class I | IK08 | IP20 | IP20 | 50 | 880 | -25 | 1 | 164 | RAL9016 | 50-60Hz | Passive | LED | embedded sensor system | High Bay Rectangular | Tungsram Auriso | Indoor industrial |  | 27.3 | 20100 | Yes |  | risk group 1 |  | Bracket kit. Tilted bracket kit. Busbar bracket kit. Cable hook pair
TBD | AUR-1S25-750-D1-RFM-ST | image | datasheet | deeplink | TUNGSRAM - Tungsram Auriso - 22600lm - 164W - 5000K - 70CRI - TBD[SKU] - Bracket. Y-cable | 1.75 | Bracket. Y-cable | LED | 1 | 164 | [8 empty] | CE | [6 empty] | 20 | 5000 | 450x250x75 |  | 220-240V |  | 5 | A++ | 100° | 3 | 70 |  | 5000 |  | 74000 | >=0.95 | 182000 |  |  | 137.8049 |  |  | 9 | D1 | 25 | max. 10% at 100.000 hrs |  | Available | 750/339 | Cx=0.3447;Cy=0.3553 | Class I | IK08 | IP20 | IP20 | 50 | 880 | -25 | 1 | 164 | RAL9016 | 50-60Hz | Passive | LED | embedded sensor system | High Bay Rectangular | Tungsram Auriso | Indoor industrial |  | 27.7 | 22600 | Yes |  | risk group 1 |  | Bracket kit. Tilted bracket kit. Busbar bracket kit. Cable hook pair
TBD | AUR-1S25-740-D1-RFM-ST | image | datasheet | deeplink | TUNGSRAM - Tungsram Auriso - 22500lm - 164W - 4000K - 70CRI - TBD[SKU] - Bracket. Y-cable | 1.75 | Bracket. Y-cable | LED | 1 | 164 | [8 empty] | CE | [6 empty] | 20 | 4000 | 450x250x75 |  | 220-240V |  | 5 | A++ | 100° | 3 | 70 |  | 4000 |  | 74000 | >=0.95 | 182000 |  |  | 137.1951 |  |  | 9 | D1 | 25 | max. 10% at 100.000 hrs |  | Available | 740/339 | Cx=0.4338;Cy=0.4030 | Class I | IK08 | IP20 | IP20 | 50 | 880 | -25 | 1 | 164 | RAL9016 | 50-60Hz | Passive | LED | embedded sensor system | High Bay Rectangular | Tungsram Auriso | Indoor industrial |  | 27.7 | 22500 | Yes |  | risk group 1 |  | Bracket kit. Tilted bracket kit. Busbar bracket kit. Cable hook pair
TBD | AUR-1S25-730-D1-RFM-ST | image | datasheet | deeplink | TUNGSRAM - Tungsram Auriso - 21900lm - 164W - 3000K - 70CRI - TBD[SKU] - Bracket. Y-cable | 1.75 | Bracket. Y-cable | LED | 1 | 164 | [8 empty] | CE | [6 empty] | 20 | 3000 | 450x250x75 |  | 220-240V |  | 5 | A++ | 100° | 3 | 70 |  | 3000 |  | 74000 | >=0.95 | 182000 |  |  | 133.5366 |  |  | 9 | D1 | 25 | max. 10% at 100.000 hrs |  | Available | 730/339 | Cx=0.4338;Cy=0.4030 | Class I | IK08 | IP20 | IP20 | 50 | 880 | -25 | 1 | 164 | RAL9016 | 50-60Hz | Passive | LED | embedded sensor system | High Bay Rectangular | Tungsram Auriso | Indoor industrial |  | 27.6 | 21900 | Yes |  | risk group 1 |  | Bracket kit. Tilted bracket kit. Busbar bracket kit. Cable hook pair
TBD | AUR-1S25-850-C1-RFM-ST | image | datasheet | deeplink | TUNGSRAM - Tungsram Auriso - 24400lm - 164W - 5000K - 80CRI - TBD[SKU] - Bracket. Y-cable | 1.75 | Bracket. Y-cable | LED | 1 | 164 | [8 empty] | CE | [6 empty] | 20 | 5000 | 450x250x75 |  | 220-240V |  | 5 | A++ | 110° | 3 | 80 |  | 5000 |  | 74000 | >=0.95 | 182000 |  |  | 148.7805 |  |  | 9 | C1 | 25 | max. 10% at 100.000 hrs |  | Available | 850/339 | Cx=0.3447;Cy=0.3553 | Class I | IK08 | IP20 | IP20 | 50 | 880 | -25 | 1 | 164 | RAL9016 | 50-60Hz | Passive | LED | embedded sensor system | High Bay Rectangular | Tungsram Auriso | Indoor industrial |  | 27.3 | 24400 | Yes |  | risk group 1 |  | Bracket kit. Tilted bracket kit. Busbar bracket kit. Cable hook pair
TBD | AUR-1S25-840-C1-RFM-ST | image | datasheet | deeplink | TUNGSRAM - Tungsram Auriso - 23800lm - 164W - 4000K - 80CRI - TBD[SKU] - Bracket. Y-cable | 1.75 | Bracket. Y-cable | LED | 1 | 164 | [8 empty] | CE | [6 empty] | 20 | 4000 | 450x250x75 |  | 220-240V |  | 5 | A++ | 110° | 3 | 80 |  | 4000 |  | 74000 | >=0.95 | 182000 |  |  | 145.122 |  |  | 9 | C1 | 25 | max. 10% at 100.000 hrs |  | Available | 840/339 | Cx=0.3818;Cy=0.3797 | Class I | IK08 | IP20 | IP20 | 50 | 880 | -25 | 1 | 164 | RAL9016 | 50-60Hz | Passive | LED | embedded sensor system | High Bay Rectangular | Tungsram Auriso | Indoor industrial |  | 27.3 | 23800 | Yes |  | risk group 1 |  | Bracket kit. Tilted bracket kit. Busbar bracket kit. Cable hook pair
TBD | AUR-1S25-830-C1-RFM-ST | image | datasheet | deeplink | TUNGSRAM - Tungsram Auriso - 22400lm - 164W - 3000K - 80CRI - TBD[SKU] - Bracket. Y-cable | 1.75 | Bracket. Y-cable | LED | 1 | 164 | [8 empty] | CE | [6 empty] | 20 | 3000 | 450x250x75 |  | 220-240V |  | 5 | A++ | 110° | 3 | 80 |  | 3000 |  | 74000 | >=0.95 | 182000 |  |  | 136.5854 |  |  | 9 | C1 | 25 | max. 10% at 100.000 hrs |  | Available | 830/339 | Cx=0.4338;Cy=0.4030 | Class I | IK08 | IP20 | IP20 | 50 | 880 | -25 | 1 | 164 | RAL9016 | 50-60Hz | Passive | LED | embedded sensor system | High Bay Rectangular | Tungsram Auriso | Indoor industrial |  | 27.2 | 22400 | Yes |  | risk group 1 |  | Bracket kit. Tilted bracket kit. Busbar bracket kit. Cable hook pair
TBD | AUR-1S25-750-C1-RFM-ST | image | datasheet | deeplink | TUNGSRAM - Tungsram Auriso - 25100lm - 164W - 5000K - 70CRI - TBD[SKU] - Bracket. Y-cable | 1.75 | Bracket. Y-cable | LED | 1 | 164 | [8 empty] | CE | [6 empty] | 20 | 5000 | 450x250x75 |  | 220-240V |  | 5 | A++ | 110° | 3 | 70 |  | 5000 |  | 74000 | >=0.95 | 182000 |  |  | 153.0488 |  |  | 9 | C1 | 25 | max. 10% at 100.000 hrs |  | Available | 750/339 | Cx=0.3447;Cy=0.3553 | Class I | IK08 | IP20 | IP20 | 50 | 880 | -25 | 1 | 164 | RAL9016 | 50-60Hz | Passive | LED | embedded sensor system | High Bay Rectangular | Tungsram Auriso | Indoor industrial |  | 27.6 | 25100 | Yes |  | risk group 1 |  | Bracket kit. Tilted bracket kit. Busbar bracket kit. Cable hook pair
TBD | AUR-1S25-740-C1-RFM-ST | image | datasheet | deeplink | TUNGSRAM - Tungsram Auriso - 25000lm - 164W - 4000K - 70CRI - TBD[SKU] - Bracket. Y-cable | 1.75 | Bracket. Y-cable | LED | 1 | 164 | [8 empty] | CE | [6 empty] | 20 | 4000 | 450x250x75 |  | 220-240V |  | 5 | A++ | 110° | 3 | 70 |  | 4000 |  | 74000 | >=0.95 | 182000 |  |  | 152.439 |  |  | 9 | C1 | 25 | max. 10% at 100.000 hrs |  | Available | 740/339 | Cx=0.4338;Cy=0.4030 | Class I | IK08 | IP20 | IP20 | 50 | 880 | -25 | 1 | 164 | RAL9016 | 50-60Hz | Passive | LED | embedded sensor system | High Bay Rectangular | Tungsram Auriso | Indoor industrial |  | 27.6 | 25000 | Yes |  | risk group 1 |  | Bracket kit. Tilted bracket kit. Busbar bracket kit. Cable hook pair
TBD | AUR-1S25-730-C1-RFM-ST | image | datasheet | deeplink | TUNGSRAM - Tungsram Auriso - 24300lm - 164W - 3000K - 70CRI - TBD[SKU] - Bracket. Y-cable | 1.75 | Bracket. Y-cable | LED | 1 | 164 | [8 empty] | CE | [6 empty] | 20 | 3000 | 450x250x75 |  | 220-240V |  | 5 | A++ | 110° | 3 | 70 |  | 3000 |  | 74000 | >=0.95 | 182000 |  |  | 148.1707 |  |  | 9 | C1 | 25 | max. 10% at 100.000 hrs |  | Available | 730/339 | Cx=0.4338;Cy=0.4030 | Class I | IK08 | IP20 | IP20 | 50 | 880 | -25 | 1 | 164 | RAL9016 | 50-60Hz | Passive | LED | embedded sensor system | High Bay Rectangular | Tungsram Auriso | Indoor industrial |  | 27.5 | 24300 | Yes |  | risk group 1 |  | Bracket kit. Tilted bracket kit. Busbar bracket kit. Cable hook pair
TBD | AUR-1S20-850-U8-RFM-ST | image | datasheet | deeplink | TUNGSRAM - Tungsram Auriso - 17300lm - 134W - 5000K - 80CRI - TBD[SKU] - Bracket. Y-cable | 1.58 | Bracket. Y-cable | LED | 1 | 134 | [8 empty] | CE | [6 empty] | 20 | 5000 | 450x250x75 |  | 220-240V |  | 5 | A++ | 80° | 3 | 80 |  | 5000 |  | 54000 | >=0.95 | 124000 |  |  | 129.1045 |  |  | 9 | U8 | 25 | max. 10% at 100.000 hrs |  | Available | 850/339 | Cx=0.3447;Cy=0.3553 | Class I | IK08 | IP20 | IP20 | 50 | 720 | -25 | 1 | 134 | RAL9016 | 50-60Hz | Passive | LED | embedded sensor system | High Bay Rectangular | Tungsram Auriso | Indoor industrial |  | 23.9 | 17300 | Yes |  | risk group 1 |  | Bracket kit. Tilted bracket kit. Busbar bracket kit. Cable hook pair
TBD | AUR-1S20-840-U8-RFM-ST | image | datasheet | deeplink | TUNGSRAM - Tungsram Auriso - 16900lm - 134W - 4000K - 80CRI - TBD[SKU] - Bracket. Y-cable | 1.58 | Bracket. Y-cable | LED | 1 | 134 | [8 empty] | CE | [6 empty] | 20 | 4000 | 450x250x75 |  | 220-240V |  | 5 | A++ | 80° | 3 | 80 |  | 4000 |  | 54000 | >=0.95 | 124000 |  |  | 126.1194 |  |  | 9 | U8 | 25 | max. 10% at 100.000 hrs |  | Available | 840/339 | Cx=0.3818;Cy=0.3797 | Class I | IK08 | IP20 | IP20 | 50 | 720 | -25 | 1 | 134 | RAL9016 | 50-60Hz | Passive | LED | embedded sensor system | High Bay Rectangular | Tungsram Auriso | Indoor industrial |  | 23.9 | 16900 | Yes |  | risk group 1 |  | Bracket kit. Tilted bracket kit. Busbar bracket kit. Cable hook pair
TBD | AUR-1S20-830-U8-RFM-ST | image | datasheet | deeplink | TUNGSRAM - Tungsram Auriso - 15900lm - 134W - 3000K - 80CRI - TBD[SKU] - Bracket. Y-cable | 1.58 | Bracket. Y-cable | LED | 1 | 134 | [8 empty] | CE | [6 empty] | 20 | 3000 | 450x250x75 |  | 220-240V |  | 5 | A++ | 80° | 3 | 80 |  | 3000 |  | 54000 | >=0.95 | 124000 |  |  | 118.6567 |  |  | 9 | U8 | 25 | max. 10% at 100.000 hrs |  | Available | 830/339 | Cx=0.4338;Cy=0.4030 | Class I | IK08 | IP20 | IP20 | 50 | 720 | -25 | 1 | 134 | RAL9016 | 50-60Hz | Passive | LED | embedded sensor system | High Bay Rectangular | Tungsram Auriso | Indoor industrial |  | 23.8 | 15900 | Yes |  | risk group 1 |  | Bracket kit. Tilted bracket kit. Busbar bracket kit. Cable hook pair
TBD | AUR-1S20-750-U8-RFM-ST | image | datasheet | deeplink | TUNGSRAM - Tungsram Auriso - 17800lm - 134W - 5000K - 70CRI - TBD[SKU] - Bracket. Y-cable | 1.58 | Bracket. Y-cable | LED | 1 | 134 | [8 empty] | CE | [6 empty] | 20 | 5000 | 450x250x75 |  | 220-240V |  | 5 | A++ | 80° | 3 | 70 |  | 5000 |  | 54000 | >=0.95 | 124000 |  |  | 132.8358 |  |  | 9 | U8 | 25 | max. 10% at 100.000 hrs |  | Available | 750/339 | Cx=0.3447;Cy=0.3553 | Class I | IK08 | IP20 | IP20 | 50 | 720 | -25 | 1 | 134 | RAL9016 | 50-60Hz | Passive | LED | embedded sensor system | High Bay Rectangular | Tungsram Auriso | Indoor industrial |  | 24.2 | 17800 | Yes |  | risk group 1 |  | Bracket kit. Tilted bracket kit. Busbar bracket kit. Cable hook pair
TBD | AUR-1S20-740-U8-RFM-ST | image | datasheet | deeplink | TUNGSRAM - Tungsram Auriso - 17800lm - 134W - 4000K - 70CRI - TBD[SKU] - Bracket. Y-cable | 1.58 | Bracket. Y-cable | LED | 1 | 134 | [8 empty] | CE | [6 empty] | 20 | 4000 | 450x250x75 |  | 220-240V |  | 5 | A++ | 80° | 3 | 70 |  | 4000 |  | 54000 | >=0.95 | 124000 |  |  | 132.8358 |  |  | 9 | U8 | 25 | max. 10% at 100.000 hrs |  | Available | 740/339 | Cx=0.4338;Cy=0.4030 | Class I | IK08 | IP20 | IP20 | 50 | 720 | -25 | 1 | 134 | RAL9016 | 50-60Hz | Passive | LED | embedded sensor system | High Bay Rectangular | Tungsram Auriso | Indoor industrial |  | 24.2 | 17800 | Yes |  | risk group 1 |  | Bracket kit. Tilted bracket kit. Busbar bracket kit. Cable hook pair
TBD | AUR-1S20-730-U8-RFM-ST | image | datasheet | deeplink | TUNGSRAM - Tungsram Auriso - 17300lm - 134W - 3000K - 70CRI - TBD[SKU] - Bracket. Y-cable | 1.58 | Bracket. Y-cable | LED | 1 | 134 | [8 empty] | CE | [6 empty] | 20 | 3000 | 450x250x75 |  | 220-240V |  | 5 | A++ | 80° | 3 | 70 |  | 3000 |  | 54000 | >=0.95 | 124000 |  |  | 129.1045 |  |  | 9 | U8 | 25 | max. 10% at 100.000 hrs |  | Available | 730/339 | Cx=0.4338;Cy=0.4030 | Class I | IK08 | IP20 | IP20 | 50 | 720 | -25 | 1 | 134 | RAL9016 | 50-60Hz | Passive | LED | embedded sensor system | High Bay Rectangular | Tungsram Auriso | Indoor industrial |  | 24.1 | 17300 | Yes |  | risk group 1 |  | Bracket kit. Tilted bracket kit. Busbar bracket kit. Cable hook pair
TBD | AUR-1S20-850-U6-RFM-ST | image | datasheet | deeplink | TUNGSRAM - Tungsram Auriso - 15800lm - 134W - 5000K - 80CRI - TBD[SKU] - Bracket. Y-cable | 1.58 | Bracket. Y-cable | LED | 1 | 134 | [8 empty] | CE | [6 empty] | 20 | 5000 | 450x250x75 |  | 220-240V |  | 5 | A++ | 65° | 3 | 80 |  | 5000 |  | 54000 | >=0.95 | 124000 |  |  | 117.9104 |  |  | 9 | U6 | 25 | max. 10% at 100.000 hrs |  | Available | 850/339 | Cx=0.3447;Cy=0.3553 | Class I | IK08 | IP50 | IP20 | 50 | 720 | -25 | 1 | 134 | RAL9016 | 50-60Hz | Passive | LED | embedded sensor system | High Bay Rectangular | Tungsram Auriso | Indoor industrial |  | 22.7 | 15800 | Yes |  | risk group 1 |  | Bracket kit. Tilted bracket kit. Busbar bracket kit. Cable hook pair
TBD | AUR-1S20-840-U6-RFM-ST | image | datasheet | deeplink | TUNGSRAM - Tungsram Auriso - 15400lm - 134W - 4000K - 80CRI - TBD[SKU] - Bracket. Y-cable | 1.58 | Bracket. Y-cable | LED | 1 | 134 | [8 empty] | CE | [6 empty] | 20 | 4000 | 450x250x75 |  | 220-240V |  | 5 | A++ | 65° | 3 | 80 |  | 4000 |  | 54000 | >=0.95 | 124000 |  |  | 114.9254 |  |  | 9 | U6 | 25 | max. 10% at 100.000 hrs |  | Available | 840/339 | Cx=0.3818;Cy=0.3797 | Class I | IK08 | IP50 | IP20 | 50 | 720 | -25 | 1 | 134 | RAL9016 | 50-60Hz | Passive | LED | embedded sensor system | High Bay Rectangular | Tungsram Auriso | Indoor industrial |  | 22.7 | 15400 | Yes |  | risk group 1 |  | Bracket kit. Tilted bracket kit. Busbar bracket kit. Cable hook pair
TBD | AUR-1S20-830-U6-RFM-ST | image | datasheet | deeplink | TUNGSRAM - Tungsram Auriso - 14500lm - 134W - 3000K - 80CRI - TBD[SKU] - Bracket. Y-cable | 1.58 | Bracket. Y-cable | LED | 1 | 134 | [8 empty] | CE | [6 empty] | 20 | 3000 | 450x250x75 |  | 220-240V |  | 5 | A++ | 65° | 3 | 80 |  | 3000 |  | 54000 | >=0.95 | 124000 |  |  | 108.209 |  |  | 9 | U6 | 25 | max. 10% at 100.000 hrs |  | Available | 830/339 | Cx=0.4338;Cy=0.4030 | Class I | IK08 | IP50 | IP20 | 50 | 720 | -25 | 1 | 134 | RAL9016 | 50-60Hz | Passive | LED | embedded sensor system | High Bay Rectangular | Tungsram Auriso | Indoor industrial |  | 22.5 | 14500 | Yes |  | risk group 1 |  | Bracket kit. Tilted bracket kit. Busbar bracket kit. Cable hook pair
TBD | AUR-1S20-750-U6-RFM-ST | image | datasheet | deeplink | TUNGSRAM - Tungsram Auriso - 16300lm - 134W - 5000K - 70CRI - TBD[SKU] - Bracket. Y-cable | 1.58 | Bracket. Y-cable | LED | 1 | 134 | [8 empty] | CE | [6 empty] | 20 | 5000 | 450x250x75 |  | 220-240V |  | 5 | A++ | 65° | 3 | 70 |  | 5000 |  | 54000 | >=0.95 | 124000 |  |  | 121.6418 |  |  | 9 | U6 | 25 | max. 10% at 100.000 hrs |  | Available | 750/339 | Cx=0.3447;Cy=0.3553 | Class I | IK08 | IP50 | IP20 | 50 | 720 | -25 | 1 | 134 | RAL9016 | 50-60Hz | Passive | LED | embedded sensor system | High Bay Rectangular | Tungsram Auriso | Indoor industrial |  | 22.9 | 16300 | Yes |  | risk group 1 |  | Bracket kit. Tilted bracket kit. Busbar bracket kit. Cable hook pair
TBD | AUR-1S20-740-U6-RFM-ST | image | datasheet | deeplink | TUNGSRAM - Tungsram Auriso - 16200lm - 134W - 4000K - 70CRI - TBD[SKU] - Bracket. Y-cable | 1.58 | Bracket. Y-cable | LED | 1 | 134 | [8 empty] | CE | [6 empty] | 20 | 4000 | 450x250x75 |  | 220-240V |  | 5 | A++ | 65° | 3 | 70 |  | 4000 |  | 54000 | >=0.95 | 124000 |  |  | 120.8955 |  |  | 9 | U6 | 25 | max. 10% at 100.000 hrs |  | Available | 740/339 | Cx=0.4338;Cy=0.4030 | Class I | IK08 | IP50 | IP20 | 50 | 720 | -25 | 1 | 134 | RAL9016 | 50-60Hz | Passive | LED | embedded sensor system | High Bay Rectangular | Tungsram Auriso | Indoor industrial |  | 22.9 | 16200 | Yes |  | risk group 1 |  | Bracket kit. Tilted bracket kit. Busbar bracket kit. Cable hook pair
TBD | AUR-1S20-730-U6-RFM-ST | image | datasheet | deeplink | TUNGSRAM - Tungsram Auriso - 15800lm - 134W - 3000K - 70CRI - TBD[SKU] - Bracket. Y-cable | 1.58 | Bracket. Y-cable | LED | 1 | 134 | [8 empty] | CE | [6 empty] | 20 | 3000 | 450x250x75 |  | 220-240V |  | 5 | A++ | 65° | 3 | 70 |  | 3000 |  | 54000 | >=0.95 | 124000 |  |  | 117.9104 |  |  | 9 | U6 | 25 | max. 10% at 100.000 hrs |  | Available | 730/339 | Cx=0.4338;Cy=0.4030 | Class I | IK08 | IP50 | IP20 | 50 | 720 | -25 | 1 | 134 | RAL9016 | 50-60Hz | Passive | LED | embedded sensor system | High Bay Rectangular | Tungsram Auriso | Indoor industrial |  | 22.8 | 15800 | Yes |  | risk group 1 |  | Bracket kit. Tilted bracket kit. Busbar bracket kit. Cable hook pair
TBD | AUR-1S20-850-U4-RFM-ST | image | datasheet | deeplink | TUNGSRAM - Tungsram Auriso - 16500lm - 134W - 5000K - 80CRI - TBD[SKU] - Bracket. Y-cable | 1.58 | Bracket. Y-cable | LED | 1 | 134 | [8 empty] | CE | [6 empty] | 20 | 5000 | 450x250x75 |  | 220-240V |  | 5 | A++ | 45° | 3 | 80 |  | 5000 |  | 54000 | >=0.95 | 124000 |  |  | 123.1343 |  |  | 9 | U4 | 25 | max. 10% at 100.000 hrs |  | Available | 850/339 | Cx=0.3447;Cy=0.3553 | Class I | IK08 | IP50 | IP20 | 50 | 720 | -25 | 1 | 134 | RAL9016 | 50-60Hz | Passive | LED | embedded sensor system | High Bay Rectangular | Tungsram Auriso | Indoor industrial |  | 21.8 | 16500 | Yes |  | risk group 1 |  | Bracket kit. Tilted bracket kit. Busbar bracket kit. Cable hook pair
TBD | AUR-1S20-840-U4-RFM-ST | image | datasheet | deeplink | TUNGSRAM - Tungsram Auriso - 16100lm - 134W - 4000K - 80CRI - TBD[SKU] - Bracket. Y-cable | 1.58 | Bracket. Y-cable | LED | 1 | 134 | [8 empty] | CE | [6 empty] | 20 | 4000 | 450x250x75 |  | 220-240V |  | 5 | A++ | 45° | 3 | 80 |  | 4000 |  | 54000 | >=0.95 | 124000 |  |  | 120.1493 |  |  | 9 | U4 | 25 | max. 10% at 100.000 hrs |  | Available | 840/339 | Cx=0.3818;Cy=0.3797 | Class I | IK08 | IP50 | IP20 | 50 | 720 | -25 | 1 | 134 | RAL9016 | 50-60Hz | Passive | LED | embedded sensor system | High Bay Rectangular | Tungsram Auriso | Indoor industrial |  | 21.8 | 16100 | Yes |  | risk group 1 |  | Bracket kit. Tilted bracket kit. Busbar bracket kit. Cable hook pair
TBD | AUR-1S20-830-U4-RFM-ST | image | datasheet | deeplink | TUNGSRAM - Tungsram Auriso - 15100lm - 134W - 3000K - 80CRI - TBD[SKU] - Bracket. Y-cable | 1.58 | Bracket. Y-cable | LED | 1 | 134 | [8 empty] | CE | [6 empty] | 20 | 3000 | 450x250x75 |  | 220-240V |  | 5 | A++ | 45° | 3 | 80 |  | 3000 |  | 54000 | >=0.95 | 124000 |  |  | 112.6866 |  |  | 9 | U4 | 25 | max. 10% at 100.000 hrs |  | Available | 830/339 | Cx=0.4338;Cy=0.4030 | Class I | IK08 | IP50 | IP20 | 50 | 720 | -25 | 1 | 134 | RAL9016 | 50-60Hz | Passive | LED | embedded sensor system | High Bay Rectangular | Tungsram Auriso | Indoor industrial |  | 21.7 | 15100 | Yes |  | risk group 1 |  | Bracket kit. Tilted bracket kit. Busbar bracket kit. Cable hook pair
TBD | AUR-1S20-750-U4-RFM-ST | image | datasheet | deeplink | TUNGSRAM - Tungsram Auriso - 17000lm - 134W - 5000K - 70CRI - TBD[SKU] - Bracket. Y-cable | 1.58 | Bracket. Y-cable | LED | 1 | 134 | [8 empty] | CE | [6 empty] | 20 | 5000 | 450x250x75 |  | 220-240V |  | 5 | A++ | 45° | 3 | 70 |  | 5000 |  | 54000 | >=0.95 | 124000 |  |  | 126.8657 |  |  | 9 | U4 | 25 | max. 10% at 100.000 hrs |  | Available | 750/339 | Cx=0.3447;Cy=0.3553 | Class I | IK08 | IP50 | IP20 | 50 | 720 | -25 | 1 | 134 | RAL9016 | 50-60Hz | Passive | LED | embedded sensor system | High Bay Rectangular | Tungsram Auriso | Indoor industrial |  | 22.1 | 17000 | Yes |  | risk group 1 |  | Bracket kit. Tilted bracket kit. Busbar bracket kit. Cable hook pair
TBD | AUR-1S20-740-U4-RFM-ST | image | datasheet | deeplink | TUNGSRAM - Tungsram Auriso - 16900lm - 134W - 4000K - 70CRI - TBD[SKU] - Bracket. Y-cable | 1.58 | Bracket. Y-cable | LED | 1 | 134 | [8 empty] | CE | [6 empty] | 20 | 4000 | 450x250x75 |  | 220-240V |  | 5 | A++ | 45° | 3 | 70 |  | 4000 |  | 54000 | >=0.95 | 124000 |  |  | 126.1194 |  |  | 9 | U4 | 25 | max. 10% at 100.000 hrs |  | Available | 740/339 | Cx=0.4338;Cy=0.4030 | Class I | IK08 | IP50 | IP20 | 50 | 720 | -25 | 1 | 134 | RAL9016 | 50-60Hz | Passive | LED | embedded sensor system | High Bay Rectangular | Tungsram Auriso | Indoor industrial |  | 22.1 | 16900 | Yes |  | risk group 1 |  | Bracket kit. Tilted bracket kit. Busbar bracket kit. Cable hook pair
TBD | AUR-1S20-730-U4-RFM-ST | image | datasheet | deeplink | TUNGSRAM - Tungsram Auriso - 16400lm - 134W - 3000K - 70CRI - TBD[SKU] - Bracket. Y-cable | 1.58 | Bracket. Y-cable | LED | 1 | 134 | [8 empty] | CE | [6 empty] | 20 | 3000 | 450x250x75 |  | 220-240V |  | 5 | A++ | 45° | 3 | 70 |  | 3000 |  | 54000 | >=0.95 | 124000 |  |  | 122.3881 |  |  | 9 | U4 | 25 | max. 10% at 100.000 hrs |  | Available | 730/339 | Cx=0.4338;Cy=0.4030 | Class I | IK08 | IP50 | IP20 | 50 | 720 | -25 | 1 | 134 | RAL9016 | 50-60Hz | Passive | LED | embedded sensor system | High Bay Rectangular | Tungsram Auriso | Indoor industrial |  | 22 | 16400 | Yes |  | risk group 1 |  | Bracket kit. Tilted bracket kit. Busbar bracket kit. Cable hook pair
TBD | AUR-1S20-850-L9-RFM-ST | image | datasheet | deeplink | TUNGSRAM - Tungsram Auriso - 20000lm - 134W - 5000K - 80CRI - TBD[SKU] - Bracket. Y-cable | 1.58 | Bracket. Y-cable | LED | 1 | 134 | [8 empty] | CE | [6 empty] | 20 | 5000 | 450x250x75 |  | 220-240V |  | 5 | A++ | 90° | 3 | 80 |  | 5000 |  | 54000 | >=0.95 | 124000 |  |  | 149.2537 |  |  | 9 | L9 | 25 | max. 10% at 100.000 hrs |  | Available | 850/339 | Cx=0.3447;Cy=0.3553 | Class I | IK08 | IP50 | IP20 | 50 | 720 | -25 | 1 | 134 | RAL9016 | 50-60Hz | Passive | LED | embedded sensor system | High Bay Rectangular | Tungsram Auriso | Indoor industrial |  | 24.4 | 20000 | Yes |  | risk group 1 |  | Bracket kit. Tilted bracket kit. Busbar bracket kit. Cable hook pair
TBD | AUR-1S20-840-L9-RFM-ST | image | datasheet | deeplink | TUNGSRAM - Tungsram Auriso - 19500lm - 134W - 4000K - 80CRI - TBD[SKU] - Bracket. Y-cable | 1.58 | Bracket. Y-cable | LED | 1 | 134 | [8 empty] | CE | [6 empty] | 20 | 4000 | 450x250x75 |  | 220-240V |  | 5 | A++ | 90° | 3 | 80 |  | 4000 |  | 54000 | >=0.95 | 124000 |  |  | 145.5224 |  |  | 9 | L9 | 25 | max. 10% at 100.000 hrs |  | Available | 840/339 | Cx=0.3818;Cy=0.3797 | Class I | IK08 | IP50 | IP20 | 50 | 720 | -25 | 1 | 134 | RAL9016 | 50-60Hz | Passive | LED | embedded sensor system | High Bay Rectangular | Tungsram Auriso | Indoor industrial |  | 24.4 | 19500 | Yes |  | risk group 1 |  | Bracket kit. Tilted bracket kit. Busbar bracket kit. Cable hook pair
TBD | AUR-1S20-830-L9-RFM-ST | image | datasheet | deeplink | TUNGSRAM - Tungsram Auriso - 18400lm - 134W - 3000K - 80CRI - TBD[SKU] - Bracket. Y-cable | 1.58 | Bracket. Y-cable | LED | 1 | 134 | [8 empty] | CE | [6 empty] | 20 | 3000 | 450x250x75 |  | 220-240V |  | 5 | A++ | 90° | 3 | 80 |  | 3000 |  | 54000 | >=0.95 | 124000 |  |  | 137.3134 |  |  | 9 | L9 | 25 | max. 10% at 100.000 hrs |  | Available | 830/339 | Cx=0.4338;Cy=0.4030 | Class I | IK08 | IP50 | IP20 | 50 | 720 | -25 | 1 | 134 | RAL9016 | 50-60Hz | Passive | LED | embedded sensor system | High Bay Rectangular | Tungsram Auriso | Indoor industrial |  | 24.3 | 18400 | Yes |  | risk group 1 |  | Bracket kit. Tilted bracket kit. Busbar bracket kit. Cable hook pair
TBD | AUR-1S20-750-L9-RFM-ST | image | datasheet | deeplink | TUNGSRAM - Tungsram Auriso - 20600lm - 134W - 5000K - 70CRI - TBD[SKU] - Bracket. Y-cable | 1.58 | Bracket. Y-cable | LED | 1 | 134 | [8 empty] | CE | [6 empty] | 20 | 5000 | 450x250x75 |  | 220-240V |  | 5 | A++ | 90° | 3 | 70 |  | 5000 |  | 54000 | >=0.95 | 124000 |  |  | 153.7313 |  |  | 9 | L9 | 25 | max. 10% at 100.000 hrs |  | Available | 750/339 | Cx=0.3447;Cy=0.3553 | Class I | IK08 | IP50 | IP20 | 50 | 720 | -25 | 1 | 134 | RAL9016 | 50-60Hz | Passive | LED | embedded sensor system | High Bay Rectangular | Tungsram Auriso | Indoor industrial |  | 24.7 | 20600 | Yes |  | risk group 1 |  | Bracket kit. Tilted bracket kit. Busbar bracket kit. Cable hook pair
TBD | AUR-1S20-740-L9-RFM-ST | image | datasheet | deeplink | TUNGSRAM - Tungsram Auriso - 20500lm - 134W - 4000K - 70CRI - TBD[SKU] - Bracket. Y-cable | 1.58 | Bracket. Y-cable | LED | 1 | 134 | [8 empty] | CE | [6 empty] | 20 | 4000 | 450x250x75 |  | 220-240V |  | 5 | A++ | 90° | 3 | 70 |  | 4000 |  | 54000 | >=0.95 | 124000 |  |  | 152.9851 |  |  | 9 | L9 | 25 | max. 10% at 100.000 hrs |  | Available | 740/339 | Cx=0.4338;Cy=0.4030 | Class I | IK08 | IP50 | IP20 | 50 | 720 | -25 | 1 | 134 | RAL9016 | 50-60Hz | Passive | LED | embedded sensor system | High Bay Rectangular | Tungsram Auriso | Indoor industrial |  | 24.7 | 20500 | Yes |  | risk group 1 |  | Bracket kit. Tilted bracket kit. Busbar bracket kit. Cable hook pair
TBD | AUR-1S20-730-L9-RFM-ST | image | datasheet | deeplink | TUNGSRAM - Tungsram Auriso - 20000lm - 134W - 3000K - 70CRI - TBD[SKU] - Bracket. Y-cable | 1.58 | Bracket. Y-cable | LED | 1 | 134 | [8 empty] | CE | [6 empty] | 20 | 3000 | 450x250x75 |  | 220-240V |  | 5 | A++ | 90° | 3 | 70 |  | 3000 |  | 54000 | >=0.95 | 124000 |  |  | 149.2537 |  |  | 9 | L9 | 25 | max. 10% at 100.000 hrs |  | Available | 730/339 | Cx=0.4338;Cy=0.4030 | Class I | IK08 | IP50 | IP20 | 50 | 720 | -25 | 1 | 134 | RAL9016 | 50-60Hz | Passive | LED | embedded sensor system | High Bay Rectangular | Tungsram Auriso | Indoor industrial |  | 24.6 | 20000 | Yes |  | risk group 1 |  | Bracket kit. Tilted bracket kit. Busbar bracket kit. Cable hook pair
TBD | AUR-1S20-850-L6-RFM-ST | image | datasheet | deeplink | TUNGSRAM - Tungsram Auriso - 19200lm - 134W - 5000K - 80CRI - TBD[SKU] - Bracket. Y-cable | 1.58 | Bracket. Y-cable | LED | 1 | 134 | [8 empty] | CE | [6 empty] | 20 | 5000 | 450x250x75 |  | 220-240V |  | 5 | A++ | 70° | 3 | 80 |  | 5000 |  | 54000 | >=0.95 | 124000 |  |  | 143.2836 |  |  | 9 | L6 | 25 | max. 10% at 100.000 hrs |  | Available | 850/339 | Cx=0.3447;Cy=0.3553 | Class I | IK08 | IP50 | IP20 | 50 | 720 | -25 | 1 | 134 | RAL9016 | 50-60Hz | Passive | LED | embedded sensor system | High Bay Rectangular | Tungsram Auriso | Indoor industrial |  | 22.8 | 19200 | Yes |  | risk group 1 |  | Bracket kit. Tilted bracket kit. Busbar bracket kit. Cable hook pair
TBD | AUR-1S20-840-L6-RFM-ST | image | datasheet | deeplink | TUNGSRAM - Tungsram Auriso - 18700lm - 134W - 4000K - 80CRI - TBD[SKU] - Bracket. Y-cable | 1.58 | Bracket. Y-cable | LED | 1 | 134 | [8 empty] | CE | [6 empty] | 20 | 4000 | 450x250x75 |  | 220-240V |  | 5 | A++ | 70° | 3 | 80 |  | 4000 |  | 54000 | >=0.95 | 124000 |  |  | 139.5522 |  |  | 9 | L6 | 25 | max. 10% at 100.000 hrs |  | Available | 840/339 | Cx=0.3818;Cy=0.3797 | Class I | IK08 | IP50 | IP20 | 50 | 720 | -25 | 1 | 134 | RAL9016 | 50-60Hz | Passive | LED | embedded sensor system | High Bay Rectangular | Tungsram Auriso | Indoor industrial |  | 22.8 | 18700 | Yes |  | risk group 1 |  | Bracket kit. Tilted bracket kit. Busbar bracket kit. Cable hook pair
TBD | AUR-1S20-830-L6-RFM-ST | image | datasheet | deeplink | TUNGSRAM - Tungsram Auriso - 17700lm - 134W - 3000K - 80CRI - TBD[SKU] - Bracket. Y-cable | 1.58 | Bracket. Y-cable | LED | 1 | 134 | [8 empty] | CE | [6 empty] | 20 | 3000 | 450x250x75 |  | 220-240V |  | 5 | A++ | 70° | 3 | 80 |  | 3000 |  | 54000 | >=0.95 | 124000 |  |  | 132.0896 |  |  | 9 | L6 | 25 | max. 10% at 100.000 hrs |  | Available | 830/339 | Cx=0.4338;Cy=0.4030 | Class I | IK08 | IP50 | IP20 | 50 | 720 | -25 | 1 | 134 | RAL9016 | 50-60Hz | Passive | LED | embedded sensor system | High Bay Rectangular | Tungsram Auriso | Indoor industrial |  | 22.7 | 17700 | Yes |  | risk group 1 |  | Bracket kit. Tilted bracket kit. Busbar bracket kit. Cable hook pair
TBD | AUR-1S20-750-L6-RFM-ST | image | datasheet | deeplink | TUNGSRAM - Tungsram Auriso - 19800lm - 134W - 5000K - 70CRI - TBD[SKU] - Bracket. Y-cable | 1.58 | Bracket. Y-cable | LED | 1 | 134 | [8 empty] | CE | [6 empty] | 20 | 5000 | 450x250x75 |  | 220-240V |  | 5 | A++ | 70° | 3 | 70 |  | 5000 |  | 54000 | >=0.95 | 124000 |  |  | 147.7612 |  |  | 9 | L6 | 25 | max. 10% at 100.000 hrs |  | Available | 750/339 | Cx=0.3447;Cy=0.3553 | Class I | IK08 | IP50 | IP20 | 50 | 720 | -25 | 1 | 134 | RAL9016 | 50-60Hz | Passive | LED | embedded sensor system | High Bay Rectangular | Tungsram Auriso | Indoor industrial |  | 23.1 | 19800 | Yes |  | risk group 1 |  | Bracket kit. Tilted bracket kit. Busbar bracket kit. Cable hook pair
TBD | AUR-1S20-740-L6-RFM-ST | image | datasheet | deeplink | TUNGSRAM - Tungsram Auriso - 19700lm - 134W - 4000K - 70CRI - TBD[SKU] - Bracket. Y-cable | 1.58 | Bracket. Y-cable | LED | 1 | 134 | [8 empty] | CE | [6 empty] | 20 | 4000 | 450x250x75 |  | 220-240V |  | 5 | A++ | 70° | 3 | 70 |  | 4000 |  | 54000 | >=0.95 | 124000 |  |  | 147.0149 |  |  | 9 | L6 | 25 | max. 10% at 100.000 hrs |  | Available | 740/339 | Cx=0.4338;Cy=0.4030 | Class I | IK08 | IP50 | IP20 | 50 | 720 | -25 | 1 | 134 | RAL9016 | 50-60Hz | Passive | LED | embedded sensor system | High Bay Rectangular | Tungsram Auriso | Indoor industrial |  | 23.1 | 19700 | Yes |  | risk group 1 |  | Bracket kit. Tilted bracket kit. Busbar bracket kit. Cable hook pair
TBD | AUR-1S20-730-L6-RFM-ST | image | datasheet | deeplink | TUNGSRAM - Tungsram Auriso - 19200lm - 134W - 3000K - 70CRI - TBD[SKU] - Bracket. Y-cable | 1.58 | Bracket. Y-cable | LED | 1 | 134 | [8 empty] | CE | [6 empty] | 20 | 3000 | 450x250x75 |  | 220-240V |  | 5 | A++ | 70° | 3 | 70 |  | 3000 |  | 54000 | >=0.95 | 124000 |  |  | 143.2836 |  |  | 9 | L6 | 25 | max. 10% at 100.000 hrs |  | Available | 730/339 | Cx=0.4338;Cy=0.4030 | Class I | IK08 | IP50 | IP20 | 50 | 720 | -25 | 1 | 134 | RAL9016 | 50-60Hz | Passive | LED | embedded sensor system | High Bay Rectangular | Tungsram Auriso | Indoor industrial |  | 22.9 | 19200 | Yes |  | risk group 1 |  | Bracket kit. Tilted bracket kit. Busbar bracket kit. Cable hook pair
TBD | AUR-1S20-850-L3-RFM-ST | image | datasheet | deeplink | TUNGSRAM - Tungsram Auriso - 20400lm - 134W - 5000K - 80CRI - TBD[SKU] - Bracket. Y-cable | 1.58 | Bracket. Y-cable | LED | 1 | 134 | [8 empty] | CE | [6 empty] | 20 | 5000 | 450x250x75 |  | 220-240V |  | 5 | A++ | 35° | 3 | 80 |  | 5000 |  | 54000 | >=0.95 | 124000 |  |  | 152.2388 |  |  | 9 | L3 | 25 | max. 10% at 100.000 hrs |  | Available | 850/339 | Cx=0.3447;Cy=0.3553 | Class I | IK08 | IP50 | IP20 | 50 | 720 | -25 | 1 | 134 | RAL9016 | 50-60Hz | Passive | LED | embedded sensor system | High Bay Rectangular | Tungsram Auriso | Indoor industrial |  | 18.3 | 20400 | Yes |  | risk group 1 |  | Bracket kit. Tilted bracket kit. Busbar bracket kit. Cable hook pair
TBD | AUR-1S20-840-L3-RFM-ST | image | datasheet | deeplink | TUNGSRAM - Tungsram Auriso - 19900lm - 134W - 4000K - 80CRI - TBD[SKU] - Bracket. Y-cable | 1.58 | Bracket. Y-cable | LED | 1 | 134 | [8 empty] | CE | [6 empty] | 20 | 4000 | 450x250x75 |  | 220-240V |  | 5 | A++ | 35° | 3 | 80 |  | 4000 |  | 54000 | >=0.95 | 124000 |  |  | 148.5075 |  |  | 9 | L3 | 25 | max. 10% at 100.000 hrs |  | Available | 840/339 | Cx=0.3818;Cy=0.3797 | Class I | IK08 | IP50 | IP20 | 50 | 720 | -25 | 1 | 134 | RAL9016 | 50-60Hz | Passive | LED | embedded sensor system | High Bay Rectangular | Tungsram Auriso | Indoor industrial |  | 18.3 | 19900 | Yes |  | risk group 1 |  | Bracket kit. Tilted bracket kit. Busbar bracket kit. Cable hook pair
TBD | AUR-1S20-830-L3-RFM-ST | image | datasheet | deeplink | TUNGSRAM - Tungsram Auriso - 18700lm - 134W - 3000K - 80CRI - TBD[SKU] - Bracket. Y-cable | 1.58 | Bracket. Y-cable | LED | 1 | 134 | [8 empty] | CE | [6 empty] | 20 | 3000 | 450x250x75 |  | 220-240V |  | 5 | A++ | 35° | 3 | 80 |  | 3000 |  | 54000 | >=0.95 | 124000 |  |  | 139.5522 |  |  | 9 | L3 | 25 | max. 10% at 100.000 hrs |  | Available | 830/339 | Cx=0.4338;Cy=0.4030 | Class I | IK08 | IP50 | IP20 | 50 | 720 | -25 | 1 | 134 | RAL9016 | 50-60Hz | Passive | LED | embedded sensor system | High Bay Rectangular | Tungsram Auriso | Indoor industrial |  | 18.2 | 18700 | Yes |  | risk group 1 |  | Bracket kit. Tilted bracket kit. Busbar bracket kit. Cable hook pair
TBD | AUR-1S20-750-L3-RFM-ST | image | datasheet | deeplink | TUNGSRAM - Tungsram Auriso - 21000lm - 134W - 5000K - 70CRI - TBD[SKU] - Bracket. Y-cable | 1.58 | Bracket. Y-cable | LED | 1 | 134 | [8 empty] | CE | [6 empty] | 20 | 5000 | 450x250x75 |  | 220-240V |  | 5 | A++ | 35° | 3 | 70 |  | 5000 |  | 54000 | >=0.95 | 124000 |  |  | 156.7164 |  |  | 9 | L3 | 25 | max. 10% at 100.000 hrs |  | Available | 750/339 | Cx=0.3447;Cy=0.3553 | Class I | IK08 | IP50 | IP20 | 50 | 720 | -25 | 1 | 134 | RAL9016 | 50-60Hz | Passive | LED | embedded sensor system | High Bay Rectangular | Tungsram Auriso | Indoor industrial |  | 18.6 | 21000 | Yes |  | risk group 1 |  | Bracket kit. Tilted bracket kit. Busbar bracket kit. Cable hook pair
TBD | AUR-1S20-740-L3-RFM-ST | image | datasheet | deeplink | TUNGSRAM - Tungsram Auriso - 21000lm - 134W - 4000K - 70CRI - TBD[SKU] - Bracket. Y-cable | 1.58 | Bracket. Y-cable | LED | 1 | 134 | [8 empty] | CE | [6 empty] | 20 | 4000 | 450x250x75 |  | 220-240V |  | 5 | A++ | 35° | 3 | 70 |  | 4000 |  | 54000 | >=0.95 | 124000 |  |  | 156.7164 |  |  | 9 | L3 | 25 | max. 10% at 100.000 hrs |  | Available | 740/339 | Cx=0.4338;Cy=0.4030 | Class I | IK08 | IP50 | IP20 | 50 | 720 | -25 | 1 | 134 | RAL9016 | 50-60Hz | Passive | LED | embedded sensor system | High Bay Rectangular | Tungsram Auriso | Indoor industrial |  | 18.6 | 21000 | Yes |  | risk group 1 |  | Bracket kit. Tilted bracket kit. Busbar bracket kit. Cable hook pair
TBD | AUR-1S20-730-L3-RFM-ST | image | datasheet | deeplink | TUNGSRAM - Tungsram Auriso - 20400lm - 134W - 3000K - 70CRI - TBD[SKU] - Bracket. Y-cable | 1.58 | Bracket. Y-cable | LED | 1 | 134 | [8 empty] | CE | [6 empty] | 20 | 3000 | 450x250x75 |  | 220-240V |  | 5 | A++ | 35° | 3 | 70 |  | 3000 |  | 54000 | >=0.95 | 124000 |  |  | 152.2388 |  |  | 9 | L3 | 25 | max. 10% at 100.000 hrs |  | Available | 730/339 | Cx=0.4338;Cy=0.4030 | Class I | IK08 | IP50 | IP20 | 50 | 720 | -25 | 1 | 134 | RAL9016 | 50-60Hz | Passive | LED | embedded sensor system | High Bay Rectangular | Tungsram Auriso | Indoor industrial |  | 18.4 | 20400 | Yes |  | risk group 1 |  | Bracket kit. Tilted bracket kit. Busbar bracket kit. Cable hook pair
TBD | AUR-1S20-850-D1-RFM-ST | image | datasheet | deeplink | TUNGSRAM - Tungsram Auriso - 17500lm - 134W - 5000K - 80CRI - TBD[SKU] - Bracket. Y-cable | 1.58 | Bracket. Y-cable | LED | 1 | 134 | [8 empty] | CE | [6 empty] | 20 | 5000 | 450x250x75 |  | 220-240V |  | 5 | A++ | 100° | 3 | 80 |  | 5000 |  | 54000 | >=0.95 | 124000 |  |  | 130.597 |  |  | 9 | D1 | 25 | max. 10% at 100.000 hrs |  | Available | 850/339 | Cx=0.3447;Cy=0.3553 | Class I | IK08 | IP20 | IP20 | 50 | 720 | -25 | 1 | 134 | RAL9016 | 50-60Hz | Passive | LED | embedded sensor system | High Bay Rectangular | Tungsram Auriso | Indoor industrial |  | 26.7 | 17500 | Yes |  | risk group 1 |  | Bracket kit. Tilted bracket kit. Busbar bracket kit. Cable hook pair
TBD | AUR-1S20-840-D1-RFM-ST | image | datasheet | deeplink | TUNGSRAM - Tungsram Auriso - 17000lm - 134W - 4000K - 80CRI - TBD[SKU] - Bracket. Y-cable | 1.58 | Bracket. Y-cable | LED | 1 | 134 | [8 empty] | CE | [6 empty] | 20 | 4000 | 450x250x75 |  | 220-240V |  | 5 | A++ | 100° | 3 | 80 |  | 4000 |  | 54000 | >=0.95 | 124000 |  |  | 126.8657 |  |  | 9 | D1 | 25 | max. 10% at 100.000 hrs |  | Available | 840/339 | Cx=0.3818;Cy=0.3797 | Class I | IK08 | IP20 | IP20 | 50 | 720 | -25 | 1 | 134 | RAL9016 | 50-60Hz | Passive | LED | embedded sensor system | High Bay Rectangular | Tungsram Auriso | Indoor industrial |  | 26.7 | 17000 | Yes |  | risk group 1 |  | Bracket kit. Tilted bracket kit. Busbar bracket kit. Cable hook pair
TBD | AUR-1S20-830-D1-RFM-ST | image | datasheet | deeplink | TUNGSRAM - Tungsram Auriso - 16000lm - 134W - 3000K - 80CRI - TBD[SKU] - Bracket. Y-cable | 1.58 | Bracket. Y-cable | LED | 1 | 134 | [8 empty] | CE | [6 empty] | 20 | 3000 | 450x250x75 |  | 220-240V |  | 5 | A++ | 100° | 3 | 80 |  | 3000 |  | 54000 | >=0.95 | 124000 |  |  | 119.403 |  |  | 9 | D1 | 25 | max. 10% at 100.000 hrs |  | Available | 830/339 | Cx=0.4338;Cy=0.4030 | Class I | IK08 | IP20 | IP20 | 50 | 720 | -25 | 1 | 134 | RAL9016 | 50-60Hz | Passive | LED | embedded sensor system | High Bay Rectangular | Tungsram Auriso | Indoor industrial |  | 26.5 | 16000 | Yes |  | risk group 1 |  | Bracket kit. Tilted bracket kit. Busbar bracket kit. Cable hook pair
TBD | AUR-1S20-750-D1-RFM-ST | image | datasheet | deeplink | TUNGSRAM - Tungsram Auriso - 18000lm - 134W - 5000K - 70CRI - TBD[SKU] - Bracket. Y-cable | 1.58 | Bracket. Y-cable | LED | 1 | 134 | [8 empty] | CE | [6 empty] | 20 | 5000 | 450x250x75 |  | 220-240V |  | 5 | A++ | 100° | 3 | 70 |  | 5000 |  | 54000 | >=0.95 | 124000 |  |  | 134.3284 |  |  | 9 | D1 | 25 | max. 10% at 100.000 hrs |  | Available | 750/339 | Cx=0.3447;Cy=0.3553 | Class I | IK08 | IP20 | IP20 | 50 | 720 | -25 | 1 | 134 | RAL9016 | 50-60Hz | Passive | LED | embedded sensor system | High Bay Rectangular | Tungsram Auriso | Indoor industrial |  | 26.9 | 18000 | Yes |  | risk group 1 |  | Bracket kit. Tilted bracket kit. Busbar bracket kit. Cable hook pair
TBD | AUR-1S20-740-D1-RFM-ST | image | datasheet | deeplink | TUNGSRAM - Tungsram Auriso - 17900lm - 134W - 4000K - 70CRI - TBD[SKU] - Bracket. Y-cable | 1.58 | Bracket. Y-cable | LED | 1 | 134 | [8 empty] | CE | [6 empty] | 20 | 4000 | 450x250x75 |  | 220-240V |  | 5 | A++ | 100° | 3 | 70 |  | 4000 |  | 54000 | >=0.95 | 124000 |  |  | 133.5821 |  |  | 9 | D1 | 25 | max. 10% at 100.000 hrs |  | Available | 740/339 | Cx=0.4338;Cy=0.4030 | Class I | IK08 | IP20 | IP20 | 50 | 720 | -25 | 1 | 134 | RAL9016 | 50-60Hz | Passive | LED | embedded sensor system | High Bay Rectangular | Tungsram Auriso | Indoor industrial |  | 26.9 | 17900 | Yes |  | risk group 1 |  | Bracket kit. Tilted bracket kit. Busbar bracket kit. Cable hook pair
TBD | AUR-1S20-730-D1-RFM-ST | image | datasheet | deeplink | TUNGSRAM - Tungsram Auriso - 17400lm - 134W - 3000K - 70CRI - TBD[SKU] - Bracket. Y-cable | 1.58 | Bracket. Y-cable | LED | 1 | 134 | [8 empty] | CE | [6 empty] | 20 | 3000 | 450x250x75 |  | 220-240V |  | 5 | A++ | 100° | 3 | 70 |  | 3000 |  | 54000 | >=0.95 | 124000 |  |  | 129.8507 |  |  | 9 | D1 | 25 | max. 10% at 100.000 hrs |  | Available | 730/339 | Cx=0.4338;Cy=0.4030 | Class I | IK08 | IP20 | IP20 | 50 | 720 | -25 | 1 | 134 | RAL9016 | 50-60Hz | Passive | LED | embedded sensor system | High Bay Rectangular | Tungsram Auriso | Indoor industrial |  | 26.8 | 17400 | Yes |  | risk group 1 |  | Bracket kit. Tilted bracket kit. Busbar bracket kit. Cable hook pair
TBD | AUR-1S20-850-C1-RFM-ST | image | datasheet | deeplink | TUNGSRAM - Tungsram Auriso - 19400lm - 134W - 5000K - 80CRI - TBD[SKU] - Bracket. Y-cable | 1.58 | Bracket. Y-cable | LED | 1 | 134 | [8 empty] | CE | [6 empty] | 20 | 5000 | 450x250x75 |  | 220-240V |  | 5 | A++ | 110° | 3 | 80 |  | 5000 |  | 54000 | >=0.95 | 124000 |  |  | 144.7761 |  |  | 9 | C1 | 25 | max. 10% at 100.000 hrs |  | Available | 850/339 | Cx=0.3447;Cy=0.3553 | Class I | IK08 | IP20 | IP20 | 50 | 720 | -25 | 1 | 134 | RAL9016 | 50-60Hz | Passive | LED | embedded sensor system | High Bay Rectangular | Tungsram Auriso | Indoor industrial |  | 26.5 | 19400 | Yes |  | risk group 1 |  | Bracket kit. Tilted bracket kit. Busbar bracket kit. Cable hook pair
TBD | AUR-1S20-840-C1-RFM-ST | image | datasheet | deeplink | TUNGSRAM - Tungsram Auriso - 18900lm - 134W - 4000K - 80CRI - TBD[SKU] - Bracket. Y-cable | 1.58 | Bracket. Y-cable | LED | 1 | 134 | [8 empty] | CE | [6 empty] | 20 | 4000 | 450x250x75 |  | 220-240V |  | 5 | A++ | 110° | 3 | 80 |  | 4000 |  | 54000 | >=0.95 | 124000 |  |  | 141.0448 |  |  | 9 | C1 | 25 | max. 10% at 100.000 hrs |  | Available | 840/339 | Cx=0.3818;Cy=0.3797 | Class I | IK08 | IP20 | IP20 | 50 | 720 | -25 | 1 | 134 | RAL9016 | 50-60Hz | Passive | LED | embedded sensor system | High Bay Rectangular | Tungsram Auriso | Indoor industrial |  | 26.5 | 18900 | Yes |  | risk group 1 |  | Bracket kit. Tilted bracket kit. Busbar bracket kit. Cable hook pair
TBD | AUR-1S20-830-C1-RFM-ST | image | datasheet | deeplink | TUNGSRAM - Tungsram Auriso - 17800lm - 134W - 3000K - 80CRI - TBD[SKU] - Bracket. Y-cable | 1.58 | Bracket. Y-cable | LED | 1 | 134 | [8 empty] | CE | [6 empty] | 20 | 3000 | 450x250x75 |  | 220-240V |  | 5 | A++ | 110° | 3 | 80 |  | 3000 |  | 54000 | >=0.95 | 124000 |  |  | 132.8358 |  |  | 9 | C1 | 25 | max. 10% at 100.000 hrs |  | Available | 830/339 | Cx=0.4338;Cy=0.4030 | Class I | IK08 | IP20 | IP20 | 50 | 720 | -25 | 1 | 134 | RAL9016 | 50-60Hz | Passive | LED | embedded sensor system | High Bay Rectangular | Tungsram Auriso | Indoor industrial |  | 26.4 | 17800 | Yes |  | risk group 1 |  | Bracket kit. Tilted bracket kit. Busbar bracket kit. Cable hook pair
TBD | AUR-1S20-750-C1-RFM-ST | image | datasheet | deeplink | TUNGSRAM - Tungsram Auriso - 20000lm - 134W - 5000K - 70CRI - TBD[SKU] - Bracket. Y-cable | 1.58 | Bracket. Y-cable | LED | 1 | 134 | [8 empty] | CE | [6 empty] | 20 | 5000 | 450x250x75 |  | 220-240V |  | 5 | A++ | 110° | 3 | 70 |  | 5000 |  | 54000 | >=0.95 | 124000 |  |  | 149.2537 |  |  | 9 | C1 | 25 | max. 10% at 100.000 hrs |  | Available | 750/339 | Cx=0.3447;Cy=0.3553 | Class I | IK08 | IP20 | IP20 | 50 | 720 | -25 | 1 | 134 | RAL9016 | 50-60Hz | Passive | LED | embedded sensor system | High Bay Rectangular | Tungsram Auriso | Indoor industrial |  | 26.8 | 20000 | Yes |  | risk group 1 |  | Bracket kit. Tilted bracket kit. Busbar bracket kit. Cable hook pair
TBD | AUR-1S20-740-C1-RFM-ST | image | datasheet | deeplink | TUNGSRAM - Tungsram Auriso - 19900lm - 134W - 4000K - 70CRI - TBD[SKU] - Bracket. Y-cable | 1.58 | Bracket. Y-cable | LED | 1 | 134 | [8 empty] | CE | [6 empty] | 20 | 4000 | 450x250x75 |  | 220-240V |  | 5 | A++ | 110° | 3 | 70 |  | 4000 |  | 54000 | >=0.95 | 124000 |  |  | 148.5075 |  |  | 9 | C1 | 25 | max. 10% at 100.000 hrs |  | Available | 740/339 | Cx=0.4338;Cy=0.4030 | Class I | IK08 | IP20 | IP20 | 50 | 720 | -25 | 1 | 134 | RAL9016 | 50-60Hz | Passive | LED | embedded sensor system | High Bay Rectangular | Tungsram Auriso | Indoor industrial |  | 26.8 | 19900 | Yes |  | risk group 1 |  | Bracket kit. Tilted bracket kit. Busbar bracket kit. Cable hook pair
TBD | AUR-1S20-730-C1-RFM-ST | image | datasheet | deeplink | TUNGSRAM - Tungsram Auriso - 19300lm - 134W - 3000K - 70CRI - TBD[SKU] - Bracket. Y-cable | 1.58 | Bracket. Y-cable | LED | 1 | 134 | [8 empty] | CE | [6 empty] | 20 | 3000 | 450x250x75 |  | 220-240V |  | 5 | A++ | 110° | 3 | 70 |  | 3000 |  | 54000 | >=0.95 | 124000 |  |  | 144.0299 |  |  | 9 | C1 | 25 | max. 10% at 100.000 hrs |  | Available | 730/339 | Cx=0.4338;Cy=0.4030 | Class I | IK08 | IP20 | IP20 | 50 | 720 | -25 | 1 | 134 | RAL9016 | 50-60Hz | Passive | LED | embedded sensor system | High Bay Rectangular | Tungsram Auriso | Indoor industrial |  | 26.7 | 19300 | Yes |  | risk group 1 |  | Bracket kit. Tilted bracket kit. Busbar bracket kit. Cable hook pair
TBD | AUR-1S15-850-U8-RFM-ST | image | datasheet | deeplink | TUNGSRAM - Tungsram Auriso - 13000lm - 104W - 5000K - 80CRI - TBD[SKU] - Bracket. Y-cable | 1.54 | Bracket. Y-cable | LED | 1 | 104 | [8 empty] | CE | [6 empty] | 20 | 5000 | 450x250x75 |  | 220-240V |  | 5 | A++ | 80° | 3 | 80 |  | 5000 |  | 64000 | >=0.95 | 146000 |  |  | 125 |  |  | 9 | U8 | 25 | max. 10% at 100.000 hrs |  | Available | 850/339 | Cx=0.3447;Cy=0.3553 | Class I | IK08 | IP20 | IP20 | 50 | 560 | -25 | 1 | 104 | RAL9016 | 50-60Hz | Passive | LED | embedded sensor system | High Bay Rectangular | Tungsram Auriso | Indoor industrial |  | 22.9 | 13000 | Yes |  | risk group 1 |  | Bracket kit. Tilted bracket kit. Busbar bracket kit. Cable hook pair
TBD | AUR-1S15-840-U8-RFM-ST | image | datasheet | deeplink | TUNGSRAM - Tungsram Auriso - 12700lm - 104W - 4000K - 80CRI - TBD[SKU] - Bracket. Y-cable | 1.54 | Bracket. Y-cable | LED | 1 | 104 | [8 empty] | CE | [6 empty] | 20 | 4000 | 450x250x75 |  | 220-240V |  | 5 | A++ | 80° | 3 | 80 |  | 4000 |  | 64000 | >=0.95 | 146000 |  |  | 122.1154 |  |  | 9 | U8 | 25 | max. 10% at 100.000 hrs |  | Available | 840/339 | Cx=0.3818;Cy=0.3797 | Class I | IK08 | IP20 | IP20 | 50 | 560 | -25 | 1 | 104 | RAL9016 | 50-60Hz | Passive | LED | embedded sensor system | High Bay Rectangular | Tungsram Auriso | Indoor industrial |  | 22.9 | 12700 | Yes |  | risk group 1 |  | Bracket kit. Tilted bracket kit. Busbar bracket kit. Cable hook pair
TBD | AUR-1S15-830-U8-RFM-ST | image | datasheet | deeplink | TUNGSRAM - Tungsram Auriso - 11900lm - 104W - 3000K - 80CRI - TBD[SKU] - Bracket. Y-cable | 1.54 | Bracket. Y-cable | LED | 1 | 104 | [8 empty] | CE | [6 empty] | 20 | 3000 | 450x250x75 |  | 220-240V |  | 5 | A++ | 80° | 3 | 80 |  | 3000 |  | 64000 | >=0.95 | 146000 |  |  | 114.4231 |  |  | 9 | U8 | 25 | max. 10% at 100.000 hrs |  | Available | 830/339 | Cx=0.4338;Cy=0.4030 | Class I | IK08 | IP20 | IP20 | 50 | 560 | -25 | 1 | 104 | RAL9016 | 50-60Hz | Passive | LED | embedded sensor system | High Bay Rectangular | Tungsram Auriso | Indoor industrial |  | 22.8 | 11900 | Yes |  | risk group 1 |  | Bracket kit. Tilted bracket kit. Busbar bracket kit. Cable hook pair
TBD | AUR-1S15-750-U8-RFM-ST | image | datasheet | deeplink | TUNGSRAM - Tungsram Auriso - 13400lm - 104W - 5000K - 70CRI - TBD[SKU] - Bracket. Y-cable | 1.54 | Bracket. Y-cable | LED | 1 | 104 | [8 empty] | CE | [6 empty] | 20 | 5000 | 450x250x75 |  | 220-240V |  | 5 | A++ | 80° | 3 | 70 |  | 5000 |  | 64000 | >=0.95 | 146000 |  |  | 128.8462 |  |  | 9 | U8 | 25 | max. 10% at 100.000 hrs |  | Available | 750/339 | Cx=0.3447;Cy=0.3553 | Class I | IK08 | IP20 | IP20 | 50 | 560 | -25 | 1 | 104 | RAL9016 | 50-60Hz | Passive | LED | embedded sensor system | High Bay Rectangular | Tungsram Auriso | Indoor industrial |  | 23.2 | 13400 | Yes |  | risk group 1 |  | Bracket kit. Tilted bracket kit. Busbar bracket kit. Cable hook pair
TBD | AUR-1S15-740-U8-RFM-ST | image | datasheet | deeplink | TUNGSRAM - Tungsram Auriso - 13400lm - 104W - 4000K - 70CRI - TBD[SKU] - Bracket. Y-cable | 1.54 | Bracket. Y-cable | LED | 1 | 104 | [8 empty] | CE | [6 empty] | 20 | 4000 | 450x250x75 |  | 220-240V |  | 5 | A++ | 80° | 3 | 70 |  | 4000 |  | 64000 | >=0.95 | 146000 |  |  | 128.8462 |  |  | 9 | U8 | 25 | max. 10% at 100.000 hrs |  | Available | 740/339 | Cx=0.4338;Cy=0.4030 | Class I | IK08 | IP20 | IP20 | 50 | 560 | -25 | 1 | 104 | RAL9016 | 50-60Hz | Passive | LED | embedded sensor system | High Bay Rectangular | Tungsram Auriso | Indoor industrial |  | 23.2 | 13400 | Yes |  | risk group 1 |  | Bracket kit. Tilted bracket kit. Busbar bracket kit. Cable hook pair
TBD | AUR-1S15-730-U8-RFM-ST | image | datasheet | deeplink | TUNGSRAM - Tungsram Auriso - 13000lm - 104W - 3000K - 70CRI - TBD[SKU] - Bracket. Y-cable | 1.54 | Bracket. Y-cable | LED | 1 | 104 | [8 empty] | CE | [6 empty] | 20 | 3000 | 450x250x75 |  | 220-240V |  | 5 | A++ | 80° | 3 | 70 |  | 3000 |  | 64000 | >=0.95 | 146000 |  |  | 125 |  |  | 9 | U8 | 25 | max. 10% at 100.000 hrs |  | Available | 730/339 | Cx=0.4338;Cy=0.4030 | Class I | IK08 | IP20 | IP20 | 50 | 560 | -25 | 1 | 104 | RAL9016 | 50-60Hz | Passive | LED | embedded sensor system | High Bay Rectangular | Tungsram Auriso | Indoor industrial |  | 23.1 | 13000 | Yes |  | risk group 1 |  | Bracket kit. Tilted bracket kit. Busbar bracket kit. Cable hook pair
TBD | AUR-1S15-850-U6-RFM-ST | image | datasheet | deeplink | TUNGSRAM - Tungsram Auriso - 11900lm - 104W - 5000K - 80CRI - TBD[SKU] - Bracket. Y-cable | 1.54 | Bracket. Y-cable | LED | 1 | 104 | [8 empty] | CE | [6 empty] | 20 | 5000 | 450x250x75 |  | 220-240V |  | 5 | A++ | 65° | 3 | 80 |  | 5000 |  | 64000 | >=0.95 | 146000 |  |  | 114.4231 |  |  | 9 | U6 | 25 | max. 10% at 100.000 hrs |  | Available | 850/339 | Cx=0.3447;Cy=0.3553 | Class I | IK08 | IP50 | IP20 | 50 | 560 | -25 | 1 | 104 | RAL9016 | 50-60Hz | Passive | LED | embedded sensor system | High Bay Rectangular | Tungsram Auriso | Indoor industrial |  | 21.7 | 11900 | Yes |  | risk group 1 |  | Bracket kit. Tilted bracket kit. Busbar bracket kit. Cable hook pair
TBD | AUR-1S15-840-U6-RFM-ST | image | datasheet | deeplink | TUNGSRAM - Tungsram Auriso - 11600lm - 104W - 4000K - 80CRI - TBD[SKU] - Bracket. Y-cable | 1.54 | Bracket. Y-cable | LED | 1 | 104 | [8 empty] | CE | [6 empty] | 20 | 4000 | 450x250x75 |  | 220-240V |  | 5 | A++ | 65° | 3 | 80 |  | 4000 |  | 64000 | >=0.95 | 146000 |  |  | 111.5385 |  |  | 9 | U6 | 25 | max. 10% at 100.000 hrs |  | Available | 840/339 | Cx=0.3818;Cy=0.3797 | Class I | IK08 | IP50 | IP20 | 50 | 560 | -25 | 1 | 104 | RAL9016 | 50-60Hz | Passive | LED | embedded sensor system | High Bay Rectangular | Tungsram Auriso | Indoor industrial |  | 21.7 | 11600 | Yes |  | risk group 1 |  | Bracket kit. Tilted bracket kit. Busbar bracket kit. Cable hook pair
TBD | AUR-1S15-830-U6-RFM-ST | image | datasheet | deeplink | TUNGSRAM - Tungsram Auriso - 10900lm - 104W - 3000K - 80CRI - TBD[SKU] - Bracket. Y-cable | 1.54 | Bracket. Y-cable | LED | 1 | 104 | [8 empty] | CE | [6 empty] | 20 | 3000 | 450x250x75 |  | 220-240V |  | 5 | A++ | 65° | 3 | 80 |  | 3000 |  | 64000 | >=0.95 | 146000 |  |  | 104.8077 |  |  | 9 | U6 | 25 | max. 10% at 100.000 hrs |  | Available | 830/339 | Cx=0.4338;Cy=0.4030 | Class I | IK08 | IP50 | IP20 | 50 | 560 | -25 | 1 | 104 | RAL9016 | 50-60Hz | Passive | LED | embedded sensor system | High Bay Rectangular | Tungsram Auriso | Indoor industrial |  | 21.5 | 10900 | Yes |  | risk group 1 |  | Bracket kit. Tilted bracket kit. Busbar bracket kit. Cable hook pair
TBD | AUR-1S15-750-U6-RFM-ST | image | datasheet | deeplink | TUNGSRAM - Tungsram Auriso - 12200lm - 104W - 5000K - 70CRI - TBD[SKU] - Bracket. Y-cable | 1.54 | Bracket. Y-cable | LED | 1 | 104 | [8 empty] | CE | [6 empty] | 20 | 5000 | 450x250x75 |  | 220-240V |  | 5 | A++ | 65° | 3 | 70 |  | 5000 |  | 64000 | >=0.95 | 146000 |  |  | 117.3077 |  |  | 9 | U6 | 25 | max. 10% at 100.000 hrs |  | Available | 750/339 | Cx=0.3447;Cy=0.3553 | Class I | IK08 | IP50 | IP20 | 50 | 560 | -25 | 1 | 104 | RAL9016 | 50-60Hz | Passive | LED | embedded sensor system | High Bay Rectangular | Tungsram Auriso | Indoor industrial |  | 21.9 | 12200 | Yes |  | risk group 1 |  | Bracket kit. Tilted bracket kit. Busbar bracket kit. Cable hook pair
TBD | AUR-1S15-740-U6-RFM-ST | image | datasheet | deeplink | TUNGSRAM - Tungsram Auriso - 12200lm - 104W - 4000K - 70CRI - TBD[SKU] - Bracket. Y-cable | 1.54 | Bracket. Y-cable | LED | 1 | 104 | [8 empty] | CE | [6 empty] | 20 | 4000 | 450x250x75 |  | 220-240V |  | 5 | A++ | 65° | 3 | 70 |  | 4000 |  | 64000 | >=0.95 | 146000 |  |  | 117.3077 |  |  | 9 | U6 | 25 | max. 10% at 100.000 hrs |  | Available | 740/339 | Cx=0.4338;Cy=0.4030 | Class I | IK08 | IP50 | IP20 | 50 | 560 | -25 | 1 | 104 | RAL9016 | 50-60Hz | Passive | LED | embedded sensor system | High Bay Rectangular | Tungsram Auriso | Indoor industrial |  | 21.9 | 12200 | Yes |  | risk group 1 |  | Bracket kit. Tilted bracket kit. Busbar bracket kit. Cable hook pair
TBD | AUR-1S15-730-U6-RFM-ST | image | datasheet | deeplink | TUNGSRAM - Tungsram Auriso - 11900lm - 104W - 3000K - 70CRI - TBD[SKU] - Bracket. Y-cable | 1.54 | Bracket. Y-cable | LED | 1 | 104 | [8 empty] | CE | [6 empty] | 20 | 3000 | 450x250x75 |  | 220-240V |  | 5 | A++ | 65° | 3 | 70 |  | 3000 |  | 64000 | >=0.95 | 146000 |  |  | 114.4231 |  |  | 9 | U6 | 25 | max. 10% at 100.000 hrs |  | Available | 730/339 | Cx=0.4338;Cy=0.4030 | Class I | IK08 | IP50 | IP20 | 50 | 560 | -25 | 1 | 104 | RAL9016 | 50-60Hz | Passive | LED | embedded sensor system | High Bay Rectangular | Tungsram Auriso | Indoor industrial |  | 21.8 | 11900 | Yes |  | risk group 1 |  | Bracket kit. Tilted bracket kit. Busbar bracket kit. Cable hook pair
TBD | AUR-1S15-850-U4-RFM-ST | image | datasheet | deeplink | TUNGSRAM - Tungsram Auriso - 12400lm - 104W - 5000K - 80CRI - TBD[SKU] - Bracket. Y-cable | 1.54 | Bracket. Y-cable | LED | 1 | 104 | [8 empty] | CE | [6 empty] | 20 | 5000 | 450x250x75 |  | 220-240V |  | 5 | A++ | 45° | 3 | 80 |  | 5000 |  | 64000 | >=0.95 | 146000 |  |  | 119.2308 |  |  | 9 | U4 | 25 | max. 10% at 100.000 hrs |  | Available | 850/339 | Cx=0.3447;Cy=0.3553 | Class I | IK08 | IP50 | IP20 | 50 | 560 | -25 | 1 | 104 | RAL9016 | 50-60Hz | Passive | LED | embedded sensor system | High Bay Rectangular | Tungsram Auriso | Indoor industrial |  | 20.9 | 12400 | Yes |  | risk group 1 |  | Bracket kit. Tilted bracket kit. Busbar bracket kit. Cable hook pair
TBD | AUR-1S15-840-U4-RFM-ST | image | datasheet | deeplink | TUNGSRAM - Tungsram Auriso - 12100lm - 104W - 4000K - 80CRI - TBD[SKU] - Bracket. Y-cable | 1.54 | Bracket. Y-cable | LED | 1 | 104 | [8 empty] | CE | [6 empty] | 20 | 4000 | 450x250x75 |  | 220-240V |  | 5 | A++ | 45° | 3 | 80 |  | 4000 |  | 64000 | >=0.95 | 146000 |  |  | 116.3462 |  |  | 9 | U4 | 25 | max. 10% at 100.000 hrs |  | Available | 840/339 | Cx=0.3818;Cy=0.3797 | Class I | IK08 | IP50 | IP20 | 50 | 560 | -25 | 1 | 104 | RAL9016 | 50-60Hz | Passive | LED | embedded sensor system | High Bay Rectangular | Tungsram Auriso | Indoor industrial |  | 20.9 | 12100 | Yes |  | risk group 1 |  | Bracket kit. Tilted bracket kit. Busbar bracket kit. Cable hook pair
TBD | AUR-1S15-830-U4-RFM-ST | image | datasheet | deeplink | TUNGSRAM - Tungsram Auriso - 11400lm - 104W - 3000K - 80CRI - TBD[SKU] - Bracket. Y-cable | 1.54 | Bracket. Y-cable | LED | 1 | 104 | [8 empty] | CE | [6 empty] | 20 | 3000 | 450x250x75 |  | 220-240V |  | 5 | A++ | 45° | 3 | 80 |  | 3000 |  | 64000 | >=0.95 | 146000 |  |  | 109.6154 |  |  | 9 | U4 | 25 | max. 10% at 100.000 hrs |  | Available | 830/339 | Cx=0.4338;Cy=0.4030 | Class I | IK08 | IP50 | IP20 | 50 | 560 | -25 | 1 | 104 | RAL9016 | 50-60Hz | Passive | LED | embedded sensor system | High Bay Rectangular | Tungsram Auriso | Indoor industrial |  | 20.7 | 11400 | Yes |  | risk group 1 |  | Bracket kit. Tilted bracket kit. Busbar bracket kit. Cable hook pair
TBD | AUR-1S15-750-U4-RFM-ST | image | datasheet | deeplink | TUNGSRAM - Tungsram Auriso - 12700lm - 104W - 5000K - 70CRI - TBD[SKU] - Bracket. Y-cable | 1.54 | Bracket. Y-cable | LED | 1 | 104 | [8 empty] | CE | [6 empty] | 20 | 5000 | 450x250x75 |  | 220-240V |  | 5 | A++ | 45° | 3 | 70 |  | 5000 |  | 64000 | >=0.95 | 146000 |  |  | 122.1154 |  |  | 9 | U4 | 25 | max. 10% at 100.000 hrs |  | Available | 750/339 | Cx=0.3447;Cy=0.3553 | Class I | IK08 | IP50 | IP20 | 50 | 560 | -25 | 1 | 104 | RAL9016 | 50-60Hz | Passive | LED | embedded sensor system | High Bay Rectangular | Tungsram Auriso | Indoor industrial |  | 21.1 | 12700 | Yes |  | risk group 1 |  | Bracket kit. Tilted bracket kit. Busbar bracket kit. Cable hook pair
TBD | AUR-1S15-740-U4-RFM-ST | image | datasheet | deeplink | TUNGSRAM - Tungsram Auriso - 12700lm - 104W - 4000K - 70CRI - TBD[SKU] - Bracket. Y-cable | 1.54 | Bracket. Y-cable | LED | 1 | 104 | [8 empty] | CE | [6 empty] | 20 | 4000 | 450x250x75 |  | 220-240V |  | 5 | A++ | 45° | 3 | 70 |  | 4000 |  | 64000 | >=0.95 | 146000 |  |  | 122.1154 |  |  | 9 | U4 | 25 | max. 10% at 100.000 hrs |  | Available | 740/339 | Cx=0.4338;Cy=0.4030 | Class I | IK08 | IP50 | IP20 | 50 | 560 | -25 | 1 | 104 | RAL9016 | 50-60Hz | Passive | LED | embedded sensor system | High Bay Rectangular | Tungsram Auriso | Indoor industrial |  | 21.1 | 12700 | Yes |  | risk group 1 |  | Bracket kit. Tilted bracket kit. Busbar bracket kit. Cable hook pair
TBD | AUR-1S15-730-U4-RFM-ST | image | datasheet | deeplink | TUNGSRAM - Tungsram Auriso - 12400lm - 104W - 3000K - 70CRI - TBD[SKU] - Bracket. Y-cable | 1.54 | Bracket. Y-cable | LED | 1 | 104 | [8 empty] | CE | [6 empty] | 20 | 3000 | 450x250x75 |  | 220-240V |  | 5 | A++ | 45° | 3 | 70 |  | 3000 |  | 64000 | >=0.95 | 146000 |  |  | 119.2308 |  |  | 9 | U4 | 25 | max. 10% at 100.000 hrs |  | Available | 730/339 | Cx=0.4338;Cy=0.4030 | Class I | IK08 | IP50 | IP20 | 50 | 560 | -25 | 1 | 104 | RAL9016 | 50-60Hz | Passive | LED | embedded sensor system | High Bay Rectangular | Tungsram Auriso | Indoor industrial |  | 21 | 12400 | Yes |  | risk group 1 |  | Bracket kit. Tilted bracket kit. Busbar bracket kit. Cable hook pair
TBD | AUR-1S15-850-L9-RFM-ST | image | datasheet | deeplink | TUNGSRAM - Tungsram Auriso - 15000lm - 104W - 5000K - 80CRI - TBD[SKU] - Bracket. Y-cable | 1.54 | Bracket. Y-cable | LED | 1 | 104 | [8 empty] | CE | [6 empty] | 20 | 5000 | 450x250x75 |  | 220-240V |  | 5 | A++ | 90° | 3 | 80 |  | 5000 |  | 64000 | >=0.95 | 146000 |  |  | 144.2308 |  |  | 9 | L9 | 25 | max. 10% at 100.000 hrs |  | Available | 850/339 | Cx=0.3447;Cy=0.3553 | Class I | IK08 | IP50 | IP20 | 50 | 560 | -25 | 1 | 104 | RAL9016 | 50-60Hz | Passive | LED | embedded sensor system | High Bay Rectangular | Tungsram Auriso | Indoor industrial |  | 23.4 | 15000 | Yes |  | risk group 1 |  | Bracket kit. Tilted bracket kit. Busbar bracket kit. Cable hook pair
TBD | AUR-1S15-840-L9-RFM-ST | image | datasheet | deeplink | TUNGSRAM - Tungsram Auriso - 14700lm - 104W - 4000K - 80CRI - TBD[SKU] - Bracket. Y-cable | 1.54 | Bracket. Y-cable | LED | 1 | 104 | [8 empty] | CE | [6 empty] | 20 | 4000 | 450x250x75 |  | 220-240V |  | 5 | A++ | 90° | 3 | 80 |  | 4000 |  | 64000 | >=0.95 | 146000 |  |  | 141.3462 |  |  | 9 | L9 | 25 | max. 10% at 100.000 hrs |  | Available | 840/339 | Cx=0.3818;Cy=0.3797 | Class I | IK08 | IP50 | IP20 | 50 | 560 | -25 | 1 | 104 | RAL9016 | 50-60Hz | Passive | LED | embedded sensor system | High Bay Rectangular | Tungsram Auriso | Indoor industrial |  | 23.4 | 14700 | Yes |  | risk group 1 |  | Bracket kit. Tilted bracket kit. Busbar bracket kit. Cable hook pair
TBD | AUR-1S15-830-L9-RFM-ST | image | datasheet | deeplink | TUNGSRAM - Tungsram Auriso - 13800lm - 104W - 3000K - 80CRI - TBD[SKU] - Bracket. Y-cable | 1.54 | Bracket. Y-cable | LED | 1 | 104 | [8 empty] | CE | [6 empty] | 20 | 3000 | 450x250x75 |  | 220-240V |  | 5 | A++ | 90° | 3 | 80 |  | 3000 |  | 64000 | >=0.95 | 146000 |  |  | 132.6923 |  |  | 9 | L9 | 25 | max. 10% at 100.000 hrs |  | Available | 830/339 | Cx=0.4338;Cy=0.4030 | Class I | IK08 | IP50 | IP20 | 50 | 560 | -25 | 1 | 104 | RAL9016 | 50-60Hz | Passive | LED | embedded sensor system | High Bay Rectangular | Tungsram Auriso | Indoor industrial |  | 23.3 | 13800 | Yes |  | risk group 1 |  | Bracket kit. Tilted bracket kit. Busbar bracket kit. Cable hook pair
TBD | AUR-1S15-750-L9-RFM-ST | image | datasheet | deeplink | TUNGSRAM - Tungsram Auriso - 15500lm - 104W - 5000K - 70CRI - TBD[SKU] - Bracket. Y-cable | 1.54 | Bracket. Y-cable | LED | 1 | 104 | [8 empty] | CE | [6 empty] | 20 | 5000 | 450x250x75 |  | 220-240V |  | 5 | A++ | 90° | 3 | 70 |  | 5000 |  | 64000 | >=0.95 | 146000 |  |  | 149.0385 |  |  | 9 | L9 | 25 | max. 10% at 100.000 hrs |  | Available | 750/339 | Cx=0.3447;Cy=0.3553 | Class I | IK08 | IP50 | IP20 | 50 | 560 | -25 | 1 | 104 | RAL9016 | 50-60Hz | Passive | LED | embedded sensor system | High Bay Rectangular | Tungsram Auriso | Indoor industrial |  | 23.7 | 15500 | Yes |  | risk group 1 |  | Bracket kit. Tilted bracket kit. Busbar bracket kit. Cable hook pair
TBD | AUR-1S15-740-L9-RFM-ST | image | datasheet | deeplink | TUNGSRAM - Tungsram Auriso - 15400lm - 104W - 4000K - 70CRI - TBD[SKU] - Bracket. Y-cable | 1.54 | Bracket. Y-cable | LED | 1 | 104 | [8 empty] | CE | [6 empty] | 20 | 4000 | 450x250x75 |  | 220-240V |  | 5 | A++ | 90° | 3 | 70 |  | 4000 |  | 64000 | >=0.95 | 146000 |  |  | 148.0769 |  |  | 9 | L9 | 25 | max. 10% at 100.000 hrs |  | Available | 740/339 | Cx=0.4338;Cy=0.4030 | Class I | IK08 | IP50 | IP20 | 50 | 560 | -25 | 1 | 104 | RAL9016 | 50-60Hz | Passive | LED | embedded sensor system | High Bay Rectangular | Tungsram Auriso | Indoor industrial |  | 23.7 | 15400 | Yes |  | risk group 1 |  | Bracket kit. Tilted bracket kit. Busbar bracket kit. Cable hook pair
TBD | AUR-1S15-730-L9-RFM-ST | image | datasheet | deeplink | TUNGSRAM - Tungsram Auriso - 15000lm - 104W - 3000K - 70CRI - TBD[SKU] - Bracket. Y-cable | 1.54 | Bracket. Y-cable | LED | 1 | 104 | [8 empty] | CE | [6 empty] | 20 | 3000 | 450x250x75 |  | 220-240V |  | 5 | A++ | 90° | 3 | 70 |  | 3000 |  | 64000 | >=0.95 | 146000 |  |  | 144.2308 |  |  | 9 | L9 | 25 | max. 10% at 100.000 hrs |  | Available | 730/339 | Cx=0.4338;Cy=0.4030 | Class I | IK08 | IP50 | IP20 | 50 | 560 | -25 | 1 | 104 | RAL9016 | 50-60Hz | Passive | LED | embedded sensor system | High Bay Rectangular | Tungsram Auriso | Indoor industrial |  | 23.6 | 15000 | Yes |  | risk group 1 |  | Bracket kit. Tilted bracket kit. Busbar bracket kit. Cable hook pair
TBD | AUR-1S15-850-L6-RFM-ST | image | datasheet | deeplink | TUNGSRAM - Tungsram Auriso - 14500lm - 104W - 5000K - 80CRI - TBD[SKU] - Bracket. Y-cable | 1.54 | Bracket. Y-cable | LED | 1 | 104 | [8 empty] | CE | [6 empty] | 20 | 5000 | 450x250x75 |  | 220-240V |  | 5 | A++ | 70° | 3 | 80 |  | 5000 |  | 64000 | >=0.95 | 146000 |  |  | 139.4231 |  |  | 9 | L6 | 25 | max. 10% at 100.000 hrs |  | Available | 850/339 | Cx=0.3447;Cy=0.3553 | Class I | IK08 | IP50 | IP20 | 50 | 560 | -25 | 1 | 104 | RAL9016 | 50-60Hz | Passive | LED | embedded sensor system | High Bay Rectangular | Tungsram Auriso | Indoor industrial |  | 21.8 | 14500 | Yes |  | risk group 1 |  | Bracket kit. Tilted bracket kit. Busbar bracket kit. Cable hook pair
TBD | AUR-1S15-840-L6-RFM-ST | image | datasheet | deeplink | TUNGSRAM - Tungsram Auriso - 14100lm - 104W - 4000K - 80CRI - TBD[SKU] - Bracket. Y-cable | 1.54 | Bracket. Y-cable | LED | 1 | 104 | [8 empty] | CE | [6 empty] | 20 | 4000 | 450x250x75 |  | 220-240V |  | 5 | A++ | 70° | 3 | 80 |  | 4000 |  | 64000 | >=0.95 | 146000 |  |  | 135.5769 |  |  | 9 | L6 | 25 | max. 10% at 100.000 hrs |  | Available | 840/339 | Cx=0.3818;Cy=0.3797 | Class I | IK08 | IP50 | IP20 | 50 | 560 | -25 | 1 | 104 | RAL9016 | 50-60Hz | Passive | LED | embedded sensor system | High Bay Rectangular | Tungsram Auriso | Indoor industrial |  | 21.8 | 14100 | Yes |  | risk group 1 |  | Bracket kit. Tilted bracket kit. Busbar bracket kit. Cable hook pair
TBD | AUR-1S15-830-L6-RFM-ST | image | datasheet | deeplink | TUNGSRAM - Tungsram Auriso - 13300lm - 104W - 3000K - 80CRI - TBD[SKU] - Bracket. Y-cable | 1.54 | Bracket. Y-cable | LED | 1 | 104 | [8 empty] | CE | [6 empty] | 20 | 3000 | 450x250x75 |  | 220-240V |  | 5 | A++ | 70° | 3 | 80 |  | 3000 |  | 64000 | >=0.95 | 146000 |  |  | 127.8846 |  |  | 9 | L6 | 25 | max. 10% at 100.000 hrs |  | Available | 830/339 | Cx=0.4338;Cy=0.4030 | Class I | IK08 | IP50 | IP20 | 50 | 560 | -25 | 1 | 104 | RAL9016 | 50-60Hz | Passive | LED | embedded sensor system | High Bay Rectangular | Tungsram Auriso | Indoor industrial |  | 21.7 | 13300 | Yes |  | risk group 1 |  | Bracket kit. Tilted bracket kit. Busbar bracket kit. Cable hook pair
TBD | AUR-1S15-750-L6-RFM-ST | image | datasheet | deeplink | TUNGSRAM - Tungsram Auriso - 14900lm - 104W - 5000K - 70CRI - TBD[SKU] - Bracket. Y-cable | 1.54 | Bracket. Y-cable | LED | 1 | 104 | [8 empty] | CE | [6 empty] | 20 | 5000 | 450x250x75 |  | 220-240V |  | 5 | A++ | 70° | 3 | 70 |  | 5000 |  | 64000 | >=0.95 | 146000 |  |  | 143.2692 |  |  | 9 | L6 | 25 | max. 10% at 100.000 hrs |  | Available | 750/339 | Cx=0.3447;Cy=0.3553 | Class I | IK08 | IP50 | IP20 | 50 | 560 | -25 | 1 | 104 | RAL9016 | 50-60Hz | Passive | LED | embedded sensor system | High Bay Rectangular | Tungsram Auriso | Indoor industrial |  | 22.1 | 14900 | Yes |  | risk group 1 |  | Bracket kit. Tilted bracket kit. Busbar bracket kit. Cable hook pair
TBD | AUR-1S15-740-L6-RFM-ST | image | datasheet | deeplink | TUNGSRAM - Tungsram Auriso - 14800lm - 104W - 4000K - 70CRI - TBD[SKU] - Bracket. Y-cable | 1.54 | Bracket. Y-cable | LED | 1 | 104 | [8 empty] | CE | [6 empty] | 20 | 4000 | 450x250x75 |  | 220-240V |  | 5 | A++ | 70° | 3 | 70 |  | 4000 |  | 64000 | >=0.95 | 146000 |  |  | 142.3077 |  |  | 9 | L6 | 25 | max. 10% at 100.000 hrs |  | Available | 740/339 | Cx=0.4338;Cy=0.4030 | Class I | IK08 | IP50 | IP20 | 50 | 560 | -25 | 1 | 104 | RAL9016 | 50-60Hz | Passive | LED | embedded sensor system | High Bay Rectangular | Tungsram Auriso | Indoor industrial |  | 22.1 | 14800 | Yes |  | risk group 1 |  | Bracket kit. Tilted bracket kit. Busbar bracket kit. Cable hook pair
TBD | AUR-1S15-730-L6-RFM-ST | image | datasheet | deeplink | TUNGSRAM - Tungsram Auriso - 14400lm - 104W - 3000K - 70CRI - TBD[SKU] - Bracket. Y-cable | 1.54 | Bracket. Y-cable | LED | 1 | 104 | [8 empty] | CE | [6 empty] | 20 | 3000 | 450x250x75 |  | 220-240V |  | 5 | A++ | 70° | 3 | 70 |  | 3000 |  | 64000 | >=0.95 | 146000 |  |  | 138.4615 |  |  | 9 | L6 | 25 | max. 10% at 100.000 hrs |  | Available | 730/339 | Cx=0.4338;Cy=0.4030 | Class I | IK08 | IP50 | IP20 | 50 | 560 | -25 | 1 | 104 | RAL9016 | 50-60Hz | Passive | LED | embedded sensor system | High Bay Rectangular | Tungsram Auriso | Indoor industrial |  | 21.9 | 14400 | Yes |  | risk group 1 |  | Bracket kit. Tilted bracket kit. Busbar bracket kit. Cable hook pair
TBD | AUR-1S15-850-L3-RFM-ST | image | datasheet | deeplink | TUNGSRAM - Tungsram Auriso - 15400lm - 104W - 5000K - 80CRI - TBD[SKU] - Bracket. Y-cable | 1.54 | Bracket. Y-cable | LED | 1 | 104 | [8 empty] | CE | [6 empty] | 20 | 5000 | 450x250x75 |  | 220-240V |  | 5 | A++ | 35° | 3 | 80 |  | 5000 |  | 64000 | >=0.95 | 146000 |  |  | 148.0769 |  |  | 9 | L3 | 25 | max. 10% at 100.000 hrs |  | Available | 850/339 | Cx=0.3447;Cy=0.3553 | Class I | IK08 | IP50 | IP20 | 50 | 560 | -25 | 1 | 104 | RAL9016 | 50-60Hz | Passive | LED | embedded sensor system | High Bay Rectangular | Tungsram Auriso | Indoor industrial |  | 17.3 | 15400 | Yes |  | risk group 1 |  | Bracket kit. Tilted bracket kit. Busbar bracket kit. Cable hook pair
TBD | AUR-1S15-840-L3-RFM-ST | image | datasheet | deeplink | TUNGSRAM - Tungsram Auriso - 15000lm - 104W - 4000K - 80CRI - TBD[SKU] - Bracket. Y-cable | 1.54 | Bracket. Y-cable | LED | 1 | 104 | [8 empty] | CE | [6 empty] | 20 | 4000 | 450x250x75 |  | 220-240V |  | 5 | A++ | 35° | 3 | 80 |  | 4000 |  | 64000 | >=0.95 | 146000 |  |  | 144.2308 |  |  | 9 | L3 | 25 | max. 10% at 100.000 hrs |  | Available | 840/339 | Cx=0.3818;Cy=0.3797 | Class I | IK08 | IP50 | IP20 | 50 | 560 | -25 | 1 | 104 | RAL9016 | 50-60Hz | Passive | LED | embedded sensor system | High Bay Rectangular | Tungsram Auriso | Indoor industrial |  | 17.3 | 15000 | Yes |  | risk group 1 |  | Bracket kit. Tilted bracket kit. Busbar bracket kit. Cable hook pair
TBD | AUR-1S15-830-L3-RFM-ST | image | datasheet | deeplink | TUNGSRAM - Tungsram Auriso - 14100lm - 104W - 3000K - 80CRI - TBD[SKU] - Bracket. Y-cable | 1.54 | Bracket. Y-cable | LED | 1 | 104 | [8 empty] | CE | [6 empty] | 20 | 3000 | 450x250x75 |  | 220-240V |  | 5 | A++ | 35° | 3 | 80 |  | 3000 |  | 64000 | >=0.95 | 146000 |  |  | 135.5769 |  |  | 9 | L3 | 25 | max. 10% at 100.000 hrs |  | Available | 830/339 | Cx=0.4338;Cy=0.4030 | Class I | IK08 | IP50 | IP20 | 50 | 560 | -25 | 1 | 104 | RAL9016 | 50-60Hz | Passive | LED | embedded sensor system | High Bay Rectangular | Tungsram Auriso | Indoor industrial |  | 17.2 | 14100 | Yes |  | risk group 1 |  | Bracket kit. Tilted bracket kit. Busbar bracket kit. Cable hook pair
TBD | AUR-1S15-750-L3-RFM-ST | image | datasheet | deeplink | TUNGSRAM - Tungsram Auriso - 15800lm - 104W - 5000K - 70CRI - TBD[SKU] - Bracket. Y-cable | 1.54 | Bracket. Y-cable | LED | 1 | 104 | [8 empty] | CE | [6 empty] | 20 | 5000 | 450x250x75 |  | 220-240V |  | 5 | A++ | 35° | 3 | 70 |  | 5000 |  | 64000 | >=0.95 | 146000 |  |  | 151.9231 |  |  | 9 | L3 | 25 | max. 10% at 100.000 hrs |  | Available | 750/339 | Cx=0.3447;Cy=0.3553 | Class I | IK08 | IP50 | IP20 | 50 | 560 | -25 | 1 | 104 | RAL9016 | 50-60Hz | Passive | LED | embedded sensor system | High Bay Rectangular | Tungsram Auriso | Indoor industrial |  | 17.6 | 15800 | Yes |  | risk group 1 |  | Bracket kit. Tilted bracket kit. Busbar bracket kit. Cable hook pair
TBD | AUR-1S15-740-L3-RFM-ST | image | datasheet | deeplink | TUNGSRAM - Tungsram Auriso - 15800lm - 104W - 4000K - 70CRI - TBD[SKU] - Bracket. Y-cable | 1.54 | Bracket. Y-cable | LED | 1 | 104 | [8 empty] | CE | [6 empty] | 20 | 4000 | 450x250x75 |  | 220-240V |  | 5 | A++ | 35° | 3 | 70 |  | 4000 |  | 64000 | >=0.95 | 146000 |  |  | 151.9231 |  |  | 9 | L3 | 25 | max. 10% at 100.000 hrs |  | Available | 740/339 | Cx=0.4338;Cy=0.4030 | Class I | IK08 | IP50 | IP20 | 50 | 560 | -25 | 1 | 104 | RAL9016 | 50-60Hz | Passive | LED | embedded sensor system | High Bay Rectangular | Tungsram Auriso | Indoor industrial |  | 17.6 | 15800 | Yes |  | risk group 1 |  | Bracket kit. Tilted bracket kit. Busbar bracket kit. Cable hook pair
TBD | AUR-1S15-730-L3-RFM-ST | image | datasheet | deeplink | TUNGSRAM - Tungsram Auriso - 15300lm - 104W - 3000K - 70CRI - TBD[SKU] - Bracket. Y-cable | 1.54 | Bracket. Y-cable | LED | 1 | 104 | [8 empty] | CE | [6 empty] | 20 | 3000 | 450x250x75 |  | 220-240V |  | 5 | A++ | 35° | 3 | 70 |  | 3000 |  | 64000 | >=0.95 | 146000 |  |  | 147.1154 |  |  | 9 | L3 | 25 | max. 10% at 100.000 hrs |  | Available | 730/339 | Cx=0.4338;Cy=0.4030 | Class I | IK08 | IP50 | IP20 | 50 | 560 | -25 | 1 | 104 | RAL9016 | 50-60Hz | Passive | LED | embedded sensor system | High Bay Rectangular | Tungsram Auriso | Indoor industrial |  | 17.5 | 15300 | Yes |  | risk group 1 |  | Bracket kit. Tilted bracket kit. Busbar bracket kit. Cable hook pair
TBD | AUR-1S15-850-D1-RFM-ST | image | datasheet | deeplink | TUNGSRAM - Tungsram Auriso - 13100lm - 104W - 5000K - 80CRI - TBD[SKU] - Bracket. Y-cable | 1.54 | Bracket. Y-cable | LED | 1 | 104 | [8 empty] | CE | [6 empty] | 20 | 5000 | 450x250x75 |  | 220-240V |  | 5 | A++ | 100° | 3 | 80 |  | 5000 |  | 64000 | >=0.95 | 146000 |  |  | 125.9615 |  |  | 9 | D1 | 25 | max. 10% at 100.000 hrs |  | Available | 850/339 | Cx=0.3447;Cy=0.3553 | Class I | IK08 | IP20 | IP20 | 50 | 560 | -25 | 1 | 104 | RAL9016 | 50-60Hz | Passive | LED | embedded sensor system | High Bay Rectangular | Tungsram Auriso | Indoor industrial |  | 25.6 | 13100 | Yes |  | risk group 1 |  | Bracket kit. Tilted bracket kit. Busbar bracket kit. Cable hook pair
TBD | AUR-1S15-840-D1-RFM-ST | image | datasheet | deeplink | TUNGSRAM - Tungsram Auriso - 12800lm - 104W - 4000K - 80CRI - TBD[SKU] - Bracket. Y-cable | 1.54 | Bracket. Y-cable | LED | 1 | 104 | [8 empty] | CE | [6 empty] | 20 | 4000 | 450x250x75 |  | 220-240V |  | 5 | A++ | 100° | 3 | 80 |  | 4000 |  | 64000 | >=0.95 | 146000 |  |  | 123.0769 |  |  | 9 | D1 | 25 | max. 10% at 100.000 hrs |  | Available | 840/339 | Cx=0.3818;Cy=0.3797 | Class I | IK08 | IP20 | IP20 | 50 | 560 | -25 | 1 | 104 | RAL9016 | 50-60Hz | Passive | LED | embedded sensor system | High Bay Rectangular | Tungsram Auriso | Indoor industrial |  | 25.6 | 12800 | Yes |  | risk group 1 |  | Bracket kit. Tilted bracket kit. Busbar bracket kit. Cable hook pair
TBD | AUR-1S15-830-D1-RFM-ST | image | datasheet | deeplink | TUNGSRAM - Tungsram Auriso - 12000lm - 104W - 3000K - 80CRI - TBD[SKU] - Bracket. Y-cable | 1.54 | Bracket. Y-cable | LED | 1 | 104 | [8 empty] | CE | [6 empty] | 20 | 3000 | 450x250x75 |  | 220-240V |  | 5 | A++ | 100° | 3 | 80 |  | 3000 |  | 64000 | >=0.95 | 146000 |  |  | 115.3846 |  |  | 9 | D1 | 25 | max. 10% at 100.000 hrs |  | Available | 830/339 | Cx=0.4338;Cy=0.4030 | Class I | IK08 | IP20 | IP20 | 50 | 560 | -25 | 1 | 104 | RAL9016 | 50-60Hz | Passive | LED | embedded sensor system | High Bay Rectangular | Tungsram Auriso | Indoor industrial |  | 25.5 | 12000 | Yes |  | risk group 1 |  | Bracket kit. Tilted bracket kit. Busbar bracket kit. Cable hook pair
TBD | AUR-1S15-750-D1-RFM-ST | image | datasheet | deeplink | TUNGSRAM - Tungsram Auriso - 13500lm - 104W - 5000K - 70CRI - TBD[SKU] - Bracket. Y-cable | 1.54 | Bracket. Y-cable | LED | 1 | 104 | [8 empty] | CE | [6 empty] | 20 | 5000 | 450x250x75 |  | 220-240V |  | 5 | A++ | 100° | 3 | 70 |  | 5000 |  | 64000 | >=0.95 | 146000 |  |  | 129.8077 |  |  | 9 | D1 | 25 | max. 10% at 100.000 hrs |  | Available | 750/339 | Cx=0.3447;Cy=0.3553 | Class I | IK08 | IP20 | IP20 | 50 | 560 | -25 | 1 | 104 | RAL9016 | 50-60Hz | Passive | LED | embedded sensor system | High Bay Rectangular | Tungsram Auriso | Indoor industrial |  | 25.9 | 13500 | Yes |  | risk group 1 |  | Bracket kit. Tilted bracket kit. Busbar bracket kit. Cable hook pair
TBD | AUR-1S15-740-D1-RFM-ST | image | datasheet | deeplink | TUNGSRAM - Tungsram Auriso - 13500lm - 104W - 4000K - 70CRI - TBD[SKU] - Bracket. Y-cable | 1.54 | Bracket. Y-cable | LED | 1 | 104 | [8 empty] | CE | [6 empty] | 20 | 4000 | 450x250x75 |  | 220-240V |  | 5 | A++ | 100° | 3 | 70 |  | 4000 |  | 64000 | >=0.95 | 146000 |  |  | 129.8077 |  |  | 9 | D1 | 25 | max. 10% at 100.000 hrs |  | Available | 740/339 | Cx=0.4338;Cy=0.4030 | Class I | IK08 | IP20 | IP20 | 50 | 560 | -25 | 1 | 104 | RAL9016 | 50-60Hz | Passive | LED | embedded sensor system | High Bay Rectangular | Tungsram Auriso | Indoor industrial |  | 25.9 | 13500 | Yes |  | risk group 1 |  | Bracket kit. Tilted bracket kit. Busbar bracket kit. Cable hook pair
TBD | AUR-1S15-730-D1-RFM-ST | image | datasheet | deeplink | TUNGSRAM - Tungsram Auriso - 13100lm - 104W - 3000K - 70CRI - TBD[SKU] - Bracket. Y-cable | 1.54 | Bracket. Y-cable | LED | 1 | 104 | [8 empty] | CE | [6 empty] | 20 | 3000 | 450x250x75 |  | 220-240V |  | 5 | A++ | 100° | 3 | 70 |  | 3000 |  | 64000 | >=0.95 | 146000 |  |  | 125.9615 |  |  | 9 | D1 | 25 | max. 10% at 100.000 hrs |  | Available | 730/339 | Cx=0.4338;Cy=0.4030 | Class I | IK08 | IP20 | IP20 | 50 | 560 | -25 | 1 | 104 | RAL9016 | 50-60Hz | Passive | LED | embedded sensor system | High Bay Rectangular | Tungsram Auriso | Indoor industrial |  | 25.8 | 13100 | Yes |  | risk group 1 |  | Bracket kit. Tilted bracket kit. Busbar bracket kit. Cable hook pair
TBD | AUR-1S15-850-C1-RFM-ST | image | datasheet | deeplink | TUNGSRAM - Tungsram Auriso - 14600lm - 104W - 5000K - 80CRI - TBD[SKU] - Bracket. Y-cable | 1.54 | Bracket. Y-cable | LED | 1 | 104 | [8 empty] | CE | [6 empty] | 20 | 5000 | 450x250x75 |  | 220-240V |  | 5 | A++ | 110° | 3 | 80 |  | 5000 |  | 64000 | >=0.95 | 146000 |  |  | 140.3846 |  |  | 9 | C1 | 25 | max. 10% at 100.000 hrs |  | Available | 850/339 | Cx=0.3447;Cy=0.3553 | Class I | IK08 | IP20 | IP20 | 50 | 560 | -25 | 1 | 104 | RAL9016 | 50-60Hz | Passive | LED | embedded sensor system | High Bay Rectangular | Tungsram Auriso | Indoor industrial |  | 25.5 | 14600 | Yes |  | risk group 1 |  | Bracket kit. Tilted bracket kit. Busbar bracket kit. Cable hook pair
TBD | AUR-1S15-840-C1-RFM-ST | image | datasheet | deeplink | TUNGSRAM - Tungsram Auriso - 14200lm - 104W - 4000K - 80CRI - TBD[SKU] - Bracket. Y-cable | 1.54 | Bracket. Y-cable | LED | 1 | 104 | [8 empty] | CE | [6 empty] | 20 | 4000 | 450x250x75 |  | 220-240V |  | 5 | A++ | 110° | 3 | 80 |  | 4000 |  | 64000 | >=0.95 | 146000 |  |  | 136.5385 |  |  | 9 | C1 | 25 | max. 10% at 100.000 hrs |  | Available | 840/339 | Cx=0.3818;Cy=0.3797 | Class I | IK08 | IP20 | IP20 | 50 | 560 | -25 | 1 | 104 | RAL9016 | 50-60Hz | Passive | LED | embedded sensor system | High Bay Rectangular | Tungsram Auriso | Indoor industrial |  | 25.5 | 14200 | Yes |  | risk group 1 |  | Bracket kit. Tilted bracket kit. Busbar bracket kit. Cable hook pair
TBD | AUR-1S15-830-C1-RFM-ST | image | datasheet | deeplink | TUNGSRAM - Tungsram Auriso - 13400lm - 104W - 3000K - 80CRI - TBD[SKU] - Bracket. Y-cable | 1.54 | Bracket. Y-cable | LED | 1 | 104 | [8 empty] | CE | [6 empty] | 20 | 3000 | 450x250x75 |  | 220-240V |  | 5 | A++ | 110° | 3 | 80 |  | 3000 |  | 64000 | >=0.95 | 146000 |  |  | 128.8462 |  |  | 9 | C1 | 25 | max. 10% at 100.000 hrs |  | Available | 830/339 | Cx=0.4338;Cy=0.4030 | Class I | IK08 | IP20 | IP20 | 50 | 560 | -25 | 1 | 104 | RAL9016 | 50-60Hz | Passive | LED | embedded sensor system | High Bay Rectangular | Tungsram Auriso | Indoor industrial |  | 25.4 | 13400 | Yes |  | risk group 1 |  | Bracket kit. Tilted bracket kit. Busbar bracket kit. Cable hook pair
TBD | AUR-1S15-750-C1-RFM-ST | image | datasheet | deeplink | TUNGSRAM - Tungsram Auriso - 15000lm - 104W - 5000K - 70CRI - TBD[SKU] - Bracket. Y-cable | 1.54 | Bracket. Y-cable | LED | 1 | 104 | [8 empty] | CE | [6 empty] | 20 | 5000 | 450x250x75 |  | 220-240V |  | 5 | A++ | 110° | 3 | 70 |  | 5000 |  | 64000 | >=0.95 | 146000 |  |  | 144.2308 |  |  | 9 | C1 | 25 | max. 10% at 100.000 hrs |  | Available | 750/339 | Cx=0.3447;Cy=0.3553 | Class I | IK08 | IP20 | IP20 | 50 | 560 | -25 | 1 | 104 | RAL9016 | 50-60Hz | Passive | LED | embedded sensor system | High Bay Rectangular | Tungsram Auriso | Indoor industrial |  | 25.8 | 15000 | Yes |  | risk group 1 |  | Bracket kit. Tilted bracket kit. Busbar bracket kit. Cable hook pair
TBD | AUR-1S15-740-C1-RFM-ST | image | datasheet | deeplink | TUNGSRAM - Tungsram Auriso - 15000lm - 104W - 4000K - 70CRI - TBD[SKU] - Bracket. Y-cable | 1.54 | Bracket. Y-cable | LED | 1 | 104 | [8 empty] | CE | [6 empty] | 20 | 4000 | 450x250x75 |  | 220-240V |  | 5 | A++ | 110° | 3 | 70 |  | 4000 |  | 64000 | >=0.95 | 146000 |  |  | 144.2308 |  |  | 9 | C1 | 25 | max. 10% at 100.000 hrs |  | Available | 740/339 | Cx=0.4338;Cy=0.4030 | Class I | IK08 | IP20 | IP20 | 50 | 560 | -25 | 1 | 104 | RAL9016 | 50-60Hz | Passive | LED | embedded sensor system | High Bay Rectangular | Tungsram Auriso | Indoor industrial |  | 25.8 | 15000 | Yes |  | risk group 1 |  | Bracket kit. Tilted bracket kit. Busbar bracket kit. Cable hook pair
TBD | AUR-1S15-730-C1-RFM-ST | image | datasheet | deeplink | TUNGSRAM - Tungsram Auriso - 14500lm - 104W - 3000K - 70CRI - TBD[SKU] - Bracket. Y-cable | 1.54 | Bracket. Y-cable | LED | 1 | 104 | [8 empty] | CE | [6 empty] | 20 | 3000 | 450x250x75 |  | 220-240V |  | 5 | A++ | 110° | 3 | 70 |  | 3000 |  | 64000 | >=0.95 | 146000 |  |  | 139.4231 |  |  | 9 | C1 | 25 | max. 10% at 100.000 hrs |  | Available | 730/339 | Cx=0.4338;Cy=0.4030 | Class I | IK08 | IP20 | IP20 | 50 | 560 | -25 | 1 | 104 | RAL9016 | 50-60Hz | Passive | LED | embedded sensor system | High Bay Rectangular | Tungsram Auriso | Indoor industrial |  | 25.7 | 14500 | Yes |  | risk group 1 |  | Bracket kit. Tilted bracket kit. Busbar bracket kit. Cable hook pair
TBD | AUR-1S10-850-U8-RFM-ST | image | datasheet | deeplink | TUNGSRAM - Tungsram Auriso - 8900lm - 66W - 5000K - 80CRI - TBD[SKU] - Bracket. Y-cable | 1.5 | Bracket. Y-cable | LED | 1 | 66 | [8 empty] | CE | [6 empty] | 20 | 5000 | 450x250x75 |  | 220-240V |  | 5 | A++ | 80° | 3 | 80 |  | 5000 |  | 126000 | >=0.95 | 282000 |  |  | 134.8485 |  |  | 9 | U8 | 25 | max. 10% at 100.000 hrs |  | Available | 850/339 | Cx=0.3447;Cy=0.3553 | Class I | IK08 | IP20 | IP20 | 50 | 350 | -25 | 1 | 66 | RAL9016 | 50-60Hz | Passive | LED | embedded sensor system | High Bay Rectangular | Tungsram Auriso | Indoor industrial |  | 21.6 | 8900 | Yes |  | risk group 1 |  | Bracket kit. Tilted bracket kit. Busbar bracket kit. Cable hook pair
TBD | AUR-1S10-840-U8-RFM-ST | image | datasheet | deeplink | TUNGSRAM - Tungsram Auriso - 8700lm - 66W - 4000K - 80CRI - TBD[SKU] - Bracket. Y-cable | 1.5 | Bracket. Y-cable | LED | 1 | 66 | [8 empty] | CE | [6 empty] | 20 | 4000 | 450x250x75 |  | 220-240V |  | 5 | A++ | 80° | 3 | 80 |  | 4000 |  | 126000 | >=0.95 | 282000 |  |  | 131.8182 |  |  | 9 | U8 | 25 | max. 10% at 100.000 hrs |  | Available | 840/339 | Cx=0.3818;Cy=0.3797 | Class I | IK08 | IP20 | IP20 | 50 | 350 | -25 | 1 | 66 | RAL9016 | 50-60Hz | Passive | LED | embedded sensor system | High Bay Rectangular | Tungsram Auriso | Indoor industrial |  | 21.6 | 8700 | Yes |  | risk group 1 |  | Bracket kit. Tilted bracket kit. Busbar bracket kit. Cable hook pair
TBD | AUR-1S10-830-U8-RFM-ST | image | datasheet | deeplink | TUNGSRAM - Tungsram Auriso - 8200lm - 66W - 3000K - 80CRI - TBD[SKU] - Bracket. Y-cable | 1.5 | Bracket. Y-cable | LED | 1 | 66 | [8 empty] | CE | [6 empty] | 20 | 3000 | 450x250x75 |  | 220-240V |  | 5 | A++ | 80° | 3 | 80 |  | 3000 |  | 126000 | >=0.95 | 282000 |  |  | 124.2424 |  |  | 9 | U8 | 25 | max. 10% at 100.000 hrs |  | Available | 830/339 | Cx=0.4338;Cy=0.4030 | Class I | IK08 | IP20 | IP20 | 50 | 350 | -25 | 1 | 66 | RAL9016 | 50-60Hz | Passive | LED | embedded sensor system | High Bay Rectangular | Tungsram Auriso | Indoor industrial |  | 21.5 | 8200 | Yes |  | risk group 1 |  | Bracket kit. Tilted bracket kit. Busbar bracket kit. Cable hook pair
TBD | AUR-1S10-750-U8-RFM-ST | image | datasheet | deeplink | TUNGSRAM - Tungsram Auriso - 9200lm - 66W - 5000K - 70CRI - TBD[SKU] - Bracket. Y-cable | 1.5 | Bracket. Y-cable | LED | 1 | 66 | [8 empty] | CE | [6 empty] | 20 | 5000 | 450x250x75 |  | 220-240V |  | 5 | A++ | 80° | 3 | 70 |  | 5000 |  | 126000 | >=0.95 | 282000 |  |  | 139.3939 |  |  | 9 | U8 | 25 | max. 10% at 100.000 hrs |  | Available | 750/339 | Cx=0.3447;Cy=0.3553 | Class I | IK08 | IP20 | IP20 | 50 | 350 | -25 | 1 | 66 | RAL9016 | 50-60Hz | Passive | LED | embedded sensor system | High Bay Rectangular | Tungsram Auriso | Indoor industrial |  | 21.9 | 9200 | Yes |  | risk group 1 |  | Bracket kit. Tilted bracket kit. Busbar bracket kit. Cable hook pair
TBD | AUR-1S10-740-U8-RFM-ST | image | datasheet | deeplink | TUNGSRAM - Tungsram Auriso - 9200lm - 66W - 4000K - 70CRI - TBD[SKU] - Bracket. Y-cable | 1.5 | Bracket. Y-cable | LED | 1 | 66 | [8 empty] | CE | [6 empty] | 20 | 4000 | 450x250x75 |  | 220-240V |  | 5 | A++ | 80° | 3 | 70 |  | 4000 |  | 126000 | >=0.95 | 282000 |  |  | 139.3939 |  |  | 9 | U8 | 25 | max. 10% at 100.000 hrs |  | Available | 740/339 | Cx=0.4338;Cy=0.4030 | Class I | IK08 | IP20 | IP20 | 50 | 350 | -25 | 1 | 66 | RAL9016 | 50-60Hz | Passive | LED | embedded sensor system | High Bay Rectangular | Tungsram Auriso | Indoor industrial |  | 21.9 | 9200 | Yes |  | risk group 1 |  | Bracket kit. Tilted bracket kit. Busbar bracket kit. Cable hook pair
TBD | AUR-1S10-730-U8-RFM-ST | image | datasheet | deeplink | TUNGSRAM - Tungsram Auriso - 8900lm - 66W - 3000K - 70CRI - TBD[SKU] - Bracket. Y-cable | 1.5 | Bracket. Y-cable | LED | 1 | 66 | [8 empty] | CE | [6 empty] | 20 | 3000 | 450x250x75 |  | 220-240V |  | 5 | A++ | 80° | 3 | 70 |  | 3000 |  | 126000 | >=0.95 | 282000 |  |  | 134.8485 |  |  | 9 | U8 | 25 | max. 10% at 100.000 hrs |  | Available | 730/339 | Cx=0.4338;Cy=0.4030 | Class I | IK08 | IP20 | IP20 | 50 | 350 | -25 | 1 | 66 | RAL9016 | 50-60Hz | Passive | LED | embedded sensor system | High Bay Rectangular | Tungsram Auriso | Indoor industrial |  | 21.8 | 8900 | Yes |  | risk group 1 |  | Bracket kit. Tilted bracket kit. Busbar bracket kit. Cable hook pair
TBD | AUR-1S10-850-U6-RFM-ST | image | datasheet | deeplink | TUNGSRAM - Tungsram Auriso - 8200lm - 66W - 5000K - 80CRI - TBD[SKU] - Bracket. Y-cable | 1.5 | Bracket. Y-cable | LED | 1 | 66 | [8 empty] | CE | [6 empty] | 20 | 5000 | 450x250x75 |  | 220-240V |  | 5 | A++ | 65° | 3 | 80 |  | 5000 |  | 126000 | >=0.95 | 282000 |  |  | 124.2424 |  |  | 9 | U6 | 25 | max. 10% at 100.000 hrs |  | Available | 850/339 | Cx=0.3447;Cy=0.3553 | Class I | IK08 | IP50 | IP20 | 50 | 350 | -25 | 1 | 66 | RAL9016 | 50-60Hz | Passive | LED | embedded sensor system | High Bay Rectangular | Tungsram Auriso | Indoor industrial |  | 20.3 | 8200 | Yes |  | risk group 1 |  | Bracket kit. Tilted bracket kit. Busbar bracket kit. Cable hook pair
TBD | AUR-1S10-840-U6-RFM-ST | image | datasheet | deeplink | TUNGSRAM - Tungsram Auriso - 8000lm - 66W - 4000K - 80CRI - TBD[SKU] - Bracket. Y-cable | 1.5 | Bracket. Y-cable | LED | 1 | 66 | [8 empty] | CE | [6 empty] | 20 | 4000 | 450x250x75 |  | 220-240V |  | 5 | A++ | 65° | 3 | 80 |  | 4000 |  | 126000 | >=0.95 | 282000 |  |  | 121.2121 |  |  | 9 | U6 | 25 | max. 10% at 100.000 hrs |  | Available | 840/339 | Cx=0.3818;Cy=0.3797 | Class I | IK08 | IP50 | IP20 | 50 | 350 | -25 | 1 | 66 | RAL9016 | 50-60Hz | Passive | LED | embedded sensor system | High Bay Rectangular | Tungsram Auriso | Indoor industrial |  | 20.3 | 8000 | Yes |  | risk group 1 |  | Bracket kit. Tilted bracket kit. Busbar bracket kit. Cable hook pair
TBD | AUR-1S10-830-U6-RFM-ST | image | datasheet | deeplink | TUNGSRAM - Tungsram Auriso - 7500lm - 66W - 3000K - 80CRI - TBD[SKU] - Bracket. Y-cable | 1.5 | Bracket. Y-cable | LED | 1 | 66 | [8 empty] | CE | [6 empty] | 20 | 3000 | 450x250x75 |  | 220-240V |  | 5 | A++ | 65° | 3 | 80 |  | 3000 |  | 126000 | >=0.95 | 282000 |  |  | 113.6364 |  |  | 9 | U6 | 25 | max. 10% at 100.000 hrs |  | Available | 830/339 | Cx=0.4338;Cy=0.4030 | Class I | IK08 | IP50 | IP20 | 50 | 350 | -25 | 1 | 66 | RAL9016 | 50-60Hz | Passive | LED | embedded sensor system | High Bay Rectangular | Tungsram Auriso | Indoor industrial |  | 20.2 | 7500 | Yes |  | risk group 1 |  | Bracket kit. Tilted bracket kit. Busbar bracket kit. Cable hook pair
TBD | AUR-1S10-750-U6-RFM-ST | image | datasheet | deeplink | TUNGSRAM - Tungsram Auriso - 8400lm - 66W - 5000K - 70CRI - TBD[SKU] - Bracket. Y-cable | 1.5 | Bracket. Y-cable | LED | 1 | 66 | [8 empty] | CE | [6 empty] | 20 | 5000 | 450x250x75 |  | 220-240V |  | 5 | A++ | 65° | 3 | 70 |  | 5000 |  | 126000 | >=0.95 | 282000 |  |  | 127.2727 |  |  | 9 | U6 | 25 | max. 10% at 100.000 hrs |  | Available | 750/339 | Cx=0.3447;Cy=0.3553 | Class I | IK08 | IP50 | IP20 | 50 | 350 | -25 | 1 | 66 | RAL9016 | 50-60Hz | Passive | LED | embedded sensor system | High Bay Rectangular | Tungsram Auriso | Indoor industrial |  | 20.6 | 8400 | Yes |  | risk group 1 |  | Bracket kit. Tilted bracket kit. Busbar bracket kit. Cable hook pair
TBD | AUR-1S10-740-U6-RFM-ST | image | datasheet | deeplink | TUNGSRAM - Tungsram Auriso - 8400lm - 66W - 4000K - 70CRI - TBD[SKU] - Bracket. Y-cable | 1.5 | Bracket. Y-cable | LED | 1 | 66 | [8 empty] | CE | [6 empty] | 20 | 4000 | 450x250x75 |  | 220-240V |  | 5 | A++ | 65° | 3 | 70 |  | 4000 |  | 126000 | >=0.95 | 282000 |  |  | 127.2727 |  |  | 9 | U6 | 25 | max. 10% at 100.000 hrs |  | Available | 740/339 | Cx=0.4338;Cy=0.4030 | Class I | IK08 | IP50 | IP20 | 50 | 350 | -25 | 1 | 66 | RAL9016 | 50-60Hz | Passive | LED | embedded sensor system | High Bay Rectangular | Tungsram Auriso | Indoor industrial |  | 20.6 | 8400 | Yes |  | risk group 1 |  | Bracket kit. Tilted bracket kit. Busbar bracket kit. Cable hook pair
TBD | AUR-1S10-730-U6-RFM-ST | image | datasheet | deeplink | TUNGSRAM - Tungsram Auriso - 8100lm - 66W - 3000K - 70CRI - TBD[SKU] - Bracket. Y-cable | 1.5 | Bracket. Y-cable | LED | 1 | 66 | [8 empty] | CE | [6 empty] | 20 | 3000 | 450x250x75 |  | 220-240V |  | 5 | A++ | 65° | 3 | 70 |  | 3000 |  | 126000 | >=0.95 | 282000 |  |  | 122.7273 |  |  | 9 | U6 | 25 | max. 10% at 100.000 hrs |  | Available | 730/339 | Cx=0.4338;Cy=0.4030 | Class I | IK08 | IP50 | IP20 | 50 | 350 | -25 | 1 | 66 | RAL9016 | 50-60Hz | Passive | LED | embedded sensor system | High Bay Rectangular | Tungsram Auriso | Indoor industrial |  | 20.5 | 8100 | Yes |  | risk group 1 |  | Bracket kit. Tilted bracket kit. Busbar bracket kit. Cable hook pair
TBD | AUR-1S10-850-U4-RFM-ST | image | datasheet | deeplink | TUNGSRAM - Tungsram Auriso - 8500lm - 66W - 5000K - 80CRI - TBD[SKU] - Bracket. Y-cable | 1.5 | Bracket. Y-cable | LED | 1 | 66 | [8 empty] | CE | [6 empty] | 20 | 5000 | 450x250x75 |  | 220-240V |  | 5 | A++ | 45° | 3 | 80 |  | 5000 |  | 126000 | >=0.95 | 282000 |  |  | 128.7879 |  |  | 9 | U4 | 25 | max. 10% at 100.000 hrs |  | Available | 850/339 | Cx=0.3447;Cy=0.3553 | Class I | IK08 | IP50 | IP20 | 50 | 350 | -25 | 1 | 66 | RAL9016 | 50-60Hz | Passive | LED | embedded sensor system | High Bay Rectangular | Tungsram Auriso | Indoor industrial |  | 19.6 | 8500 | Yes |  | risk group 1 |  | Bracket kit. Tilted bracket kit. Busbar bracket kit. Cable hook pair
TBD | AUR-1S10-840-U4-RFM-ST | image | datasheet | deeplink | TUNGSRAM - Tungsram Auriso - 8300lm - 66W - 4000K - 80CRI - TBD[SKU] - Bracket. Y-cable | 1.5 | Bracket. Y-cable | LED | 1 | 66 | [8 empty] | CE | [6 empty] | 20 | 4000 | 450x250x75 |  | 220-240V |  | 5 | A++ | 45° | 3 | 80 |  | 4000 |  | 126000 | >=0.95 | 282000 |  |  | 125.7576 |  |  | 9 | U4 | 25 | max. 10% at 100.000 hrs |  | Available | 840/339 | Cx=0.3818;Cy=0.3797 | Class I | IK08 | IP50 | IP20 | 50 | 350 | -25 | 1 | 66 | RAL9016 | 50-60Hz | Passive | LED | embedded sensor system | High Bay Rectangular | Tungsram Auriso | Indoor industrial |  | 19.6 | 8300 | Yes |  | risk group 1 |  | Bracket kit. Tilted bracket kit. Busbar bracket kit. Cable hook pair
TBD | AUR-1S10-830-U4-RFM-ST | image | datasheet | deeplink | TUNGSRAM - Tungsram Auriso - 7800lm - 66W - 3000K - 80CRI - TBD[SKU] - Bracket. Y-cable | 1.5 | Bracket. Y-cable | LED | 1 | 66 | [8 empty] | CE | [6 empty] | 20 | 3000 | 450x250x75 |  | 220-240V |  | 5 | A++ | 45° | 3 | 80 |  | 3000 |  | 126000 | >=0.95 | 282000 |  |  | 118.1818 |  |  | 9 | U4 | 25 | max. 10% at 100.000 hrs |  | Available | 830/339 | Cx=0.4338;Cy=0.4030 | Class I | IK08 | IP50 | IP20 | 50 | 350 | -25 | 1 | 66 | RAL9016 | 50-60Hz | Passive | LED | embedded sensor system | High Bay Rectangular | Tungsram Auriso | Indoor industrial |  | 19.4 | 7800 | Yes |  | risk group 1 |  | Bracket kit. Tilted bracket kit. Busbar bracket kit. Cable hook pair
TBD | AUR-1S10-750-U4-RFM-ST | image | datasheet | deeplink | TUNGSRAM - Tungsram Auriso - 8800lm - 66W - 5000K - 70CRI - TBD[SKU] - Bracket. Y-cable | 1.5 | Bracket. Y-cable | LED | 1 | 66 | [8 empty] | CE | [6 empty] | 20 | 5000 | 450x250x75 |  | 220-240V |  | 5 | A++ | 45° | 3 | 70 |  | 5000 |  | 126000 | >=0.95 | 282000 |  |  | 133.3333 |  |  | 9 | U4 | 25 | max. 10% at 100.000 hrs |  | Available | 750/339 | Cx=0.3447;Cy=0.3553 | Class I | IK08 | IP50 | IP20 | 50 | 350 | -25 | 1 | 66 | RAL9016 | 50-60Hz | Passive | LED | embedded sensor system | High Bay Rectangular | Tungsram Auriso | Indoor industrial |  | 19.8 | 8800 | Yes |  | risk group 1 |  | Bracket kit. Tilted bracket kit. Busbar bracket kit. Cable hook pair
TBD | AUR-1S10-740-U4-RFM-ST | image | datasheet | deeplink | TUNGSRAM - Tungsram Auriso - 8700lm - 66W - 4000K - 70CRI - TBD[SKU] - Bracket. Y-cable | 1.5 | Bracket. Y-cable | LED | 1 | 66 | [8 empty] | CE | [6 empty] | 20 | 4000 | 450x250x75 |  | 220-240V |  | 5 | A++ | 45° | 3 | 70 |  | 4000 |  | 126000 | >=0.95 | 282000 |  |  | 131.8182 |  |  | 9 | U4 | 25 | max. 10% at 100.000 hrs |  | Available | 740/339 | Cx=0.4338;Cy=0.4030 | Class I | IK08 | IP50 | IP20 | 50 | 350 | -25 | 1 | 66 | RAL9016 | 50-60Hz | Passive | LED | embedded sensor system | High Bay Rectangular | Tungsram Auriso | Indoor industrial |  | 19.8 | 8700 | Yes |  | risk group 1 |  | Bracket kit. Tilted bracket kit. Busbar bracket kit. Cable hook pair
TBD | AUR-1S10-730-U4-RFM-ST | image | datasheet | deeplink | TUNGSRAM - Tungsram Auriso - 8500lm - 66W - 3000K - 70CRI - TBD[SKU] - Bracket. Y-cable | 1.5 | Bracket. Y-cable | LED | 1 | 66 | [8 empty] | CE | [6 empty] | 20 | 3000 | 450x250x75 |  | 220-240V |  | 5 | A++ | 45° | 3 | 70 |  | 3000 |  | 126000 | >=0.95 | 282000 |  |  | 128.7879 |  |  | 9 | U4 | 25 | max. 10% at 100.000 hrs |  | Available | 730/339 | Cx=0.4338;Cy=0.4030 | Class I | IK08 | IP50 | IP20 | 50 | 350 | -25 | 1 | 66 | RAL9016 | 50-60Hz | Passive | LED | embedded sensor system | High Bay Rectangular | Tungsram Auriso | Indoor industrial |  | 19.7 | 8500 | Yes |  | risk group 1 |  | Bracket kit. Tilted bracket kit. Busbar bracket kit. Cable hook pair
TBD | AUR-1S10-850-L9-RFM-ST | image | datasheet | deeplink | TUNGSRAM - Tungsram Auriso - 10300lm - 66W - 5000K - 80CRI - TBD[SKU] - Bracket. Y-cable | 1.5 | Bracket. Y-cable | LED | 1 | 66 | [8 empty] | CE | [6 empty] | 20 | 5000 | 450x250x75 |  | 220-240V |  | 5 | A++ | 90° | 3 | 80 |  | 5000 |  | 126000 | >=0.95 | 282000 |  |  | 156.0606 |  |  | 9 | L9 | 25 | max. 10% at 100.000 hrs |  | Available | 850/339 | Cx=0.3447;Cy=0.3553 | Class I | IK08 | IP50 | IP20 | 50 | 350 | -25 | 1 | 66 | RAL9016 | 50-60Hz | Passive | LED | embedded sensor system | High Bay Rectangular | Tungsram Auriso | Indoor industrial |  | 22.1 | 10300 | Yes |  | risk group 1 |  | Bracket kit. Tilted bracket kit. Busbar bracket kit. Cable hook pair
TBD | AUR-1S10-840-L9-RFM-ST | image | datasheet | deeplink | TUNGSRAM - Tungsram Auriso - 10100lm - 66W - 4000K - 80CRI - TBD[SKU] - Bracket. Y-cable | 1.5 | Bracket. Y-cable | LED | 1 | 66 | [8 empty] | CE | [6 empty] | 20 | 4000 | 450x250x75 |  | 220-240V |  | 5 | A++ | 90° | 3 | 80 |  | 4000 |  | 126000 | >=0.95 | 282000 |  |  | 153.0303 |  |  | 9 | L9 | 25 | max. 10% at 100.000 hrs |  | Available | 840/339 | Cx=0.3818;Cy=0.3797 | Class I | IK08 | IP50 | IP20 | 50 | 350 | -25 | 1 | 66 | RAL9016 | 50-60Hz | Passive | LED | embedded sensor system | High Bay Rectangular | Tungsram Auriso | Indoor industrial |  | 22.1 | 10100 | Yes |  | risk group 1 |  | Bracket kit. Tilted bracket kit. Busbar bracket kit. Cable hook pair
TBD | AUR-1S10-830-L9-RFM-ST | image | datasheet | deeplink | TUNGSRAM - Tungsram Auriso - 9500lm - 66W - 3000K - 80CRI - TBD[SKU] - Bracket. Y-cable | 1.5 | Bracket. Y-cable | LED | 1 | 66 | [8 empty] | CE | [6 empty] | 20 | 3000 | 450x250x75 |  | 220-240V |  | 5 | A++ | 90° | 3 | 80 |  | 3000 |  | 126000 | >=0.95 | 282000 |  |  | 143.9394 |  |  | 9 | L9 | 25 | max. 10% at 100.000 hrs |  | Available | 830/339 | Cx=0.4338;Cy=0.4030 | Class I | IK08 | IP50 | IP20 | 50 | 350 | -25 | 1 | 66 | RAL9016 | 50-60Hz | Passive | LED | embedded sensor system | High Bay Rectangular | Tungsram Auriso | Indoor industrial |  | 22 | 9500 | Yes |  | risk group 1 |  | Bracket kit. Tilted bracket kit. Busbar bracket kit. Cable hook pair
TBD | AUR-1S10-750-L9-RFM-ST | image | datasheet | deeplink | TUNGSRAM - Tungsram Auriso - 10600lm - 66W - 5000K - 70CRI - TBD[SKU] - Bracket. Y-cable | 1.5 | Bracket. Y-cable | LED | 1 | 66 | [8 empty] | CE | [6 empty] | 20 | 5000 | 450x250x75 |  | 220-240V |  | 5 | A++ | 90° | 3 | 70 |  | 5000 |  | 126000 | >=0.95 | 282000 |  |  | 160.6061 |  |  | 9 | L9 | 25 | max. 10% at 100.000 hrs |  | Available | 750/339 | Cx=0.3447;Cy=0.3553 | Class I | IK08 | IP50 | IP20 | 50 | 350 | -25 | 1 | 66 | RAL9016 | 50-60Hz | Passive | LED | embedded sensor system | High Bay Rectangular | Tungsram Auriso | Indoor industrial |  | 22.4 | 10600 | Yes |  | risk group 1 |  | Bracket kit. Tilted bracket kit. Busbar bracket kit. Cable hook pair
TBD | AUR-1S10-740-L9-RFM-ST | image | datasheet | deeplink | TUNGSRAM - Tungsram Auriso - 10600lm - 66W - 4000K - 70CRI - TBD[SKU] - Bracket. Y-cable | 1.5 | Bracket. Y-cable | LED | 1 | 66 | [8 empty] | CE | [6 empty] | 20 | 4000 | 450x250x75 |  | 220-240V |  | 5 | A++ | 90° | 3 | 70 |  | 4000 |  | 126000 | >=0.95 | 282000 |  |  | 160.6061 |  |  | 9 | L9 | 25 | max. 10% at 100.000 hrs |  | Available | 740/339 | Cx=0.4338;Cy=0.4030 | Class I | IK08 | IP50 | IP20 | 50 | 350 | -25 | 1 | 66 | RAL9016 | 50-60Hz | Passive | LED | embedded sensor system | High Bay Rectangular | Tungsram Auriso | Indoor industrial |  | 22.4 | 10600 | Yes |  | risk group 1 |  | Bracket kit. Tilted bracket kit. Busbar bracket kit. Cable hook pair
TBD | AUR-1S10-730-L9-RFM-ST | image | datasheet | deeplink | TUNGSRAM - Tungsram Auriso - 10300lm - 66W - 3000K - 70CRI - TBD[SKU] - Bracket. Y-cable | 1.5 | Bracket. Y-cable | LED | 1 | 66 | [8 empty] | CE | [6 empty] | 20 | 3000 | 450x250x75 |  | 220-240V |  | 5 | A++ | 90° | 3 | 70 |  | 3000 |  | 126000 | >=0.95 | 282000 |  |  | 156.0606 |  |  | 9 | L9 | 25 | max. 10% at 100.000 hrs |  | Available | 730/339 | Cx=0.4338;Cy=0.4030 | Class I | IK08 | IP50 | IP20 | 50 | 350 | -25 | 1 | 66 | RAL9016 | 50-60Hz | Passive | LED | embedded sensor system | High Bay Rectangular | Tungsram Auriso | Indoor industrial |  | 22.3 | 10300 | Yes |  | risk group 1 |  | Bracket kit. Tilted bracket kit. Busbar bracket kit. Cable hook pair
TBD | AUR-1S10-850-L6-RFM-ST | image | datasheet | deeplink | TUNGSRAM - Tungsram Auriso - 9900lm - 66W - 5000K - 80CRI - TBD[SKU] - Bracket. Y-cable | 1.5 | Bracket. Y-cable | LED | 1 | 66 | [8 empty] | CE | [6 empty] | 20 | 5000 | 450x250x75 |  | 220-240V |  | 5 | A++ | 70° | 3 | 80 |  | 5000 |  | 126000 | >=0.95 | 282000 |  |  | 150 |  |  | 9 | L6 | 25 | max. 10% at 100.000 hrs |  | Available | 850/339 | Cx=0.3447;Cy=0.3553 | Class I | IK08 | IP50 | IP20 | 50 | 350 | -25 | 1 | 66 | RAL9016 | 50-60Hz | Passive | LED | embedded sensor system | High Bay Rectangular | Tungsram Auriso | Indoor industrial |  | 20.5 | 9900 | Yes |  | risk group 1 |  | Bracket kit. Tilted bracket kit. Busbar bracket kit. Cable hook pair
TBD | AUR-1S10-840-L6-RFM-ST | image | datasheet | deeplink | TUNGSRAM - Tungsram Auriso - 9700lm - 66W - 4000K - 80CRI - TBD[SKU] - Bracket. Y-cable | 1.5 | Bracket. Y-cable | LED | 1 | 66 | [8 empty] | CE | [6 empty] | 20 | 4000 | 450x250x75 |  | 220-240V |  | 5 | A++ | 70° | 3 | 80 |  | 4000 |  | 126000 | >=0.95 | 282000 |  |  | 146.9697 |  |  | 9 | L6 | 25 | max. 10% at 100.000 hrs |  | Available | 840/339 | Cx=0.3818;Cy=0.3797 | Class I | IK08 | IP50 | IP20 | 50 | 350 | -25 | 1 | 66 | RAL9016 | 50-60Hz | Passive | LED | embedded sensor system | High Bay Rectangular | Tungsram Auriso | Indoor industrial |  | 20.5 | 9700 | Yes |  | risk group 1 |  | Bracket kit. Tilted bracket kit. Busbar bracket kit. Cable hook pair
TBD | AUR-1S10-830-L6-RFM-ST | image | datasheet | deeplink | TUNGSRAM - Tungsram Auriso - 9100lm - 66W - 3000K - 80CRI - TBD[SKU] - Bracket. Y-cable | 1.5 | Bracket. Y-cable | LED | 1 | 66 | [8 empty] | CE | [6 empty] | 20 | 3000 | 450x250x75 |  | 220-240V |  | 5 | A++ | 70° | 3 | 80 |  | 3000 |  | 126000 | >=0.95 | 282000 |  |  | 137.8788 |  |  | 9 | L6 | 25 | max. 10% at 100.000 hrs |  | Available | 830/339 | Cx=0.4338;Cy=0.4030 | Class I | IK08 | IP50 | IP20 | 50 | 350 | -25 | 1 | 66 | RAL9016 | 50-60Hz | Passive | LED | embedded sensor system | High Bay Rectangular | Tungsram Auriso | Indoor industrial |  | 20.4 | 9100 | Yes |  | risk group 1 |  | Bracket kit. Tilted bracket kit. Busbar bracket kit. Cable hook pair
TBD | AUR-1S10-750-L6-RFM-ST | image | datasheet | deeplink | TUNGSRAM - Tungsram Auriso - 10200lm - 66W - 5000K - 70CRI - TBD[SKU] - Bracket. Y-cable | 1.5 | Bracket. Y-cable | LED | 1 | 66 | [8 empty] | CE | [6 empty] | 20 | 5000 | 450x250x75 |  | 220-240V |  | 5 | A++ | 70° | 3 | 70 |  | 5000 |  | 126000 | >=0.95 | 282000 |  |  | 154.5455 |  |  | 9 | L6 | 25 | max. 10% at 100.000 hrs |  | Available | 750/339 | Cx=0.3447;Cy=0.3553 | Class I | IK08 | IP50 | IP20 | 50 | 350 | -25 | 1 | 66 | RAL9016 | 50-60Hz | Passive | LED | embedded sensor system | High Bay Rectangular | Tungsram Auriso | Indoor industrial |  | 20.8 | 10200 | Yes |  | risk group 1 |  | Bracket kit. Tilted bracket kit. Busbar bracket kit. Cable hook pair
TBD | AUR-1S10-740-L6-RFM-ST | image | datasheet | deeplink | TUNGSRAM - Tungsram Auriso - 10200lm - 66W - 4000K - 70CRI - TBD[SKU] - Bracket. Y-cable | 1.5 | Bracket. Y-cable | LED | 1 | 66 | [8 empty] | CE | [6 empty] | 20 | 4000 | 450x250x75 |  | 220-240V |  | 5 | A++ | 70° | 3 | 70 |  | 4000 |  | 126000 | >=0.95 | 282000 |  |  | 154.5455 |  |  | 9 | L6 | 25 | max. 10% at 100.000 hrs |  | Available | 740/339 | Cx=0.4338;Cy=0.4030 | Class I | IK08 | IP50 | IP20 | 50 | 350 | -25 | 1 | 66 | RAL9016 | 50-60Hz | Passive | LED | embedded sensor system | High Bay Rectangular | Tungsram Auriso | Indoor industrial |  | 20.8 | 10200 | Yes |  | risk group 1 |  | Bracket kit. Tilted bracket kit. Busbar bracket kit. Cable hook pair
TBD | AUR-1S10-730-L6-RFM-ST | image | datasheet | deeplink | TUNGSRAM - Tungsram Auriso - 9900lm - 66W - 3000K - 70CRI - TBD[SKU] - Bracket. Y-cable | 1.5 | Bracket. Y-cable | LED | 1 | 66 | [8 empty] | CE | [6 empty] | 20 | 3000 | 450x250x75 |  | 220-240V |  | 5 | A++ | 70° | 3 | 70 |  | 3000 |  | 126000 | >=0.95 | 282000 |  |  | 150 |  |  | 9 | L6 | 25 | max. 10% at 100.000 hrs |  | Available | 730/339 | Cx=0.4338;Cy=0.4030 | Class I | IK08 | IP50 | IP20 | 50 | 350 | -25 | 1 | 66 | RAL9016 | 50-60Hz | Passive | LED | embedded sensor system | High Bay Rectangular | Tungsram Auriso | Indoor industrial |  | 20.6 | 9900 | Yes |  | risk group 1 |  | Bracket kit. Tilted bracket kit. Busbar bracket kit. Cable hook pair
TBD | AUR-1S10-850-L3-RFM-ST | image | datasheet | deeplink | TUNGSRAM - Tungsram Auriso - 10600lm - 66W - 5000K - 80CRI - TBD[SKU] - Bracket. Y-cable | 1.5 | Bracket. Y-cable | LED | 1 | 66 | [8 empty] | CE | [6 empty] | 20 | 5000 | 450x250x75 |  | 220-240V |  | 5 | A++ | 35° | 3 | 80 |  | 5000 |  | 126000 | >=0.95 | 282000 |  |  | 160.6061 |  |  | 9 | L3 | 25 | max. 10% at 100.000 hrs |  | Available | 850/339 | Cx=0.3447;Cy=0.3553 | Class I | IK08 | IP50 | IP20 | 50 | 350 | -25 | 1 | 66 | RAL9016 | 50-60Hz | Passive | LED | embedded sensor system | High Bay Rectangular | Tungsram Auriso | Indoor industrial |  | 16 | 10600 | Yes |  | risk group 1 |  | Bracket kit. Tilted bracket kit. Busbar bracket kit. Cable hook pair
TBD | AUR-1S10-840-L3-RFM-ST | image | datasheet | deeplink | TUNGSRAM - Tungsram Auriso - 10300lm - 66W - 4000K - 80CRI - TBD[SKU] - Bracket. Y-cable | 1.5 | Bracket. Y-cable | LED | 1 | 66 | [8 empty] | CE | [6 empty] | 20 | 4000 | 450x250x75 |  | 220-240V |  | 5 | A++ | 35° | 3 | 80 |  | 4000 |  | 126000 | >=0.95 | 282000 |  |  | 156.0606 |  |  | 9 | L3 | 25 | max. 10% at 100.000 hrs |  | Available | 840/339 | Cx=0.3818;Cy=0.3797 | Class I | IK08 | IP50 | IP20 | 50 | 350 | -25 | 1 | 66 | RAL9016 | 50-60Hz | Passive | LED | embedded sensor system | High Bay Rectangular | Tungsram Auriso | Indoor industrial |  | 16 | 10300 | Yes |  | risk group 1 |  | Bracket kit. Tilted bracket kit. Busbar bracket kit. Cable hook pair
TBD | AUR-1S10-830-L3-RFM-ST | image | datasheet | deeplink | TUNGSRAM - Tungsram Auriso - 9700lm - 66W - 3000K - 80CRI - TBD[SKU] - Bracket. Y-cable | 1.5 | Bracket. Y-cable | LED | 1 | 66 | [8 empty] | CE | [6 empty] | 20 | 3000 | 450x250x75 |  | 220-240V |  | 5 | A++ | 35° | 3 | 80 |  | 3000 |  | 126000 | >=0.95 | 282000 |  |  | 146.9697 |  |  | 9 | L3 | 25 | max. 10% at 100.000 hrs |  | Available | 830/339 | Cx=0.4338;Cy=0.4030 | Class I | IK08 | IP50 | IP20 | 50 | 350 | -25 | 1 | 66 | RAL9016 | 50-60Hz | Passive | LED | embedded sensor system | High Bay Rectangular | Tungsram Auriso | Indoor industrial |  | 15.9 | 9700 | Yes |  | risk group 1 |  | Bracket kit. Tilted bracket kit. Busbar bracket kit. Cable hook pair
TBD | AUR-1S10-750-L3-RFM-ST | image | datasheet | deeplink | TUNGSRAM - Tungsram Auriso - 10900lm - 66W - 5000K - 70CRI - TBD[SKU] - Bracket. Y-cable | 1.5 | Bracket. Y-cable | LED | 1 | 66 | [8 empty] | CE | [6 empty] | 20 | 5000 | 450x250x75 |  | 220-240V |  | 5 | A++ | 35° | 3 | 70 |  | 5000 |  | 126000 | >=0.95 | 282000 |  |  | 165.1515 |  |  | 9 | L3 | 25 | max. 10% at 100.000 hrs |  | Available | 750/339 | Cx=0.3447;Cy=0.3553 | Class I | IK08 | IP50 | IP20 | 50 | 350 | -25 | 1 | 66 | RAL9016 | 50-60Hz | Passive | LED | embedded sensor system | High Bay Rectangular | Tungsram Auriso | Indoor industrial |  | 16.3 | 10900 | Yes |  | risk group 1 |  | Bracket kit. Tilted bracket kit. Busbar bracket kit. Cable hook pair
TBD | AUR-1S10-740-L3-RFM-ST | image | datasheet | deeplink | TUNGSRAM - Tungsram Auriso - 10800lm - 66W - 4000K - 70CRI - TBD[SKU] - Bracket. Y-cable | 1.5 | Bracket. Y-cable | LED | 1 | 66 | [8 empty] | CE | [6 empty] | 20 | 4000 | 450x250x75 |  | 220-240V |  | 5 | A++ | 35° | 3 | 70 |  | 4000 |  | 126000 | >=0.95 | 282000 |  |  | 163.6364 |  |  | 9 | L3 | 25 | max. 10% at 100.000 hrs |  | Available | 740/339 | Cx=0.4338;Cy=0.4030 | Class I | IK08 | IP50 | IP20 | 50 | 350 | -25 | 1 | 66 | RAL9016 | 50-60Hz | Passive | LED | embedded sensor system | High Bay Rectangular | Tungsram Auriso | Indoor industrial |  | 16.3 | 10800 | Yes |  | risk group 1 |  | Bracket kit. Tilted bracket kit. Busbar bracket kit. Cable hook pair
TBD | AUR-1S10-730-L3-RFM-ST | image | datasheet | deeplink | TUNGSRAM - Tungsram Auriso - 10500lm - 66W - 3000K - 70CRI - TBD[SKU] - Bracket. Y-cable | 1.5 | Bracket. Y-cable | LED | 1 | 66 | [8 empty] | CE | [6 empty] | 20 | 3000 | 450x250x75 |  | 220-240V |  | 5 | A++ | 35° | 3 | 70 |  | 3000 |  | 126000 | >=0.95 | 282000 |  |  | 159.0909 |  |  | 9 | L3 | 25 | max. 10% at 100.000 hrs |  | Available | 730/339 | Cx=0.4338;Cy=0.4030 | Class I | IK08 | IP50 | IP20 | 50 | 350 | -25 | 1 | 66 | RAL9016 | 50-60Hz | Passive | LED | embedded sensor system | High Bay Rectangular | Tungsram Auriso | Indoor industrial |  | 16.1 | 10500 | Yes |  | risk group 1 |  | Bracket kit. Tilted bracket kit. Busbar bracket kit. Cable hook pair
TBD | AUR-1S10-850-D1-RFM-ST | image | datasheet | deeplink | TUNGSRAM - Tungsram Auriso - 9000lm - 66W - 5000K - 80CRI - TBD[SKU] - Bracket. Y-cable | 1.5 | Bracket. Y-cable | LED | 1 | 66 | [8 empty] | CE | [6 empty] | 20 | 5000 | 450x250x75 |  | 220-240V |  | 5 | A++ | 100° | 3 | 80 |  | 5000 |  | 126000 | >=0.95 | 282000 |  |  | 136.3636 |  |  | 9 | D1 | 25 | max. 10% at 100.000 hrs |  | Available | 850/339 | Cx=0.3447;Cy=0.3553 | Class I | IK08 | IP20 | IP20 | 50 | 350 | -25 | 1 | 66 | RAL9016 | 50-60Hz | Passive | LED | embedded sensor system | High Bay Rectangular | Tungsram Auriso | Indoor industrial |  | 24.4 | 9000 | Yes |  | risk group 1 |  | Bracket kit. Tilted bracket kit. Busbar bracket kit. Cable hook pair
TBD | AUR-1S10-840-D1-RFM-ST | image | datasheet | deeplink | TUNGSRAM - Tungsram Auriso - 8800lm - 66W - 4000K - 80CRI - TBD[SKU] - Bracket. Y-cable | 1.5 | Bracket. Y-cable | LED | 1 | 66 | [8 empty] | CE | [6 empty] | 20 | 4000 | 450x250x75 |  | 220-240V |  | 5 | A++ | 100° | 3 | 80 |  | 4000 |  | 126000 | >=0.95 | 282000 |  |  | 133.3333 |  |  | 9 | D1 | 25 | max. 10% at 100.000 hrs |  | Available | 840/339 | Cx=0.3818;Cy=0.3797 | Class I | IK08 | IP20 | IP20 | 50 | 350 | -25 | 1 | 66 | RAL9016 | 50-60Hz | Passive | LED | embedded sensor system | High Bay Rectangular | Tungsram Auriso | Indoor industrial |  | 24.4 | 8800 | Yes |  | risk group 1 |  | Bracket kit. Tilted bracket kit. Busbar bracket kit. Cable hook pair
TBD | AUR-1S10-830-D1-RFM-ST | image | datasheet | deeplink | TUNGSRAM - Tungsram Auriso - 8300lm - 66W - 3000K - 80CRI - TBD[SKU] - Bracket. Y-cable | 1.5 | Bracket. Y-cable | LED | 1 | 66 | [8 empty] | CE | [6 empty] | 20 | 3000 | 450x250x75 |  | 220-240V |  | 5 | A++ | 100° | 3 | 80 |  | 3000 |  | 126000 | >=0.95 | 282000 |  |  | 125.7576 |  |  | 9 | D1 | 25 | max. 10% at 100.000 hrs |  | Available | 830/339 | Cx=0.4338;Cy=0.4030 | Class I | IK08 | IP20 | IP20 | 50 | 350 | -25 | 1 | 66 | RAL9016 | 50-60Hz | Passive | LED | embedded sensor system | High Bay Rectangular | Tungsram Auriso | Indoor industrial |  | 24.2 | 8300 | Yes |  | risk group 1 |  | Bracket kit. Tilted bracket kit. Busbar bracket kit. Cable hook pair
TBD | AUR-1S10-750-D1-RFM-ST | image | datasheet | deeplink | TUNGSRAM - Tungsram Auriso - 9300lm - 66W - 5000K - 70CRI - TBD[SKU] - Bracket. Y-cable | 1.5 | Bracket. Y-cable | LED | 1 | 66 | [8 empty] | CE | [6 empty] | 20 | 5000 | 450x250x75 |  | 220-240V |  | 5 | A++ | 100° | 3 | 70 |  | 5000 |  | 126000 | >=0.95 | 282000 |  |  | 140.9091 |  |  | 9 | D1 | 25 | max. 10% at 100.000 hrs |  | Available | 750/339 | Cx=0.3447;Cy=0.3553 | Class I | IK08 | IP20 | IP20 | 50 | 350 | -25 | 1 | 66 | RAL9016 | 50-60Hz | Passive | LED | embedded sensor system | High Bay Rectangular | Tungsram Auriso | Indoor industrial |  | 24.6 | 9300 | Yes |  | risk group 1 |  | Bracket kit. Tilted bracket kit. Busbar bracket kit. Cable hook pair
TBD | AUR-1S10-740-D1-RFM-ST | image | datasheet | deeplink | TUNGSRAM - Tungsram Auriso - 9200lm - 66W - 4000K - 70CRI - TBD[SKU] - Bracket. Y-cable | 1.5 | Bracket. Y-cable | LED | 1 | 66 | [8 empty] | CE | [6 empty] | 20 | 4000 | 450x250x75 |  | 220-240V |  | 5 | A++ | 100° | 3 | 70 |  | 4000 |  | 126000 | >=0.95 | 282000 |  |  | 139.3939 |  |  | 9 | D1 | 25 | max. 10% at 100.000 hrs |  | Available | 740/339 | Cx=0.4338;Cy=0.4030 | Class I | IK08 | IP20 | IP20 | 50 | 350 | -25 | 1 | 66 | RAL9016 | 50-60Hz | Passive | LED | embedded sensor system | High Bay Rectangular | Tungsram Auriso | Indoor industrial |  | 24.6 | 9200 | Yes |  | risk group 1 |  | Bracket kit. Tilted bracket kit. Busbar bracket kit. Cable hook pair
TBD | AUR-1S10-730-D1-RFM-ST | image | datasheet | deeplink | TUNGSRAM - Tungsram Auriso - 9000lm - 66W - 3000K - 70CRI - TBD[SKU] - Bracket. Y-cable | 1.5 | Bracket. Y-cable | LED | 1 | 66 | [8 empty] | CE | [6 empty] | 20 | 3000 | 450x250x75 |  | 220-240V |  | 5 | A++ | 100° | 3 | 70 |  | 3000 |  | 126000 | >=0.95 | 282000 |  |  | 136.3636 |  |  | 9 | D1 | 25 | max. 10% at 100.000 hrs |  | Available | 730/339 | Cx=0.4338;Cy=0.4030 | Class I | IK08 | IP20 | IP20 | 50 | 350 | -25 | 1 | 66 | RAL9016 | 50-60Hz | Passive | LED | embedded sensor system | High Bay Rectangular | Tungsram Auriso | Indoor industrial |  | 24.5 | 9000 | Yes |  | risk group 1 |  | Bracket kit. Tilted bracket kit. Busbar bracket kit. Cable hook pair
TBD | AUR-1S10-850-C1-RFM-ST | image | datasheet | deeplink | TUNGSRAM - Tungsram Auriso - 10000lm - 66W - 5000K - 80CRI - TBD[SKU] - Bracket. Y-cable | 1.5 | Bracket. Y-cable | LED | 1 | 66 | [8 empty] | CE | [6 empty] | 20 | 5000 | 450x250x75 |  | 220-240V |  | 5 | A++ | 110° | 3 | 80 |  | 5000 |  | 126000 | >=0.95 | 282000 |  |  | 151.5152 |  |  | 9 | C1 | 25 | max. 10% at 100.000 hrs |  | Available | 850/339 | Cx=0.3447;Cy=0.3553 | Class I | IK08 | IP20 | IP20 | 50 | 350 | -25 | 1 | 66 | RAL9016 | 50-60Hz | Passive | LED | embedded sensor system | High Bay Rectangular | Tungsram Auriso | Indoor industrial |  | 24.2 | 10000 | Yes |  | risk group 1 |  | Bracket kit. Tilted bracket kit. Busbar bracket kit. Cable hook pair
TBD | AUR-1S10-840-C1-RFM-ST | image | datasheet | deeplink | TUNGSRAM - Tungsram Auriso - 9800lm - 66W - 4000K - 80CRI - TBD[SKU] - Bracket. Y-cable | 1.5 | Bracket. Y-cable | LED | 1 | 66 | [8 empty] | CE | [6 empty] | 20 | 4000 | 450x250x75 |  | 220-240V |  | 5 | A++ | 110° | 3 | 80 |  | 4000 |  | 126000 | >=0.95 | 282000 |  |  | 148.4848 |  |  | 9 | C1 | 25 | max. 10% at 100.000 hrs |  | Available | 840/339 | Cx=0.3818;Cy=0.3797 | Class I | IK08 | IP20 | IP20 | 50 | 350 | -25 | 1 | 66 | RAL9016 | 50-60Hz | Passive | LED | embedded sensor system | High Bay Rectangular | Tungsram Auriso | Indoor industrial |  | 24.2 | 9800 | Yes |  | risk group 1 |  | Bracket kit. Tilted bracket kit. Busbar bracket kit. Cable hook pair
TBD | AUR-1S10-830-C1-RFM-ST | image | datasheet | deeplink | TUNGSRAM - Tungsram Auriso - 9200lm - 66W - 3000K - 80CRI - TBD[SKU] - Bracket. Y-cable | 1.5 | Bracket. Y-cable | LED | 1 | 66 | [8 empty] | CE | [6 empty] | 20 | 3000 | 450x250x75 |  | 220-240V |  | 5 | A++ | 110° | 3 | 80 |  | 3000 |  | 126000 | >=0.95 | 282000 |  |  | 139.3939 |  |  | 9 | C1 | 25 | max. 10% at 100.000 hrs |  | Available | 830/339 | Cx=0.4338;Cy=0.4030 | Class I | IK08 | IP20 | IP20 | 50 | 350 | -25 | 1 | 66 | RAL9016 | 50-60Hz | Passive | LED | embedded sensor system | High Bay Rectangular | Tungsram Auriso | Indoor industrial |  | 24.1 | 9200 | Yes |  | risk group 1 |  | Bracket kit. Tilted bracket kit. Busbar bracket kit. Cable hook pair
TBD | AUR-1S10-750-C1-RFM-ST | image | datasheet | deeplink | TUNGSRAM - Tungsram Auriso - 10300lm - 66W - 5000K - 70CRI - TBD[SKU] - Bracket. Y-cable | 1.5 | Bracket. Y-cable | LED | 1 | 66 | [8 empty] | CE | [6 empty] | 20 | 5000 | 450x250x75 |  | 220-240V |  | 5 | A++ | 110° | 3 | 70 |  | 5000 |  | 126000 | >=0.95 | 282000 |  |  | 156.0606 |  |  | 9 | C1 | 25 | max. 10% at 100.000 hrs |  | Available | 750/339 | Cx=0.3447;Cy=0.3553 | Class I | IK08 | IP20 | IP20 | 50 | 350 | -25 | 1 | 66 | RAL9016 | 50-60Hz | Passive | LED | embedded sensor system | High Bay Rectangular | Tungsram Auriso | Indoor industrial |  | 24.5 | 10300 | Yes |  | risk group 1 |  | Bracket kit. Tilted bracket kit. Busbar bracket kit. Cable hook pair
TBD | AUR-1S10-740-C1-RFM-ST | image | datasheet | deeplink | TUNGSRAM - Tungsram Auriso - 10300lm - 66W - 4000K - 70CRI - TBD[SKU] - Bracket. Y-cable | 1.5 | Bracket. Y-cable | LED | 1 | 66 | [8 empty] | CE | [6 empty] | 20 | 4000 | 450x250x75 |  | 220-240V |  | 5 | A++ | 110° | 3 | 70 |  | 4000 |  | 126000 | >=0.95 | 282000 |  |  | 156.0606 |  |  | 9 | C1 | 25 | max. 10% at 100.000 hrs |  | Available | 740/339 | Cx=0.4338;Cy=0.4030 | Class I | IK08 | IP20 | IP20 | 50 | 350 | -25 | 1 | 66 | RAL9016 | 50-60Hz | Passive | LED | embedded sensor system | High Bay Rectangular | Tungsram Auriso | Indoor industrial |  | 24.5 | 10300 | Yes |  | risk group 1 |  | Bracket kit. Tilted bracket kit. Busbar bracket kit. Cable hook pair
TBD | AUR-1S10-730-C1-RFM-ST | image | datasheet | deeplink | TUNGSRAM - Tungsram Auriso - 10000lm - 66W - 3000K - 70CRI - TBD[SKU] - Bracket. Y-cable | 1.5 | Bracket. Y-cable | LED | 1 | 66 | [8 empty] | CE | [6 empty] | 20 | 3000 | 450x250x75 |  | 220-240V |  | 5 | A++ | 110° | 3 | 70 |  | 3000 |  | 126000 | >=0.95 | 282000 |  |  | 151.5152 |  |  | 9 | C1 | 25 | max. 10% at 100.000 hrs |  | Available | 730/339 | Cx=0.4338;Cy=0.4030 | Class I | IK08 | IP20 | IP20 | 50 | 350 | -25 | 1 | 66 | RAL9016 | 50-60Hz | Passive | LED | embedded sensor system | High Bay Rectangular | Tungsram Auriso | Indoor industrial |  | 24.4 | 10000 | Yes |  | risk group 1 |  | Bracket kit. Tilted bracket kit. Busbar bracket kit. Cable hook pair
TBD | AUR-2S60-850-U8-RFS-ST | image | datasheet | deeplink | TUNGSRAM - Tungsram Auriso - 50600lm - 426W - 5000K - 80CRI - TBD[SKU] - Bracket. Y-cable | 3.4 | Bracket. Y-cable | LED | 1 | 426 | [8 empty] | CE | [6 empty] | 20 | 5000 | 752x250x80 |  | 220-240V |  | 5 | A++ | 80° | 3 | 80 |  | 5000 |  | 67000 | >=0.95 | 163000 |  |  | 118.7793 |  |  | 9 | U8 | 25 | max. 10% at 100.000 hrs |  | Available | 850/339 | Cx=0.3447;Cy=0.3553 | Class I | IK08 | IP20 | IP20 | 45 | 2320 | -25 | 1 | 426 | RAL9016 | 50-60Hz | Passive | LED | embedded sensor system | High Bay Rectangular | Tungsram Auriso | Indoor industrial |  | 25.4 | 50600 | Yes |  | risk group 1 |  | Bracket kit. Tilted bracket kit. Busbar bracket kit. Cable hook pair
TBD | AUR-2S60-840-U8-RFS-ST | image | datasheet | deeplink | TUNGSRAM - Tungsram Auriso - 49300lm - 426W - 4000K - 80CRI - TBD[SKU] - Bracket. Y-cable | 3.4 | Bracket. Y-cable | LED | 1 | 426 | [8 empty] | CE | [6 empty] | 20 | 4000 | 752x250x80 |  | 220-240V |  | 5 | A++ | 80° | 3 | 80 |  | 4000 |  | 67000 | >=0.95 | 163000 |  |  | 115.7277 |  |  | 9 | U8 | 25 | max. 10% at 100.000 hrs |  | Available | 840/339 | Cx=0.3818;Cy=0.3797 | Class I | IK08 | IP20 | IP20 | 45 | 2320 | -25 | 1 | 426 | RAL9016 | 50-60Hz | Passive | LED | embedded sensor system | High Bay Rectangular | Tungsram Auriso | Indoor industrial |  | 25.4 | 49300 | Yes |  | risk group 1 |  | Bracket kit. Tilted bracket kit. Busbar bracket kit. Cable hook pair
TBD | AUR-2S60-830-U8-RFS-ST | image | datasheet | deeplink | TUNGSRAM - Tungsram Auriso - 46500lm - 426W - 3000K - 80CRI - TBD[SKU] - Bracket. Y-cable | 3.4 | Bracket. Y-cable | LED | 1 | 426 | [8 empty] | CE | [6 empty] | 20 | 3000 | 752x250x80 |  | 220-240V |  | 5 | A++ | 80° | 3 | 80 |  | 3000 |  | 67000 | >=0.95 | 163000 |  |  | 109.1549 |  |  | 9 | U8 | 25 | max. 10% at 100.000 hrs |  | Available | 830/339 | Cx=0.4338;Cy=0.4030 | Class I | IK08 | IP20 | IP20 | 45 | 2320 | -25 | 1 | 426 | RAL9016 | 50-60Hz | Passive | LED | embedded sensor system | High Bay Rectangular | Tungsram Auriso | Indoor industrial |  | 25.3 | 46500 | Yes |  | risk group 1 |  | Bracket kit. Tilted bracket kit. Busbar bracket kit. Cable hook pair
TBD | AUR-2S60-750-U8-RFS-ST | image | datasheet | deeplink | TUNGSRAM - Tungsram Auriso - 52100lm - 426W - 5000K - 70CRI - TBD[SKU] - Bracket. Y-cable | 3.4 | Bracket. Y-cable | LED | 1 | 426 | [8 empty] | CE | [6 empty] | 20 | 5000 | 752x250x80 |  | 220-240V |  | 5 | A++ | 80° | 3 | 70 |  | 5000 |  | 67000 | >=0.95 | 163000 |  |  | 122.3005 |  |  | 9 | U8 | 25 | max. 10% at 100.000 hrs |  | Available | 750/339 | Cx=0.3447;Cy=0.3553 | Class I | IK08 | IP20 | IP20 | 45 | 2320 | -25 | 1 | 426 | RAL9016 | 50-60Hz | Passive | LED | embedded sensor system | High Bay Rectangular | Tungsram Auriso | Indoor industrial |  | 25.7 | 52100 | Yes |  | risk group 1 |  | Bracket kit. Tilted bracket kit. Busbar bracket kit. Cable hook pair
TBD | AUR-2S60-740-U8-RFS-ST | image | datasheet | deeplink | TUNGSRAM - Tungsram Auriso - 51900lm - 426W - 4000K - 70CRI - TBD[SKU] - Bracket. Y-cable | 3.4 | Bracket. Y-cable | LED | 1 | 426 | [8 empty] | CE | [6 empty] | 20 | 4000 | 752x250x80 |  | 220-240V |  | 5 | A++ | 80° | 3 | 70 |  | 4000 |  | 67000 | >=0.95 | 163000 |  |  | 121.831 |  |  | 9 | U8 | 25 | max. 10% at 100.000 hrs |  | Available | 740/339 | Cx=0.4338;Cy=0.4030 | Class I | IK08 | IP20 | IP20 | 45 | 2320 | -25 | 1 | 426 | RAL9016 | 50-60Hz | Passive | LED | embedded sensor system | High Bay Rectangular | Tungsram Auriso | Indoor industrial |  | 25.7 | 51900 | Yes |  | risk group 1 |  | Bracket kit. Tilted bracket kit. Busbar bracket kit. Cable hook pair
TBD | AUR-2S60-730-U8-RFS-ST | image | datasheet | deeplink | TUNGSRAM - Tungsram Auriso - 50500lm - 426W - 3000K - 70CRI - TBD[SKU] - Bracket. Y-cable | 3.4 | Bracket. Y-cable | LED | 1 | 426 | [8 empty] | CE | [6 empty] | 20 | 3000 | 752x250x80 |  | 220-240V |  | 5 | A++ | 80° | 3 | 70 |  | 3000 |  | 67000 | >=0.95 | 163000 |  |  | 118.5446 |  |  | 9 | U8 | 25 | max. 10% at 100.000 hrs |  | Available | 730/339 | Cx=0.4338;Cy=0.4030 | Class I | IK08 | IP20 | IP20 | 45 | 2320 | -25 | 1 | 426 | RAL9016 | 50-60Hz | Passive | LED | embedded sensor system | High Bay Rectangular | Tungsram Auriso | Indoor industrial |  | 25.6 | 50500 | Yes |  | risk group 1 |  | Bracket kit. Tilted bracket kit. Busbar bracket kit. Cable hook pair
TBD | AUR-2S60-850-U6-RFS-ST | image | datasheet | deeplink | TUNGSRAM - Tungsram Auriso - 46300lm - 426W - 5000K - 80CRI - TBD[SKU] - Bracket. Y-cable | 3.4 | Bracket. Y-cable | LED | 1 | 426 | [8 empty] | CE | [6 empty] | 20 | 5000 | 752x250x80 |  | 220-240V |  | 5 | A++ | 65° | 3 | 80 |  | 5000 |  | 67000 | >=0.95 | 163000 |  |  | 108.6854 |  |  | 9 | U6 | 25 | max. 10% at 100.000 hrs |  | Available | 850/339 | Cx=0.3447;Cy=0.3553 | Class I | IK08 | IP50 | IP20 | 45 | 2320 | -25 | 1 | 426 | RAL9016 | 50-60Hz | Passive | LED | embedded sensor system | High Bay Rectangular | Tungsram Auriso | Indoor industrial |  | 24.1 | 46300 | Yes |  | risk group 1 |  | Bracket kit. Tilted bracket kit. Busbar bracket kit. Cable hook pair
TBD | AUR-2S60-840-U6-RFS-ST | image | datasheet | deeplink | TUNGSRAM - Tungsram Auriso - 45100lm - 426W - 4000K - 80CRI - TBD[SKU] - Bracket. Y-cable | 3.4 | Bracket. Y-cable | LED | 1 | 426 | [8 empty] | CE | [6 empty] | 20 | 4000 | 752x250x80 |  | 220-240V |  | 5 | A++ | 65° | 3 | 80 |  | 4000 |  | 67000 | >=0.95 | 163000 |  |  | 105.8685 |  |  | 9 | U6 | 25 | max. 10% at 100.000 hrs |  | Available | 840/339 | Cx=0.3818;Cy=0.3797 | Class I | IK08 | IP50 | IP20 | 45 | 2320 | -25 | 1 | 426 | RAL9016 | 50-60Hz | Passive | LED | embedded sensor system | High Bay Rectangular | Tungsram Auriso | Indoor industrial |  | 24.1 | 45100 | Yes |  | risk group 1 |  | Bracket kit. Tilted bracket kit. Busbar bracket kit. Cable hook pair
TBD | AUR-2S60-830-U6-RFS-ST | image | datasheet | deeplink | TUNGSRAM - Tungsram Auriso - 42400lm - 426W - 3000K - 80CRI - TBD[SKU] - Bracket. Y-cable | 3.4 | Bracket. Y-cable | LED | 1 | 426 | [8 empty] | CE | [6 empty] | 20 | 3000 | 752x250x80 |  | 220-240V |  | 5 | A++ | 65° | 3 | 80 |  | 3000 |  | 67000 | >=0.95 | 163000 |  |  | 99.5305 |  |  | 9 | U6 | 25 | max. 10% at 100.000 hrs |  | Available | 830/339 | Cx=0.4338;Cy=0.4030 | Class I | IK08 | IP50 | IP20 | 45 | 2320 | -25 | 1 | 426 | RAL9016 | 50-60Hz | Passive | LED | embedded sensor system | High Bay Rectangular | Tungsram Auriso | Indoor industrial |  | 23.9 | 42400 | Yes |  | risk group 1 |  | Bracket kit. Tilted bracket kit. Busbar bracket kit. Cable hook pair
TBD | AUR-2S60-750-U6-RFS-ST | image | datasheet | deeplink | TUNGSRAM - Tungsram Auriso - 47600lm - 426W - 5000K - 70CRI - TBD[SKU] - Bracket. Y-cable | 3.4 | Bracket. Y-cable | LED | 1 | 426 | [8 empty] | CE | [6 empty] | 20 | 5000 | 752x250x80 |  | 220-240V |  | 5 | A++ | 65° | 3 | 70 |  | 5000 |  | 67000 | >=0.95 | 163000 |  |  | 111.7371 |  |  | 9 | U6 | 25 | max. 10% at 100.000 hrs |  | Available | 750/339 | Cx=0.3447;Cy=0.3553 | Class I | IK08 | IP50 | IP20 | 45 | 2320 | -25 | 1 | 426 | RAL9016 | 50-60Hz | Passive | LED | embedded sensor system | High Bay Rectangular | Tungsram Auriso | Indoor industrial |  | 24.3 | 47600 | Yes |  | risk group 1 |  | Bracket kit. Tilted bracket kit. Busbar bracket kit. Cable hook pair
TBD | AUR-2S60-740-U6-RFS-ST | image | datasheet | deeplink | TUNGSRAM - Tungsram Auriso - 47400lm - 426W - 4000K - 70CRI - TBD[SKU] - Bracket. Y-cable | 3.4 | Bracket. Y-cable | LED | 1 | 426 | [8 empty] | CE | [6 empty] | 20 | 4000 | 752x250x80 |  | 220-240V |  | 5 | A++ | 65° | 3 | 70 |  | 4000 |  | 67000 | >=0.95 | 163000 |  |  | 111.2676 |  |  | 9 | U6 | 25 | max. 10% at 100.000 hrs |  | Available | 740/339 | Cx=0.4338;Cy=0.4030 | Class I | IK08 | IP50 | IP20 | 45 | 2320 | -25 | 1 | 426 | RAL9016 | 50-60Hz | Passive | LED | embedded sensor system | High Bay Rectangular | Tungsram Auriso | Indoor industrial |  | 24.3 | 47400 | Yes |  | risk group 1 |  | Bracket kit. Tilted bracket kit. Busbar bracket kit. Cable hook pair
TBD | AUR-2S60-730-U6-RFS-ST | image | datasheet | deeplink | TUNGSRAM - Tungsram Auriso - 46100lm - 426W - 3000K - 70CRI - TBD[SKU] - Bracket. Y-cable | 3.4 | Bracket. Y-cable | LED | 1 | 426 | [8 empty] | CE | [6 empty] | 20 | 3000 | 752x250x80 |  | 220-240V |  | 5 | A++ | 65° | 3 | 70 |  | 3000 |  | 67000 | >=0.95 | 163000 |  |  | 108.216 |  |  | 9 | U6 | 25 | max. 10% at 100.000 hrs |  | Available | 730/339 | Cx=0.4338;Cy=0.4030 | Class I | IK08 | IP50 | IP20 | 45 | 2320 | -25 | 1 | 426 | RAL9016 | 50-60Hz | Passive | LED | embedded sensor system | High Bay Rectangular | Tungsram Auriso | Indoor industrial |  | 24.2 | 46100 | Yes |  | risk group 1 |  | Bracket kit. Tilted bracket kit. Busbar bracket kit. Cable hook pair
TBD | AUR-2S60-850-U4-RFS-ST | image | datasheet | deeplink | TUNGSRAM - Tungsram Auriso - 48200lm - 426W - 5000K - 80CRI - TBD[SKU] - Bracket. Y-cable | 3.4 | Bracket. Y-cable | LED | 1 | 426 | [8 empty] | CE | [6 empty] | 20 | 5000 | 752x250x80 |  | 220-240V |  | 5 | A++ | 45° | 3 | 80 |  | 5000 |  | 67000 | >=0.95 | 163000 |  |  | 113.1455 |  |  | 9 | U4 | 25 | max. 10% at 100.000 hrs |  | Available | 850/339 | Cx=0.3447;Cy=0.3553 | Class I | IK08 | IP50 | IP20 | 45 | 2320 | -25 | 1 | 426 | RAL9016 | 50-60Hz | Passive | LED | embedded sensor system | High Bay Rectangular | Tungsram Auriso | Indoor industrial |  | 23.4 | 48200 | Yes |  | risk group 1 |  | Bracket kit. Tilted bracket kit. Busbar bracket kit. Cable hook pair
TBD | AUR-2S60-840-U4-RFS-ST | image | datasheet | deeplink | TUNGSRAM - Tungsram Auriso - 47000lm - 426W - 4000K - 80CRI - TBD[SKU] - Bracket. Y-cable | 3.4 | Bracket. Y-cable | LED | 1 | 426 | [8 empty] | CE | [6 empty] | 20 | 4000 | 752x250x80 |  | 220-240V |  | 5 | A++ | 45° | 3 | 80 |  | 4000 |  | 67000 | >=0.95 | 163000 |  |  | 110.3286 |  |  | 9 | U4 | 25 | max. 10% at 100.000 hrs |  | Available | 840/339 | Cx=0.3818;Cy=0.3797 | Class I | IK08 | IP50 | IP20 | 45 | 2320 | -25 | 1 | 426 | RAL9016 | 50-60Hz | Passive | LED | embedded sensor system | High Bay Rectangular | Tungsram Auriso | Indoor industrial |  | 23.4 | 47000 | Yes |  | risk group 1 |  | Bracket kit. Tilted bracket kit. Busbar bracket kit. Cable hook pair
TBD | AUR-2S60-830-U4-RFS-ST | image | datasheet | deeplink | TUNGSRAM - Tungsram Auriso - 44200lm - 426W - 3000K - 80CRI - TBD[SKU] - Bracket. Y-cable | 3.4 | Bracket. Y-cable | LED | 1 | 426 | [8 empty] | CE | [6 empty] | 20 | 3000 | 752x250x80 |  | 220-240V |  | 5 | A++ | 45° | 3 | 80 |  | 3000 |  | 67000 | >=0.95 | 163000 |  |  | 103.7559 |  |  | 9 | U4 | 25 | max. 10% at 100.000 hrs |  | Available | 830/339 | Cx=0.4338;Cy=0.4030 | Class I | IK08 | IP50 | IP20 | 45 | 2320 | -25 | 1 | 426 | RAL9016 | 50-60Hz | Passive | LED | embedded sensor system | High Bay Rectangular | Tungsram Auriso | Indoor industrial |  | 23.3 | 44200 | Yes |  | risk group 1 |  | Bracket kit. Tilted bracket kit. Busbar bracket kit. Cable hook pair
TBD | AUR-2S60-750-U4-RFS-ST | image | datasheet | deeplink | TUNGSRAM - Tungsram Auriso - 49600lm - 426W - 5000K - 70CRI - TBD[SKU] - Bracket. Y-cable | 3.4 | Bracket. Y-cable | LED | 1 | 426 | [8 empty] | CE | [6 empty] | 20 | 5000 | 752x250x80 |  | 220-240V |  | 5 | A++ | 45° | 3 | 70 |  | 5000 |  | 67000 | >=0.95 | 163000 |  |  | 116.4319 |  |  | 9 | U4 | 25 | max. 10% at 100.000 hrs |  | Available | 750/339 | Cx=0.3447;Cy=0.3553 | Class I | IK08 | IP50 | IP20 | 45 | 2320 | -25 | 1 | 426 | RAL9016 | 50-60Hz | Passive | LED | embedded sensor system | High Bay Rectangular | Tungsram Auriso | Indoor industrial |  | 23.6 | 49600 | Yes |  | risk group 1 |  | Bracket kit. Tilted bracket kit. Busbar bracket kit. Cable hook pair
TBD | AUR-2S60-740-U4-RFS-ST | image | datasheet | deeplink | TUNGSRAM - Tungsram Auriso - 49400lm - 426W - 4000K - 70CRI - TBD[SKU] - Bracket. Y-cable | 3.4 | Bracket. Y-cable | LED | 1 | 426 | [8 empty] | CE | [6 empty] | 20 | 4000 | 752x250x80 |  | 220-240V |  | 5 | A++ | 45° | 3 | 70 |  | 4000 |  | 67000 | >=0.95 | 163000 |  |  | 115.9624 |  |  | 9 | U4 | 25 | max. 10% at 100.000 hrs |  | Available | 740/339 | Cx=0.4338;Cy=0.4030 | Class I | IK08 | IP50 | IP20 | 45 | 2320 | -25 | 1 | 426 | RAL9016 | 50-60Hz | Passive | LED | embedded sensor system | High Bay Rectangular | Tungsram Auriso | Indoor industrial |  | 23.6 | 49400 | Yes |  | risk group 1 |  | Bracket kit. Tilted bracket kit. Busbar bracket kit. Cable hook pair
TBD | AUR-2S60-730-U4-RFS-ST | image | datasheet | deeplink | TUNGSRAM - Tungsram Auriso - 48100lm - 426W - 3000K - 70CRI - TBD[SKU] - Bracket. Y-cable | 3.4 | Bracket. Y-cable | LED | 1 | 426 | [8 empty] | CE | [6 empty] | 20 | 3000 | 752x250x80 |  | 220-240V |  | 5 | A++ | 45° | 3 | 70 |  | 3000 |  | 67000 | >=0.95 | 163000 |  |  | 112.9108 |  |  | 9 | U4 | 25 | max. 10% at 100.000 hrs |  | Available | 730/339 | Cx=0.4338;Cy=0.4030 | Class I | IK08 | IP50 | IP20 | 45 | 2320 | -25 | 1 | 426 | RAL9016 | 50-60Hz | Passive | LED | embedded sensor system | High Bay Rectangular | Tungsram Auriso | Indoor industrial |  | 23.5 | 48100 | Yes |  | risk group 1 |  | Bracket kit. Tilted bracket kit. Busbar bracket kit. Cable hook pair
TBD | AUR-2S60-850-L9-RFS-ST | image | datasheet | deeplink | TUNGSRAM - Tungsram Auriso - 58500lm - 426W - 5000K - 80CRI - TBD[SKU] - Bracket. Y-cable | 3.4 | Bracket. Y-cable | LED | 1 | 426 | [8 empty] | CE | [6 empty] | 20 | 5000 | 752x250x80 |  | 220-240V |  | 5 | A++ | 90° | 3 | 80 |  | 5000 |  | 67000 | >=0.95 | 163000 |  |  | 137.3239 |  |  | 9 | L9 | 25 | max. 10% at 100.000 hrs |  | Available | 850/339 | Cx=0.3447;Cy=0.3553 | Class I | IK08 | IP50 | IP20 | 45 | 2320 | -25 | 1 | 426 | RAL9016 | 50-60Hz | Passive | LED | embedded sensor system | High Bay Rectangular | Tungsram Auriso | Indoor industrial |  | 25.9 | 58500 | Yes |  | risk group 1 |  | Bracket kit. Tilted bracket kit. Busbar bracket kit. Cable hook pair
TBD | AUR-2S60-840-L9-RFS-ST | image | datasheet | deeplink | TUNGSRAM - Tungsram Auriso - 57000lm - 426W - 4000K - 80CRI - TBD[SKU] - Bracket. Y-cable | 3.4 | Bracket. Y-cable | LED | 1 | 426 | [8 empty] | CE | [6 empty] | 20 | 4000 | 752x250x80 |  | 220-240V |  | 5 | A++ | 90° | 3 | 80 |  | 4000 |  | 67000 | >=0.95 | 163000 |  |  | 133.8028 |  |  | 9 | L9 | 25 | max. 10% at 100.000 hrs |  | Available | 840/339 | Cx=0.3818;Cy=0.3797 | Class I | IK08 | IP50 | IP20 | 45 | 2320 | -25 | 1 | 426 | RAL9016 | 50-60Hz | Passive | LED | embedded sensor system | High Bay Rectangular | Tungsram Auriso | Indoor industrial |  | 25.9 | 57000 | Yes |  | risk group 1 |  | Bracket kit. Tilted bracket kit. Busbar bracket kit. Cable hook pair
TBD | AUR-2S60-830-L9-RFS-ST | image | datasheet | deeplink | TUNGSRAM - Tungsram Auriso - 53700lm - 426W - 3000K - 80CRI - TBD[SKU] - Bracket. Y-cable | 3.4 | Bracket. Y-cable | LED | 1 | 426 | [8 empty] | CE | [6 empty] | 20 | 3000 | 752x250x80 |  | 220-240V |  | 5 | A++ | 90° | 3 | 80 |  | 3000 |  | 67000 | >=0.95 | 163000 |  |  | 126.0563 |  |  | 9 | L9 | 25 | max. 10% at 100.000 hrs |  | Available | 830/339 | Cx=0.4338;Cy=0.4030 | Class I | IK08 | IP50 | IP20 | 45 | 2320 | -25 | 1 | 426 | RAL9016 | 50-60Hz | Passive | LED | embedded sensor system | High Bay Rectangular | Tungsram Auriso | Indoor industrial |  | 25.7 | 53700 | Yes |  | risk group 1 |  | Bracket kit. Tilted bracket kit. Busbar bracket kit. Cable hook pair
TBD | AUR-2S60-750-L9-RFS-ST | image | datasheet | deeplink | TUNGSRAM - Tungsram Auriso - 60100lm - 426W - 5000K - 70CRI - TBD[SKU] - Bracket. Y-cable | 3.4 | Bracket. Y-cable | LED | 1 | 426 | [8 empty] | CE | [6 empty] | 20 | 5000 | 752x250x80 |  | 220-240V |  | 5 | A++ | 90° | 3 | 70 |  | 5000 |  | 67000 | >=0.95 | 163000 |  |  | 141.0798 |  |  | 9 | L9 | 25 | max. 10% at 100.000 hrs |  | Available | 750/339 | Cx=0.3447;Cy=0.3553 | Class I | IK08 | IP50 | IP20 | 45 | 2320 | -25 | 1 | 426 | RAL9016 | 50-60Hz | Passive | LED | embedded sensor system | High Bay Rectangular | Tungsram Auriso | Indoor industrial |  | 26.1 | 60100 | Yes |  | risk group 1 |  | Bracket kit. Tilted bracket kit. Busbar bracket kit. Cable hook pair
TBD | AUR-2S60-740-L9-RFS-ST | image | datasheet | deeplink | TUNGSRAM - Tungsram Auriso - 60000lm - 426W - 4000K - 70CRI - TBD[SKU] - Bracket. Y-cable | 3.4 | Bracket. Y-cable | LED | 1 | 426 | [8 empty] | CE | [6 empty] | 20 | 4000 | 752x250x80 |  | 220-240V |  | 5 | A++ | 90° | 3 | 70 |  | 4000 |  | 67000 | >=0.95 | 163000 |  |  | 140.8451 |  |  | 9 | L9 | 25 | max. 10% at 100.000 hrs |  | Available | 740/339 | Cx=0.4338;Cy=0.4030 | Class I | IK08 | IP50 | IP20 | 45 | 2320 | -25 | 1 | 426 | RAL9016 | 50-60Hz | Passive | LED | embedded sensor system | High Bay Rectangular | Tungsram Auriso | Indoor industrial |  | 26.1 | 60000 | Yes |  | risk group 1 |  | Bracket kit. Tilted bracket kit. Busbar bracket kit. Cable hook pair
TBD | AUR-2S60-730-L9-RFS-ST | image | datasheet | deeplink | TUNGSRAM - Tungsram Auriso - 58300lm - 426W - 3000K - 70CRI - TBD[SKU] - Bracket. Y-cable | 3.4 | Bracket. Y-cable | LED | 1 | 426 | [8 empty] | CE | [6 empty] | 20 | 3000 | 752x250x80 |  | 220-240V |  | 5 | A++ | 90° | 3 | 70 |  | 3000 |  | 67000 | >=0.95 | 163000 |  |  | 136.8545 |  |  | 9 | L9 | 25 | max. 10% at 100.000 hrs |  | Available | 730/339 | Cx=0.4338;Cy=0.4030 | Class I | IK08 | IP50 | IP20 | 45 | 2320 | -25 | 1 | 426 | RAL9016 | 50-60Hz | Passive | LED | embedded sensor system | High Bay Rectangular | Tungsram Auriso | Indoor industrial |  | 26 | 58300 | Yes |  | risk group 1 |  | Bracket kit. Tilted bracket kit. Busbar bracket kit. Cable hook pair
TBD | AUR-2S60-850-L6-RFS-ST | image | datasheet | deeplink | TUNGSRAM - Tungsram Auriso - 56200lm - 426W - 5000K - 80CRI - TBD[SKU] - Bracket. Y-cable | 3.4 | Bracket. Y-cable | LED | 1 | 426 | [8 empty] | CE | [6 empty] | 20 | 5000 | 752x250x80 |  | 220-240V |  | 5 | A++ | 70° | 3 | 80 |  | 5000 |  | 67000 | >=0.95 | 163000 |  |  | 131.9249 |  |  | 9 | L6 | 25 | max. 10% at 100.000 hrs |  | Available | 850/339 | Cx=0.3447;Cy=0.3553 | Class I | IK08 | IP50 | IP20 | 45 | 2320 | -25 | 1 | 426 | RAL9016 | 50-60Hz | Passive | LED | embedded sensor system | High Bay Rectangular | Tungsram Auriso | Indoor industrial |  | 24.3 | 56200 | Yes |  | risk group 1 |  | Bracket kit. Tilted bracket kit. Busbar bracket kit. Cable hook pair
TBD | AUR-2S60-840-L6-RFS-ST | image | datasheet | deeplink | TUNGSRAM - Tungsram Auriso - 54800lm - 426W - 4000K - 80CRI - TBD[SKU] - Bracket. Y-cable | 3.4 | Bracket. Y-cable | LED | 1 | 426 | [8 empty] | CE | [6 empty] | 20 | 4000 | 752x250x80 |  | 220-240V |  | 5 | A++ | 70° | 3 | 80 |  | 4000 |  | 67000 | >=0.95 | 163000 |  |  | 128.6385 |  |  | 9 | L6 | 25 | max. 10% at 100.000 hrs |  | Available | 840/339 | Cx=0.3818;Cy=0.3797 | Class I | IK08 | IP50 | IP20 | 45 | 2320 | -25 | 1 | 426 | RAL9016 | 50-60Hz | Passive | LED | embedded sensor system | High Bay Rectangular | Tungsram Auriso | Indoor industrial |  | 24.3 | 54800 | Yes |  | risk group 1 |  | Bracket kit. Tilted bracket kit. Busbar bracket kit. Cable hook pair
TBD | AUR-2S60-830-L6-RFS-ST | image | datasheet | deeplink | TUNGSRAM - Tungsram Auriso - 51600lm - 426W - 3000K - 80CRI - TBD[SKU] - Bracket. Y-cable | 3.4 | Bracket. Y-cable | LED | 1 | 426 | [8 empty] | CE | [6 empty] | 20 | 3000 | 752x250x80 |  | 220-240V |  | 5 | A++ | 70° | 3 | 80 |  | 3000 |  | 67000 | >=0.95 | 163000 |  |  | 121.1268 |  |  | 9 | L6 | 25 | max. 10% at 100.000 hrs |  | Available | 830/339 | Cx=0.4338;Cy=0.4030 | Class I | IK08 | IP50 | IP20 | 45 | 2320 | -25 | 1 | 426 | RAL9016 | 50-60Hz | Passive | LED | embedded sensor system | High Bay Rectangular | Tungsram Auriso | Indoor industrial |  | 24.2 | 51600 | Yes |  | risk group 1 |  | Bracket kit. Tilted bracket kit. Busbar bracket kit. Cable hook pair
TBD | AUR-2S60-750-L6-RFS-ST | image | datasheet | deeplink | TUNGSRAM - Tungsram Auriso - 57800lm - 426W - 5000K - 70CRI - TBD[SKU] - Bracket. Y-cable | 3.4 | Bracket. Y-cable | LED | 1 | 426 | [8 empty] | CE | [6 empty] | 20 | 5000 | 752x250x80 |  | 220-240V |  | 5 | A++ | 70° | 3 | 70 |  | 5000 |  | 67000 | >=0.95 | 163000 |  |  | 135.6808 |  |  | 9 | L6 | 25 | max. 10% at 100.000 hrs |  | Available | 750/339 | Cx=0.3447;Cy=0.3553 | Class I | IK08 | IP50 | IP20 | 45 | 2320 | -25 | 1 | 426 | RAL9016 | 50-60Hz | Passive | LED | embedded sensor system | High Bay Rectangular | Tungsram Auriso | Indoor industrial |  | 24.6 | 57800 | Yes |  | risk group 1 |  | Bracket kit. Tilted bracket kit. Busbar bracket kit. Cable hook pair
TBD | AUR-2S60-740-L6-RFS-ST | image | datasheet | deeplink | TUNGSRAM - Tungsram Auriso - 57700lm - 426W - 4000K - 70CRI - TBD[SKU] - Bracket. Y-cable | 3.4 | Bracket. Y-cable | LED | 1 | 426 | [8 empty] | CE | [6 empty] | 20 | 4000 | 752x250x80 |  | 220-240V |  | 5 | A++ | 70° | 3 | 70 |  | 4000 |  | 67000 | >=0.95 | 163000 |  |  | 135.446 |  |  | 9 | L6 | 25 | max. 10% at 100.000 hrs |  | Available | 740/339 | Cx=0.4338;Cy=0.4030 | Class I | IK08 | IP50 | IP20 | 45 | 2320 | -25 | 1 | 426 | RAL9016 | 50-60Hz | Passive | LED | embedded sensor system | High Bay Rectangular | Tungsram Auriso | Indoor industrial |  | 24.6 | 57700 | Yes |  | risk group 1 |  | Bracket kit. Tilted bracket kit. Busbar bracket kit. Cable hook pair
TBD | AUR-2S60-730-L6-RFS-ST | image | datasheet | deeplink | TUNGSRAM - Tungsram Auriso - 56100lm - 426W - 3000K - 70CRI - TBD[SKU] - Bracket. Y-cable | 3.4 | Bracket. Y-cable | LED | 1 | 426 | [8 empty] | CE | [6 empty] | 20 | 3000 | 752x250x80 |  | 220-240V |  | 5 | A++ | 70° | 3 | 70 |  | 3000 |  | 67000 | >=0.95 | 163000 |  |  | 131.6901 |  |  | 9 | L6 | 25 | max. 10% at 100.000 hrs |  | Available | 730/339 | Cx=0.4338;Cy=0.4030 | Class I | IK08 | IP50 | IP20 | 45 | 2320 | -25 | 1 | 426 | RAL9016 | 50-60Hz | Passive | LED | embedded sensor system | High Bay Rectangular | Tungsram Auriso | Indoor industrial |  | 24.5 | 56100 | Yes |  | risk group 1 |  | Bracket kit. Tilted bracket kit. Busbar bracket kit. Cable hook pair
TBD | AUR-2S60-850-L3-RFS-ST | image | datasheet | deeplink | TUNGSRAM - Tungsram Auriso - 59700lm - 426W - 5000K - 80CRI - TBD[SKU] - Bracket. Y-cable | 3.4 | Bracket. Y-cable | LED | 1 | 426 | [8 empty] | CE | [6 empty] | 20 | 5000 | 752x250x80 |  | 220-240V |  | 5 | A++ | 35° | 3 | 80 |  | 5000 |  | 67000 | >=0.95 | 163000 |  |  | 140.1408 |  |  | 9 | L3 | 25 | max. 10% at 100.000 hrs |  | Available | 850/339 | Cx=0.3447;Cy=0.3553 | Class I | IK08 | IP50 | IP20 | 45 | 2320 | -25 | 1 | 426 | RAL9016 | 50-60Hz | Passive | LED | embedded sensor system | High Bay Rectangular | Tungsram Auriso | Indoor industrial |  | 19.9 | 59700 | Yes |  | risk group 1 |  | Bracket kit. Tilted bracket kit. Busbar bracket kit. Cable hook pair
TBD | AUR-2S60-840-L3-RFS-ST | image | datasheet | deeplink | TUNGSRAM - Tungsram Auriso - 58200lm - 426W - 4000K - 80CRI - TBD[SKU] - Bracket. Y-cable | 3.4 | Bracket. Y-cable | LED | 1 | 426 | [8 empty] | CE | [6 empty] | 20 | 4000 | 752x250x80 |  | 220-240V |  | 5 | A++ | 35° | 3 | 80 |  | 4000 |  | 67000 | >=0.95 | 163000 |  |  | 136.6197 |  |  | 9 | L3 | 25 | max. 10% at 100.000 hrs |  | Available | 840/339 | Cx=0.3818;Cy=0.3797 | Class I | IK08 | IP50 | IP20 | 45 | 2320 | -25 | 1 | 426 | RAL9016 | 50-60Hz | Passive | LED | embedded sensor system | High Bay Rectangular | Tungsram Auriso | Indoor industrial |  | 19.9 | 58200 | Yes |  | risk group 1 |  | Bracket kit. Tilted bracket kit. Busbar bracket kit. Cable hook pair
TBD | AUR-2S60-830-L3-RFS-ST | image | datasheet | deeplink | TUNGSRAM - Tungsram Auriso - 54800lm - 426W - 3000K - 80CRI - TBD[SKU] - Bracket. Y-cable | 3.4 | Bracket. Y-cable | LED | 1 | 426 | [8 empty] | CE | [6 empty] | 20 | 3000 | 752x250x80 |  | 220-240V |  | 5 | A++ | 35° | 3 | 80 |  | 3000 |  | 67000 | >=0.95 | 163000 |  |  | 128.6385 |  |  | 9 | L3 | 25 | max. 10% at 100.000 hrs |  | Available | 830/339 | Cx=0.4338;Cy=0.4030 | Class I | IK08 | IP50 | IP20 | 45 | 2320 | -25 | 1 | 426 | RAL9016 | 50-60Hz | Passive | LED | embedded sensor system | High Bay Rectangular | Tungsram Auriso | Indoor industrial |  | 19.8 | 54800 | Yes |  | risk group 1 |  | Bracket kit. Tilted bracket kit. Busbar bracket kit. Cable hook pair
TBD | AUR-2S60-750-L3-RFS-ST | image | datasheet | deeplink | TUNGSRAM - Tungsram Auriso - 61400lm - 426W - 5000K - 70CRI - TBD[SKU] - Bracket. Y-cable | 3.4 | Bracket. Y-cable | LED | 1 | 426 | [8 empty] | CE | [6 empty] | 20 | 5000 | 752x250x80 |  | 220-240V |  | 5 | A++ | 35° | 3 | 70 |  | 5000 |  | 67000 | >=0.95 | 163000 |  |  | 144.1315 |  |  | 9 | L3 | 25 | max. 10% at 100.000 hrs |  | Available | 750/339 | Cx=0.3447;Cy=0.3553 | Class I | IK08 | IP50 | IP20 | 45 | 2320 | -25 | 1 | 426 | RAL9016 | 50-60Hz | Passive | LED | embedded sensor system | High Bay Rectangular | Tungsram Auriso | Indoor industrial |  | 20.2 | 61400 | Yes |  | risk group 1 |  | Bracket kit. Tilted bracket kit. Busbar bracket kit. Cable hook pair
TBD | AUR-2S60-740-L3-RFS-ST | image | datasheet | deeplink | TUNGSRAM - Tungsram Auriso - 61200lm - 426W - 4000K - 70CRI - TBD[SKU] - Bracket. Y-cable | 3.4 | Bracket. Y-cable | LED | 1 | 426 | [8 empty] | CE | [6 empty] | 20 | 4000 | 752x250x80 |  | 220-240V |  | 5 | A++ | 35° | 3 | 70 |  | 4000 |  | 67000 | >=0.95 | 163000 |  |  | 143.662 |  |  | 9 | L3 | 25 | max. 10% at 100.000 hrs |  | Available | 740/339 | Cx=0.4338;Cy=0.4030 | Class I | IK08 | IP50 | IP20 | 45 | 2320 | -25 | 1 | 426 | RAL9016 | 50-60Hz | Passive | LED | embedded sensor system | High Bay Rectangular | Tungsram Auriso | Indoor industrial |  | 20.2 | 61200 | Yes |  | risk group 1 |  | Bracket kit. Tilted bracket kit. Busbar bracket kit. Cable hook pair
TBD | AUR-2S60-730-L3-RFS-ST | image | datasheet | deeplink | TUNGSRAM - Tungsram Auriso - 59500lm - 426W - 3000K - 70CRI - TBD[SKU] - Bracket. Y-cable | 3.4 | Bracket. Y-cable | LED | 1 | 426 | [8 empty] | CE | [6 empty] | 20 | 3000 | 752x250x80 |  | 220-240V |  | 5 | A++ | 35° | 3 | 70 |  | 3000 |  | 67000 | >=0.95 | 163000 |  |  | 139.6714 |  |  | 9 | L3 | 25 | max. 10% at 100.000 hrs |  | Available | 730/339 | Cx=0.4338;Cy=0.4030 | Class I | IK08 | IP50 | IP20 | 45 | 2320 | -25 | 1 | 426 | RAL9016 | 50-60Hz | Passive | LED | embedded sensor system | High Bay Rectangular | Tungsram Auriso | Indoor industrial |  | 20.1 | 59500 | Yes |  | risk group 1 |  | Bracket kit. Tilted bracket kit. Busbar bracket kit. Cable hook pair
TBD | AUR-2S60-850-D1-RFS-ST | image | datasheet | deeplink | TUNGSRAM - Tungsram Auriso - 51000lm - 426W - 5000K - 80CRI - TBD[SKU] - Bracket. Y-cable | 3.4 | Bracket. Y-cable | LED | 1 | 426 | [8 empty] | CE | [6 empty] | 20 | 5000 | 752x250x80 |  | 220-240V |  | 5 | A++ | 100° | 3 | 80 |  | 5000 |  | 67000 | >=0.95 | 163000 |  |  | 119.7183 |  |  | 9 | D1 | 25 | max. 10% at 100.000 hrs |  | Available | 850/339 | Cx=0.3447;Cy=0.3553 | Class I | IK08 | IP20 | IP20 | 45 | 2320 | -25 | 1 | 426 | RAL9016 | 50-60Hz | Passive | LED | embedded sensor system | High Bay Rectangular | Tungsram Auriso | Indoor industrial |  | 28.2 | 51000 | Yes |  | risk group 1 |  | Bracket kit. Tilted bracket kit. Busbar bracket kit. Cable hook pair
TBD | AUR-2S60-840-D1-RFS-ST | image | datasheet | deeplink | TUNGSRAM - Tungsram Auriso - 49700lm - 426W - 4000K - 80CRI - TBD[SKU] - Bracket. Y-cable | 3.4 | Bracket. Y-cable | LED | 1 | 426 | [8 empty] | CE | [6 empty] | 20 | 4000 | 752x250x80 |  | 220-240V |  | 5 | A++ | 100° | 3 | 80 |  | 4000 |  | 67000 | >=0.95 | 163000 |  |  | 116.6667 |  |  | 9 | D1 | 25 | max. 10% at 100.000 hrs |  | Available | 840/339 | Cx=0.3818;Cy=0.3797 | Class I | IK08 | IP20 | IP20 | 45 | 2320 | -25 | 1 | 426 | RAL9016 | 50-60Hz | Passive | LED | embedded sensor system | High Bay Rectangular | Tungsram Auriso | Indoor industrial |  | 28.2 | 49700 | Yes |  | risk group 1 |  | Bracket kit. Tilted bracket kit. Busbar bracket kit. Cable hook pair
TBD | AUR-2S60-830-D1-RFS-ST | image | datasheet | deeplink | TUNGSRAM - Tungsram Auriso - 46800lm - 426W - 3000K - 80CRI - TBD[SKU] - Bracket. Y-cable | 3.4 | Bracket. Y-cable | LED | 1 | 426 | [8 empty] | CE | [6 empty] | 20 | 3000 | 752x250x80 |  | 220-240V |  | 5 | A++ | 100° | 3 | 80 |  | 3000 |  | 67000 | >=0.95 | 163000 |  |  | 109.8592 |  |  | 9 | D1 | 25 | max. 10% at 100.000 hrs |  | Available | 830/339 | Cx=0.4338;Cy=0.4030 | Class I | IK08 | IP20 | IP20 | 45 | 2320 | -25 | 1 | 426 | RAL9016 | 50-60Hz | Passive | LED | embedded sensor system | High Bay Rectangular | Tungsram Auriso | Indoor industrial |  | 28 | 46800 | Yes |  | risk group 1 |  | Bracket kit. Tilted bracket kit. Busbar bracket kit. Cable hook pair
TBD | AUR-2S60-750-D1-RFS-ST | image | datasheet | deeplink | TUNGSRAM - Tungsram Auriso - 52500lm - 426W - 5000K - 70CRI - TBD[SKU] - Bracket. Y-cable | 3.4 | Bracket. Y-cable | LED | 1 | 426 | [8 empty] | CE | [6 empty] | 20 | 5000 | 752x250x80 |  | 220-240V |  | 5 | A++ | 100° | 3 | 70 |  | 5000 |  | 67000 | >=0.95 | 163000 |  |  | 123.2394 |  |  | 9 | D1 | 25 | max. 10% at 100.000 hrs |  | Available | 750/339 | Cx=0.3447;Cy=0.3553 | Class I | IK08 | IP20 | IP20 | 45 | 2320 | -25 | 1 | 426 | RAL9016 | 50-60Hz | Passive | LED | embedded sensor system | High Bay Rectangular | Tungsram Auriso | Indoor industrial |  | 28.4 | 52500 | Yes |  | risk group 1 |  | Bracket kit. Tilted bracket kit. Busbar bracket kit. Cable hook pair
TBD | AUR-2S60-740-D1-RFS-ST | image | datasheet | deeplink | TUNGSRAM - Tungsram Auriso - 52300lm - 426W - 4000K - 70CRI - TBD[SKU] - Bracket. Y-cable | 3.4 | Bracket. Y-cable | LED | 1 | 426 | [8 empty] | CE | [6 empty] | 20 | 4000 | 752x250x80 |  | 220-240V |  | 5 | A++ | 100° | 3 | 70 |  | 4000 |  | 67000 | >=0.95 | 163000 |  |  | 122.77 |  |  | 9 | D1 | 25 | max. 10% at 100.000 hrs |  | Available | 740/339 | Cx=0.4338;Cy=0.4030 | Class I | IK08 | IP20 | IP20 | 45 | 2320 | -25 | 1 | 426 | RAL9016 | 50-60Hz | Passive | LED | embedded sensor system | High Bay Rectangular | Tungsram Auriso | Indoor industrial |  | 28.4 | 52300 | Yes |  | risk group 1 |  | Bracket kit. Tilted bracket kit. Busbar bracket kit. Cable hook pair
TBD | AUR-2S60-730-D1-RFS-ST | image | datasheet | deeplink | TUNGSRAM - Tungsram Auriso - 50900lm - 426W - 3000K - 70CRI - TBD[SKU] - Bracket. Y-cable | 3.4 | Bracket. Y-cable | LED | 1 | 426 | [8 empty] | CE | [6 empty] | 20 | 3000 | 752x250x80 |  | 220-240V |  | 5 | A++ | 100° | 3 | 70 |  | 3000 |  | 67000 | >=0.95 | 163000 |  |  | 119.4836 |  |  | 9 | D1 | 25 | max. 10% at 100.000 hrs |  | Available | 730/339 | Cx=0.4338;Cy=0.4030 | Class I | IK08 | IP20 | IP20 | 45 | 2320 | -25 | 1 | 426 | RAL9016 | 50-60Hz | Passive | LED | embedded sensor system | High Bay Rectangular | Tungsram Auriso | Indoor industrial |  | 28.3 | 50900 | Yes |  | risk group 1 |  | Bracket kit. Tilted bracket kit. Busbar bracket kit. Cable hook pair
TBD | AUR-2S60-850-C1-RFS-ST | image | datasheet | deeplink | TUNGSRAM - Tungsram Auriso - 56700lm - 426W - 5000K - 80CRI - TBD[SKU] - Bracket. Y-cable | 3.4 | Bracket. Y-cable | LED | 1 | 426 | [8 empty] | CE | [6 empty] | 20 | 5000 | 752x250x80 |  | 220-240V |  | 5 | A++ | 110° | 3 | 80 |  | 5000 |  | 67000 | >=0.95 | 163000 |  |  | 133.0986 |  |  | 9 | C1 | 25 | max. 10% at 100.000 hrs |  | Available | 850/339 | Cx=0.3447;Cy=0.3553 | Class I | IK08 | IP20 | IP20 | 45 | 2320 | -25 | 1 | 426 | RAL9016 | 50-60Hz | Passive | LED | embedded sensor system | High Bay Rectangular | Tungsram Auriso | Indoor industrial |  | 28 | 56700 | Yes |  | risk group 1 |  | Bracket kit. Tilted bracket kit. Busbar bracket kit. Cable hook pair
TBD | AUR-2S60-840-C1-RFS-ST | image | datasheet | deeplink | TUNGSRAM - Tungsram Auriso - 55200lm - 426W - 4000K - 80CRI - TBD[SKU] - Bracket. Y-cable | 3.4 | Bracket. Y-cable | LED | 1 | 426 | [8 empty] | CE | [6 empty] | 20 | 4000 | 752x250x80 |  | 220-240V |  | 5 | A++ | 110° | 3 | 80 |  | 4000 |  | 67000 | >=0.95 | 163000 |  |  | 129.5775 |  |  | 9 | C1 | 25 | max. 10% at 100.000 hrs |  | Available | 840/339 | Cx=0.3818;Cy=0.3797 | Class I | IK08 | IP20 | IP20 | 45 | 2320 | -25 | 1 | 426 | RAL9016 | 50-60Hz | Passive | LED | embedded sensor system | High Bay Rectangular | Tungsram Auriso | Indoor industrial |  | 28 | 55200 | Yes |  | risk group 1 |  | Bracket kit. Tilted bracket kit. Busbar bracket kit. Cable hook pair
TBD | AUR-2S60-830-C1-RFS-ST | image | datasheet | deeplink | TUNGSRAM - Tungsram Auriso - 52000lm - 426W - 3000K - 80CRI - TBD[SKU] - Bracket. Y-cable | 3.4 | Bracket. Y-cable | LED | 1 | 426 | [8 empty] | CE | [6 empty] | 20 | 3000 | 752x250x80 |  | 220-240V |  | 5 | A++ | 110° | 3 | 80 |  | 3000 |  | 67000 | >=0.95 | 163000 |  |  | 122.0657 |  |  | 9 | C1 | 25 | max. 10% at 100.000 hrs |  | Available | 830/339 | Cx=0.4338;Cy=0.4030 | Class I | IK08 | IP20 | IP20 | 45 | 2320 | -25 | 1 | 426 | RAL9016 | 50-60Hz | Passive | LED | embedded sensor system | High Bay Rectangular | Tungsram Auriso | Indoor industrial |  | 27.9 | 52000 | Yes |  | risk group 1 |  | Bracket kit. Tilted bracket kit. Busbar bracket kit. Cable hook pair
TBD | AUR-2S60-750-C1-RFS-ST | image | datasheet | deeplink | TUNGSRAM - Tungsram Auriso - 58300lm - 426W - 5000K - 70CRI - TBD[SKU] - Bracket. Y-cable | 3.4 | Bracket. Y-cable | LED | 1 | 426 | [8 empty] | CE | [6 empty] | 20 | 5000 | 752x250x80 |  | 220-240V |  | 5 | A++ | 110° | 3 | 70 |  | 5000 |  | 67000 | >=0.95 | 163000 |  |  | 136.8545 |  |  | 9 | C1 | 25 | max. 10% at 100.000 hrs |  | Available | 750/339 | Cx=0.3447;Cy=0.3553 | Class I | IK08 | IP20 | IP20 | 45 | 2320 | -25 | 1 | 426 | RAL9016 | 50-60Hz | Passive | LED | embedded sensor system | High Bay Rectangular | Tungsram Auriso | Indoor industrial |  | 28.3 | 58300 | Yes |  | risk group 1 |  | Bracket kit. Tilted bracket kit. Busbar bracket kit. Cable hook pair
TBD | AUR-2S60-740-C1-RFS-ST | image | datasheet | deeplink | TUNGSRAM - Tungsram Auriso - 58100lm - 426W - 4000K - 70CRI - TBD[SKU] - Bracket. Y-cable | 3.4 | Bracket. Y-cable | LED | 1 | 426 | [8 empty] | CE | [6 empty] | 20 | 4000 | 752x250x80 |  | 220-240V |  | 5 | A++ | 110° | 3 | 70 |  | 4000 |  | 67000 | >=0.95 | 163000 |  |  | 136.385 |  |  | 9 | C1 | 25 | max. 10% at 100.000 hrs |  | Available | 740/339 | Cx=0.4338;Cy=0.4030 | Class I | IK08 | IP20 | IP20 | 45 | 2320 | -25 | 1 | 426 | RAL9016 | 50-60Hz | Passive | LED | embedded sensor system | High Bay Rectangular | Tungsram Auriso | Indoor industrial |  | 28.3 | 58100 | Yes |  | risk group 1 |  | Bracket kit. Tilted bracket kit. Busbar bracket kit. Cable hook pair
TBD | AUR-2S60-730-C1-RFS-ST | image | datasheet | deeplink | TUNGSRAM - Tungsram Auriso - 56500lm - 426W - 3000K - 70CRI - TBD[SKU] - Bracket. Y-cable | 3.4 | Bracket. Y-cable | LED | 1 | 426 | [8 empty] | CE | [6 empty] | 20 | 3000 | 752x250x80 |  | 220-240V |  | 5 | A++ | 110° | 3 | 70 |  | 3000 |  | 67000 | >=0.95 | 163000 |  |  | 132.6291 |  |  | 9 | C1 | 25 | max. 10% at 100.000 hrs |  | Available | 730/339 | Cx=0.4338;Cy=0.4030 | Class I | IK08 | IP20 | IP20 | 45 | 2320 | -25 | 1 | 426 | RAL9016 | 50-60Hz | Passive | LED | embedded sensor system | High Bay Rectangular | Tungsram Auriso | Indoor industrial |  | 28.2 | 56500 | Yes |  | risk group 1 |  | Bracket kit. Tilted bracket kit. Busbar bracket kit. Cable hook pair
TBD | AUR-2S55-850-U8-RFS-ST | image | datasheet | deeplink | TUNGSRAM - Tungsram Auriso - 48300lm - 380W - 5000K - 80CRI - TBD[SKU] - Bracket. Y-cable | 3.4 | Bracket. Y-cable | LED | 1 | 380 | [8 empty] | CE | [6 empty] | 20 | 5000 | 752x250x80 |  | 220-240V |  | 5 | A++ | 80° | 3 | 80 |  | 5000 |  | 71000 | >=0.95 | 173000 |  |  | 127.1053 |  |  | 9 | U8 | 25 | max. 10% at 100.000 hrs |  | Available | 850/339 | Cx=0.3447;Cy=0.3553 | Class I | IK08 | IP20 | IP20 | 45 | 2070 | -25 | 1 | 380 | RAL9016 | 50-60Hz | Passive | LED | embedded sensor system | High Bay Rectangular | Tungsram Auriso | Indoor industrial |  | 25.3 | 48300 | Yes |  | risk group 1 |  | Bracket kit. Tilted bracket kit. Busbar bracket kit. Cable hook pair
TBD | AUR-2S55-840-U8-RFS-ST | image | datasheet | deeplink | TUNGSRAM - Tungsram Auriso - 47100lm - 380W - 4000K - 80CRI - TBD[SKU] - Bracket. Y-cable | 3.4 | Bracket. Y-cable | LED | 1 | 380 | [8 empty] | CE | [6 empty] | 20 | 4000 | 752x250x80 |  | 220-240V |  | 5 | A++ | 80° | 3 | 80 |  | 4000 |  | 71000 | >=0.95 | 173000 |  |  | 123.9474 |  |  | 9 | U8 | 25 | max. 10% at 100.000 hrs |  | Available | 840/339 | Cx=0.3818;Cy=0.3797 | Class I | IK08 | IP20 | IP20 | 45 | 2070 | -25 | 1 | 380 | RAL9016 | 50-60Hz | Passive | LED | embedded sensor system | High Bay Rectangular | Tungsram Auriso | Indoor industrial |  | 25.3 | 47100 | Yes |  | risk group 1 |  | Bracket kit. Tilted bracket kit. Busbar bracket kit. Cable hook pair
TBD | AUR-2S55-830-U8-RFS-ST | image | datasheet | deeplink | TUNGSRAM - Tungsram Auriso - 44400lm - 380W - 3000K - 80CRI - TBD[SKU] - Bracket. Y-cable | 3.4 | Bracket. Y-cable | LED | 1 | 380 | [8 empty] | CE | [6 empty] | 20 | 3000 | 752x250x80 |  | 220-240V |  | 5 | A++ | 80° | 3 | 80 |  | 3000 |  | 71000 | >=0.95 | 173000 |  |  | 116.8421 |  |  | 9 | U8 | 25 | max. 10% at 100.000 hrs |  | Available | 830/339 | Cx=0.4338;Cy=0.4030 | Class I | IK08 | IP20 | IP20 | 45 | 2070 | -25 | 1 | 380 | RAL9016 | 50-60Hz | Passive | LED | embedded sensor system | High Bay Rectangular | Tungsram Auriso | Indoor industrial |  | 25.2 | 44400 | Yes |  | risk group 1 |  | Bracket kit. Tilted bracket kit. Busbar bracket kit. Cable hook pair
TBD | AUR-2S55-750-U8-RFS-ST | image | datasheet | deeplink | TUNGSRAM - Tungsram Auriso - 49700lm - 380W - 5000K - 70CRI - TBD[SKU] - Bracket. Y-cable | 3.4 | Bracket. Y-cable | LED | 1 | 380 | [8 empty] | CE | [6 empty] | 20 | 5000 | 752x250x80 |  | 220-240V |  | 5 | A++ | 80° | 3 | 70 |  | 5000 |  | 71000 | >=0.95 | 173000 |  |  | 130.7895 |  |  | 9 | U8 | 25 | max. 10% at 100.000 hrs |  | Available | 750/339 | Cx=0.3447;Cy=0.3553 | Class I | IK08 | IP20 | IP20 | 45 | 2070 | -25 | 1 | 380 | RAL9016 | 50-60Hz | Passive | LED | embedded sensor system | High Bay Rectangular | Tungsram Auriso | Indoor industrial |  | 25.6 | 49700 | Yes |  | risk group 1 |  | Bracket kit. Tilted bracket kit. Busbar bracket kit. Cable hook pair
TBD | AUR-2S55-740-U8-RFS-ST | image | datasheet | deeplink | TUNGSRAM - Tungsram Auriso - 49600lm - 380W - 4000K - 70CRI - TBD[SKU] - Bracket. Y-cable | 3.4 | Bracket. Y-cable | LED | 1 | 380 | [8 empty] | CE | [6 empty] | 20 | 4000 | 752x250x80 |  | 220-240V |  | 5 | A++ | 80° | 3 | 70 |  | 4000 |  | 71000 | >=0.95 | 173000 |  |  | 130.5263 |  |  | 9 | U8 | 25 | max. 10% at 100.000 hrs |  | Available | 740/339 | Cx=0.4338;Cy=0.4030 | Class I | IK08 | IP20 | IP20 | 45 | 2070 | -25 | 1 | 380 | RAL9016 | 50-60Hz | Passive | LED | embedded sensor system | High Bay Rectangular | Tungsram Auriso | Indoor industrial |  | 25.6 | 49600 | Yes |  | risk group 1 |  | Bracket kit. Tilted bracket kit. Busbar bracket kit. Cable hook pair
TBD | AUR-2S55-730-U8-RFS-ST | image | datasheet | deeplink | TUNGSRAM - Tungsram Auriso - 48200lm - 380W - 3000K - 70CRI - TBD[SKU] - Bracket. Y-cable | 3.4 | Bracket. Y-cable | LED | 1 | 380 | [8 empty] | CE | [6 empty] | 20 | 3000 | 752x250x80 |  | 220-240V |  | 5 | A++ | 80° | 3 | 70 |  | 3000 |  | 71000 | >=0.95 | 173000 |  |  | 126.8421 |  |  | 9 | U8 | 25 | max. 10% at 100.000 hrs |  | Available | 730/339 | Cx=0.4338;Cy=0.4030 | Class I | IK08 | IP20 | IP20 | 45 | 2070 | -25 | 1 | 380 | RAL9016 | 50-60Hz | Passive | LED | embedded sensor system | High Bay Rectangular | Tungsram Auriso | Indoor industrial |  | 25.4 | 48200 | Yes |  | risk group 1 |  | Bracket kit. Tilted bracket kit. Busbar bracket kit. Cable hook pair
TBD | AUR-2S55-850-U6-RFS-ST | image | datasheet | deeplink | TUNGSRAM - Tungsram Auriso - 44200lm - 380W - 5000K - 80CRI - TBD[SKU] - Bracket. Y-cable | 3.4 | Bracket. Y-cable | LED | 1 | 380 | [8 empty] | CE | [6 empty] | 20 | 5000 | 752x250x80 |  | 220-240V |  | 5 | A++ | 65° | 3 | 80 |  | 5000 |  | 71000 | >=0.95 | 173000 |  |  | 116.3158 |  |  | 9 | U6 | 25 | max. 10% at 100.000 hrs |  | Available | 850/339 | Cx=0.3447;Cy=0.3553 | Class I | IK08 | IP50 | IP20 | 45 | 2070 | -25 | 1 | 380 | RAL9016 | 50-60Hz | Passive | LED | embedded sensor system | High Bay Rectangular | Tungsram Auriso | Indoor industrial |  | 23.9 | 44200 | Yes |  | risk group 1 |  | Bracket kit. Tilted bracket kit. Busbar bracket kit. Cable hook pair
TBD | AUR-2S55-840-U6-RFS-ST | image | datasheet | deeplink | TUNGSRAM - Tungsram Auriso - 43000lm - 380W - 4000K - 80CRI - TBD[SKU] - Bracket. Y-cable | 3.4 | Bracket. Y-cable | LED | 1 | 380 | [8 empty] | CE | [6 empty] | 20 | 4000 | 752x250x80 |  | 220-240V |  | 5 | A++ | 65° | 3 | 80 |  | 4000 |  | 71000 | >=0.95 | 173000 |  |  | 113.1579 |  |  | 9 | U6 | 25 | max. 10% at 100.000 hrs |  | Available | 840/339 | Cx=0.3818;Cy=0.3797 | Class I | IK08 | IP50 | IP20 | 45 | 2070 | -25 | 1 | 380 | RAL9016 | 50-60Hz | Passive | LED | embedded sensor system | High Bay Rectangular | Tungsram Auriso | Indoor industrial |  | 23.9 | 43000 | Yes |  | risk group 1 |  | Bracket kit. Tilted bracket kit. Busbar bracket kit. Cable hook pair
TBD | AUR-2S55-830-U6-RFS-ST | image | datasheet | deeplink | TUNGSRAM - Tungsram Auriso - 40500lm - 380W - 3000K - 80CRI - TBD[SKU] - Bracket. Y-cable | 3.4 | Bracket. Y-cable | LED | 1 | 380 | [8 empty] | CE | [6 empty] | 20 | 3000 | 752x250x80 |  | 220-240V |  | 5 | A++ | 65° | 3 | 80 |  | 3000 |  | 71000 | >=0.95 | 173000 |  |  | 106.5789 |  |  | 9 | U6 | 25 | max. 10% at 100.000 hrs |  | Available | 830/339 | Cx=0.4338;Cy=0.4030 | Class I | IK08 | IP50 | IP20 | 45 | 2070 | -25 | 1 | 380 | RAL9016 | 50-60Hz | Passive | LED | embedded sensor system | High Bay Rectangular | Tungsram Auriso | Indoor industrial |  | 23.8 | 40500 | Yes |  | risk group 1 |  | Bracket kit. Tilted bracket kit. Busbar bracket kit. Cable hook pair
TBD | AUR-2S55-750-U6-RFS-ST | image | datasheet | deeplink | TUNGSRAM - Tungsram Auriso - 45400lm - 380W - 5000K - 70CRI - TBD[SKU] - Bracket. Y-cable | 3.4 | Bracket. Y-cable | LED | 1 | 380 | [8 empty] | CE | [6 empty] | 20 | 5000 | 752x250x80 |  | 220-240V |  | 5 | A++ | 65° | 3 | 70 |  | 5000 |  | 71000 | >=0.95 | 173000 |  |  | 119.4737 |  |  | 9 | U6 | 25 | max. 10% at 100.000 hrs |  | Available | 750/339 | Cx=0.3447;Cy=0.3553 | Class I | IK08 | IP50 | IP20 | 45 | 2070 | -25 | 1 | 380 | RAL9016 | 50-60Hz | Passive | LED | embedded sensor system | High Bay Rectangular | Tungsram Auriso | Indoor industrial |  | 24.2 | 45400 | Yes |  | risk group 1 |  | Bracket kit. Tilted bracket kit. Busbar bracket kit. Cable hook pair
TBD | AUR-2S55-740-U6-RFS-ST | image | datasheet | deeplink | TUNGSRAM - Tungsram Auriso - 45300lm - 380W - 4000K - 70CRI - TBD[SKU] - Bracket. Y-cable | 3.4 | Bracket. Y-cable | LED | 1 | 380 | [8 empty] | CE | [6 empty] | 20 | 4000 | 752x250x80 |  | 220-240V |  | 5 | A++ | 65° | 3 | 70 |  | 4000 |  | 71000 | >=0.95 | 173000 |  |  | 119.2105 |  |  | 9 | U6 | 25 | max. 10% at 100.000 hrs |  | Available | 740/339 | Cx=0.4338;Cy=0.4030 | Class I | IK08 | IP50 | IP20 | 45 | 2070 | -25 | 1 | 380 | RAL9016 | 50-60Hz | Passive | LED | embedded sensor system | High Bay Rectangular | Tungsram Auriso | Indoor industrial |  | 24.2 | 45300 | Yes |  | risk group 1 |  | Bracket kit. Tilted bracket kit. Busbar bracket kit. Cable hook pair
TBD | AUR-2S55-730-U6-RFS-ST | image | datasheet | deeplink | TUNGSRAM - Tungsram Auriso - 44000lm - 380W - 3000K - 70CRI - TBD[SKU] - Bracket. Y-cable | 3.4 | Bracket. Y-cable | LED | 1 | 380 | [8 empty] | CE | [6 empty] | 20 | 3000 | 752x250x80 |  | 220-240V |  | 5 | A++ | 65° | 3 | 70 |  | 3000 |  | 71000 | >=0.95 | 173000 |  |  | 115.7895 |  |  | 9 | U6 | 25 | max. 10% at 100.000 hrs |  | Available | 730/339 | Cx=0.4338;Cy=0.4030 | Class I | IK08 | IP50 | IP20 | 45 | 2070 | -25 | 1 | 380 | RAL9016 | 50-60Hz | Passive | LED | embedded sensor system | High Bay Rectangular | Tungsram Auriso | Indoor industrial |  | 24.1 | 44000 | Yes |  | risk group 1 |  | Bracket kit. Tilted bracket kit. Busbar bracket kit. Cable hook pair
TBD | AUR-2S55-850-U4-RFS-ST | image | datasheet | deeplink | TUNGSRAM - Tungsram Auriso - 46000lm - 380W - 5000K - 80CRI - TBD[SKU] - Bracket. Y-cable | 3.4 | Bracket. Y-cable | LED | 1 | 380 | [8 empty] | CE | [6 empty] | 20 | 5000 | 752x250x80 |  | 220-240V |  | 5 | A++ | 45° | 3 | 80 |  | 5000 |  | 71000 | >=0.95 | 173000 |  |  | 121.0526 |  |  | 9 | U4 | 25 | max. 10% at 100.000 hrs |  | Available | 850/339 | Cx=0.3447;Cy=0.3553 | Class I | IK08 | IP50 | IP20 | 45 | 2070 | -25 | 1 | 380 | RAL9016 | 50-60Hz | Passive | LED | embedded sensor system | High Bay Rectangular | Tungsram Auriso | Indoor industrial |  | 23.2 | 46000 | Yes |  | risk group 1 |  | Bracket kit. Tilted bracket kit. Busbar bracket kit. Cable hook pair
TBD | AUR-2S55-840-U4-RFS-ST | image | datasheet | deeplink | TUNGSRAM - Tungsram Auriso - 44900lm - 380W - 4000K - 80CRI - TBD[SKU] - Bracket. Y-cable | 3.4 | Bracket. Y-cable | LED | 1 | 380 | [8 empty] | CE | [6 empty] | 20 | 4000 | 752x250x80 |  | 220-240V |  | 5 | A++ | 45° | 3 | 80 |  | 4000 |  | 71000 | >=0.95 | 173000 |  |  | 118.1579 |  |  | 9 | U4 | 25 | max. 10% at 100.000 hrs |  | Available | 840/339 | Cx=0.3818;Cy=0.3797 | Class I | IK08 | IP50 | IP20 | 45 | 2070 | -25 | 1 | 380 | RAL9016 | 50-60Hz | Passive | LED | embedded sensor system | High Bay Rectangular | Tungsram Auriso | Indoor industrial |  | 23.2 | 44900 | Yes |  | risk group 1 |  | Bracket kit. Tilted bracket kit. Busbar bracket kit. Cable hook pair
TBD | AUR-2S55-830-U4-RFS-ST | image | datasheet | deeplink | TUNGSRAM - Tungsram Auriso - 42300lm - 380W - 3000K - 80CRI - TBD[SKU] - Bracket. Y-cable | 3.4 | Bracket. Y-cable | LED | 1 | 380 | [8 empty] | CE | [6 empty] | 20 | 3000 | 752x250x80 |  | 220-240V |  | 5 | A++ | 45° | 3 | 80 |  | 3000 |  | 71000 | >=0.95 | 173000 |  |  | 111.3158 |  |  | 9 | U4 | 25 | max. 10% at 100.000 hrs |  | Available | 830/339 | Cx=0.4338;Cy=0.4030 | Class I | IK08 | IP50 | IP20 | 45 | 2070 | -25 | 1 | 380 | RAL9016 | 50-60Hz | Passive | LED | embedded sensor system | High Bay Rectangular | Tungsram Auriso | Indoor industrial |  | 23.1 | 42300 | Yes |  | risk group 1 |  | Bracket kit. Tilted bracket kit. Busbar bracket kit. Cable hook pair
TBD | AUR-2S55-750-U4-RFS-ST | image | datasheet | deeplink | TUNGSRAM - Tungsram Auriso - 47400lm - 380W - 5000K - 70CRI - TBD[SKU] - Bracket. Y-cable | 3.4 | Bracket. Y-cable | LED | 1 | 380 | [8 empty] | CE | [6 empty] | 20 | 5000 | 752x250x80 |  | 220-240V |  | 5 | A++ | 45° | 3 | 70 |  | 5000 |  | 71000 | >=0.95 | 173000 |  |  | 124.7368 |  |  | 9 | U4 | 25 | max. 10% at 100.000 hrs |  | Available | 750/339 | Cx=0.3447;Cy=0.3553 | Class I | IK08 | IP50 | IP20 | 45 | 2070 | -25 | 1 | 380 | RAL9016 | 50-60Hz | Passive | LED | embedded sensor system | High Bay Rectangular | Tungsram Auriso | Indoor industrial |  | 23.5 | 47400 | Yes |  | risk group 1 |  | Bracket kit. Tilted bracket kit. Busbar bracket kit. Cable hook pair
TBD | AUR-2S55-740-U4-RFS-ST | image | datasheet | deeplink | TUNGSRAM - Tungsram Auriso - 47200lm - 380W - 4000K - 70CRI - TBD[SKU] - Bracket. Y-cable | 3.4 | Bracket. Y-cable | LED | 1 | 380 | [8 empty] | CE | [6 empty] | 20 | 4000 | 752x250x80 |  | 220-240V |  | 5 | A++ | 45° | 3 | 70 |  | 4000 |  | 71000 | >=0.95 | 173000 |  |  | 124.2105 |  |  | 9 | U4 | 25 | max. 10% at 100.000 hrs |  | Available | 740/339 | Cx=0.4338;Cy=0.4030 | Class I | IK08 | IP50 | IP20 | 45 | 2070 | -25 | 1 | 380 | RAL9016 | 50-60Hz | Passive | LED | embedded sensor system | High Bay Rectangular | Tungsram Auriso | Indoor industrial |  | 23.5 | 47200 | Yes |  | risk group 1 |  | Bracket kit. Tilted bracket kit. Busbar bracket kit. Cable hook pair
TBD | AUR-2S55-730-U4-RFS-ST | image | datasheet | deeplink | TUNGSRAM - Tungsram Auriso - 45900lm - 380W - 3000K - 70CRI - TBD[SKU] - Bracket. Y-cable | 3.4 | Bracket. Y-cable | LED | 1 | 380 | [8 empty] | CE | [6 empty] | 20 | 3000 | 752x250x80 |  | 220-240V |  | 5 | A++ | 45° | 3 | 70 |  | 3000 |  | 71000 | >=0.95 | 173000 |  |  | 120.7895 |  |  | 9 | U4 | 25 | max. 10% at 100.000 hrs |  | Available | 730/339 | Cx=0.4338;Cy=0.4030 | Class I | IK08 | IP50 | IP20 | 45 | 2070 | -25 | 1 | 380 | RAL9016 | 50-60Hz | Passive | LED | embedded sensor system | High Bay Rectangular | Tungsram Auriso | Indoor industrial |  | 23.4 | 45900 | Yes |  | risk group 1 |  | Bracket kit. Tilted bracket kit. Busbar bracket kit. Cable hook pair
TBD | AUR-2S55-850-L9-RFS-ST | image | datasheet | deeplink | TUNGSRAM - Tungsram Auriso - 55900lm - 380W - 5000K - 80CRI - TBD[SKU] - Bracket. Y-cable | 3.4 | Bracket. Y-cable | LED | 1 | 380 | [8 empty] | CE | [6 empty] | 20 | 5000 | 752x250x80 |  | 220-240V |  | 5 | A++ | 90° | 3 | 80 |  | 5000 |  | 71000 | >=0.95 | 173000 |  |  | 147.1053 |  |  | 9 | L9 | 25 | max. 10% at 100.000 hrs |  | Available | 850/339 | Cx=0.3447;Cy=0.3553 | Class I | IK08 | IP50 | IP20 | 45 | 2070 | -25 | 1 | 380 | RAL9016 | 50-60Hz | Passive | LED | embedded sensor system | High Bay Rectangular | Tungsram Auriso | Indoor industrial |  | 25.7 | 55900 | Yes |  | risk group 1 |  | Bracket kit. Tilted bracket kit. Busbar bracket kit. Cable hook pair
TBD | AUR-2S55-840-L9-RFS-ST | image | datasheet | deeplink | TUNGSRAM - Tungsram Auriso - 54400lm - 380W - 4000K - 80CRI - TBD[SKU] - Bracket. Y-cable | 3.4 | Bracket. Y-cable | LED | 1 | 380 | [8 empty] | CE | [6 empty] | 20 | 4000 | 752x250x80 |  | 220-240V |  | 5 | A++ | 90° | 3 | 80 |  | 4000 |  | 71000 | >=0.95 | 173000 |  |  | 143.1579 |  |  | 9 | L9 | 25 | max. 10% at 100.000 hrs |  | Available | 840/339 | Cx=0.3818;Cy=0.3797 | Class I | IK08 | IP50 | IP20 | 45 | 2070 | -25 | 1 | 380 | RAL9016 | 50-60Hz | Passive | LED | embedded sensor system | High Bay Rectangular | Tungsram Auriso | Indoor industrial |  | 25.7 | 54400 | Yes |  | risk group 1 |  | Bracket kit. Tilted bracket kit. Busbar bracket kit. Cable hook pair
TBD | AUR-2S55-830-L9-RFS-ST | image | datasheet | deeplink | TUNGSRAM - Tungsram Auriso - 51300lm - 380W - 3000K - 80CRI - TBD[SKU] - Bracket. Y-cable | 3.4 | Bracket. Y-cable | LED | 1 | 380 | [8 empty] | CE | [6 empty] | 20 | 3000 | 752x250x80 |  | 220-240V |  | 5 | A++ | 90° | 3 | 80 |  | 3000 |  | 71000 | >=0.95 | 173000 |  |  | 135 |  |  | 9 | L9 | 25 | max. 10% at 100.000 hrs |  | Available | 830/339 | Cx=0.4338;Cy=0.4030 | Class I | IK08 | IP50 | IP20 | 45 | 2070 | -25 | 1 | 380 | RAL9016 | 50-60Hz | Passive | LED | embedded sensor system | High Bay Rectangular | Tungsram Auriso | Indoor industrial |  | 25.6 | 51300 | Yes |  | risk group 1 |  | Bracket kit. Tilted bracket kit. Busbar bracket kit. Cable hook pair
TBD | AUR-2S55-750-L9-RFS-ST | image | datasheet | deeplink | TUNGSRAM - Tungsram Auriso - 57400lm - 380W - 5000K - 70CRI - TBD[SKU] - Bracket. Y-cable | 3.4 | Bracket. Y-cable | LED | 1 | 380 | [8 empty] | CE | [6 empty] | 20 | 5000 | 752x250x80 |  | 220-240V |  | 5 | A++ | 90° | 3 | 70 |  | 5000 |  | 71000 | >=0.95 | 173000 |  |  | 151.0526 |  |  | 9 | L9 | 25 | max. 10% at 100.000 hrs |  | Available | 750/339 | Cx=0.3447;Cy=0.3553 | Class I | IK08 | IP50 | IP20 | 45 | 2070 | -25 | 1 | 380 | RAL9016 | 50-60Hz | Passive | LED | embedded sensor system | High Bay Rectangular | Tungsram Auriso | Indoor industrial |  | 26 | 57400 | Yes |  | risk group 1 |  | Bracket kit. Tilted bracket kit. Busbar bracket kit. Cable hook pair
TBD | AUR-2S55-740-L9-RFS-ST | image | datasheet | deeplink | TUNGSRAM - Tungsram Auriso - 57300lm - 380W - 4000K - 70CRI - TBD[SKU] - Bracket. Y-cable | 3.4 | Bracket. Y-cable | LED | 1 | 380 | [8 empty] | CE | [6 empty] | 20 | 4000 | 752x250x80 |  | 220-240V |  | 5 | A++ | 90° | 3 | 70 |  | 4000 |  | 71000 | >=0.95 | 173000 |  |  | 150.7895 |  |  | 9 | L9 | 25 | max. 10% at 100.000 hrs |  | Available | 740/339 | Cx=0.4338;Cy=0.4030 | Class I | IK08 | IP50 | IP20 | 45 | 2070 | -25 | 1 | 380 | RAL9016 | 50-60Hz | Passive | LED | embedded sensor system | High Bay Rectangular | Tungsram Auriso | Indoor industrial |  | 26 | 57300 | Yes |  | risk group 1 |  | Bracket kit. Tilted bracket kit. Busbar bracket kit. Cable hook pair
TBD | AUR-2S55-730-L9-RFS-ST | image | datasheet | deeplink | TUNGSRAM - Tungsram Auriso - 55700lm - 380W - 3000K - 70CRI - TBD[SKU] - Bracket. Y-cable | 3.4 | Bracket. Y-cable | LED | 1 | 380 | [8 empty] | CE | [6 empty] | 20 | 3000 | 752x250x80 |  | 220-240V |  | 5 | A++ | 90° | 3 | 70 |  | 3000 |  | 71000 | >=0.95 | 173000 |  |  | 146.5789 |  |  | 9 | L9 | 25 | max. 10% at 100.000 hrs |  | Available | 730/339 | Cx=0.4338;Cy=0.4030 | Class I | IK08 | IP50 | IP20 | 45 | 2070 | -25 | 1 | 380 | RAL9016 | 50-60Hz | Passive | LED | embedded sensor system | High Bay Rectangular | Tungsram Auriso | Indoor industrial |  | 25.8 | 55700 | Yes |  | risk group 1 |  | Bracket kit. Tilted bracket kit. Busbar bracket kit. Cable hook pair
TBD | AUR-2S55-850-L6-RFS-ST | image | datasheet | deeplink | TUNGSRAM - Tungsram Auriso - 53700lm - 380W - 5000K - 80CRI - TBD[SKU] - Bracket. Y-cable | 3.4 | Bracket. Y-cable | LED | 1 | 380 | [8 empty] | CE | [6 empty] | 20 | 5000 | 752x250x80 |  | 220-240V |  | 5 | A++ | 70° | 3 | 80 |  | 5000 |  | 71000 | >=0.95 | 173000 |  |  | 141.3158 |  |  | 9 | L6 | 25 | max. 10% at 100.000 hrs |  | Available | 850/339 | Cx=0.3447;Cy=0.3553 | Class I | IK08 | IP50 | IP20 | 45 | 2070 | -25 | 1 | 380 | RAL9016 | 50-60Hz | Passive | LED | embedded sensor system | High Bay Rectangular | Tungsram Auriso | Indoor industrial |  | 24.2 | 53700 | Yes |  | risk group 1 |  | Bracket kit. Tilted bracket kit. Busbar bracket kit. Cable hook pair
TBD | AUR-2S55-840-L6-RFS-ST | image | datasheet | deeplink | TUNGSRAM - Tungsram Auriso - 52300lm - 380W - 4000K - 80CRI - TBD[SKU] - Bracket. Y-cable | 3.4 | Bracket. Y-cable | LED | 1 | 380 | [8 empty] | CE | [6 empty] | 20 | 4000 | 752x250x80 |  | 220-240V |  | 5 | A++ | 70° | 3 | 80 |  | 4000 |  | 71000 | >=0.95 | 173000 |  |  | 137.6316 |  |  | 9 | L6 | 25 | max. 10% at 100.000 hrs |  | Available | 840/339 | Cx=0.3818;Cy=0.3797 | Class I | IK08 | IP50 | IP20 | 45 | 2070 | -25 | 1 | 380 | RAL9016 | 50-60Hz | Passive | LED | embedded sensor system | High Bay Rectangular | Tungsram Auriso | Indoor industrial |  | 24.2 | 52300 | Yes |  | risk group 1 |  | Bracket kit. Tilted bracket kit. Busbar bracket kit. Cable hook pair
TBD | AUR-2S55-830-L6-RFS-ST | image | datasheet | deeplink | TUNGSRAM - Tungsram Auriso - 49300lm - 380W - 3000K - 80CRI - TBD[SKU] - Bracket. Y-cable | 3.4 | Bracket. Y-cable | LED | 1 | 380 | [8 empty] | CE | [6 empty] | 20 | 3000 | 752x250x80 |  | 220-240V |  | 5 | A++ | 70° | 3 | 80 |  | 3000 |  | 71000 | >=0.95 | 173000 |  |  | 129.7368 |  |  | 9 | L6 | 25 | max. 10% at 100.000 hrs |  | Available | 830/339 | Cx=0.4338;Cy=0.4030 | Class I | IK08 | IP50 | IP20 | 45 | 2070 | -25 | 1 | 380 | RAL9016 | 50-60Hz | Passive | LED | embedded sensor system | High Bay Rectangular | Tungsram Auriso | Indoor industrial |  | 24 | 49300 | Yes |  | risk group 1 |  | Bracket kit. Tilted bracket kit. Busbar bracket kit. Cable hook pair
TBD | AUR-2S55-750-L6-RFS-ST | image | datasheet | deeplink | TUNGSRAM - Tungsram Auriso - 55200lm - 380W - 5000K - 70CRI - TBD[SKU] - Bracket. Y-cable | 3.4 | Bracket. Y-cable | LED | 1 | 380 | [8 empty] | CE | [6 empty] | 20 | 5000 | 752x250x80 |  | 220-240V |  | 5 | A++ | 70° | 3 | 70 |  | 5000 |  | 71000 | >=0.95 | 173000 |  |  | 145.2632 |  |  | 9 | L6 | 25 | max. 10% at 100.000 hrs |  | Available | 750/339 | Cx=0.3447;Cy=0.3553 | Class I | IK08 | IP50 | IP20 | 45 | 2070 | -25 | 1 | 380 | RAL9016 | 50-60Hz | Passive | LED | embedded sensor system | High Bay Rectangular | Tungsram Auriso | Indoor industrial |  | 24.4 | 55200 | Yes |  | risk group 1 |  | Bracket kit. Tilted bracket kit. Busbar bracket kit. Cable hook pair
TBD | AUR-2S55-740-L6-RFS-ST | image | datasheet | deeplink | TUNGSRAM - Tungsram Auriso - 55100lm - 380W - 4000K - 70CRI - TBD[SKU] - Bracket. Y-cable | 3.4 | Bracket. Y-cable | LED | 1 | 380 | [8 empty] | CE | [6 empty] | 20 | 4000 | 752x250x80 |  | 220-240V |  | 5 | A++ | 70° | 3 | 70 |  | 4000 |  | 71000 | >=0.95 | 173000 |  |  | 145 |  |  | 9 | L6 | 25 | max. 10% at 100.000 hrs |  | Available | 740/339 | Cx=0.4338;Cy=0.4030 | Class I | IK08 | IP50 | IP20 | 45 | 2070 | -25 | 1 | 380 | RAL9016 | 50-60Hz | Passive | LED | embedded sensor system | High Bay Rectangular | Tungsram Auriso | Indoor industrial |  | 24.4 | 55100 | Yes |  | risk group 1 |  | Bracket kit. Tilted bracket kit. Busbar bracket kit. Cable hook pair
TBD | AUR-2S55-730-L6-RFS-ST | image | datasheet | deeplink | TUNGSRAM - Tungsram Auriso - 53500lm - 380W - 3000K - 70CRI - TBD[SKU] - Bracket. Y-cable | 3.4 | Bracket. Y-cable | LED | 1 | 380 | [8 empty] | CE | [6 empty] | 20 | 3000 | 752x250x80 |  | 220-240V |  | 5 | A++ | 70° | 3 | 70 |  | 3000 |  | 71000 | >=0.95 | 173000 |  |  | 140.7895 |  |  | 9 | L6 | 25 | max. 10% at 100.000 hrs |  | Available | 730/339 | Cx=0.4338;Cy=0.4030 | Class I | IK08 | IP50 | IP20 | 45 | 2070 | -25 | 1 | 380 | RAL9016 | 50-60Hz | Passive | LED | embedded sensor system | High Bay Rectangular | Tungsram Auriso | Indoor industrial |  | 24.3 | 53500 | Yes |  | risk group 1 |  | Bracket kit. Tilted bracket kit. Busbar bracket kit. Cable hook pair
TBD | AUR-2S55-850-L3-RFS-ST | image | datasheet | deeplink | TUNGSRAM - Tungsram Auriso - 57000lm - 380W - 5000K - 80CRI - TBD[SKU] - Bracket. Y-cable | 3.4 | Bracket. Y-cable | LED | 1 | 380 | [8 empty] | CE | [6 empty] | 20 | 5000 | 752x250x80 |  | 220-240V |  | 5 | A++ | 35° | 3 | 80 |  | 5000 |  | 71000 | >=0.95 | 173000 |  |  | 150 |  |  | 9 | L3 | 25 | max. 10% at 100.000 hrs |  | Available | 850/339 | Cx=0.3447;Cy=0.3553 | Class I | IK08 | IP50 | IP20 | 45 | 2070 | -25 | 1 | 380 | RAL9016 | 50-60Hz | Passive | LED | embedded sensor system | High Bay Rectangular | Tungsram Auriso | Indoor industrial |  | 19.8 | 57000 | Yes |  | risk group 1 |  | Bracket kit. Tilted bracket kit. Busbar bracket kit. Cable hook pair
TBD | AUR-2S55-840-L3-RFS-ST | image | datasheet | deeplink | TUNGSRAM - Tungsram Auriso - 55600lm - 380W - 4000K - 80CRI - TBD[SKU] - Bracket. Y-cable | 3.4 | Bracket. Y-cable | LED | 1 | 380 | [8 empty] | CE | [6 empty] | 20 | 4000 | 752x250x80 |  | 220-240V |  | 5 | A++ | 35° | 3 | 80 |  | 4000 |  | 71000 | >=0.95 | 173000 |  |  | 146.3158 |  |  | 9 | L3 | 25 | max. 10% at 100.000 hrs |  | Available | 840/339 | Cx=0.3818;Cy=0.3797 | Class I | IK08 | IP50 | IP20 | 45 | 2070 | -25 | 1 | 380 | RAL9016 | 50-60Hz | Passive | LED | embedded sensor system | High Bay Rectangular | Tungsram Auriso | Indoor industrial |  | 19.8 | 55600 | Yes |  | risk group 1 |  | Bracket kit. Tilted bracket kit. Busbar bracket kit. Cable hook pair
TBD | AUR-2S55-830-L3-RFS-ST | image | datasheet | deeplink | TUNGSRAM - Tungsram Auriso - 52300lm - 380W - 3000K - 80CRI - TBD[SKU] - Bracket. Y-cable | 3.4 | Bracket. Y-cable | LED | 1 | 380 | [8 empty] | CE | [6 empty] | 20 | 3000 | 752x250x80 |  | 220-240V |  | 5 | A++ | 35° | 3 | 80 |  | 3000 |  | 71000 | >=0.95 | 173000 |  |  | 137.6316 |  |  | 9 | L3 | 25 | max. 10% at 100.000 hrs |  | Available | 830/339 | Cx=0.4338;Cy=0.4030 | Class I | IK08 | IP50 | IP20 | 45 | 2070 | -25 | 1 | 380 | RAL9016 | 50-60Hz | Passive | LED | embedded sensor system | High Bay Rectangular | Tungsram Auriso | Indoor industrial |  | 19.6 | 52300 | Yes |  | risk group 1 |  | Bracket kit. Tilted bracket kit. Busbar bracket kit. Cable hook pair
TBD | AUR-2S55-750-L3-RFS-ST | image | datasheet | deeplink | TUNGSRAM - Tungsram Auriso - 58600lm - 380W - 5000K - 70CRI - TBD[SKU] - Bracket. Y-cable | 3.4 | Bracket. Y-cable | LED | 1 | 380 | [8 empty] | CE | [6 empty] | 20 | 5000 | 752x250x80 |  | 220-240V |  | 5 | A++ | 35° | 3 | 70 |  | 5000 |  | 71000 | >=0.95 | 173000 |  |  | 154.2105 |  |  | 9 | L3 | 25 | max. 10% at 100.000 hrs |  | Available | 750/339 | Cx=0.3447;Cy=0.3553 | Class I | IK08 | IP50 | IP20 | 45 | 2070 | -25 | 1 | 380 | RAL9016 | 50-60Hz | Passive | LED | embedded sensor system | High Bay Rectangular | Tungsram Auriso | Indoor industrial |  | 20 | 58600 | Yes |  | risk group 1 |  | Bracket kit. Tilted bracket kit. Busbar bracket kit. Cable hook pair
TBD | AUR-2S55-740-L3-RFS-ST | image | datasheet | deeplink | TUNGSRAM - Tungsram Auriso - 58500lm - 380W - 4000K - 70CRI - TBD[SKU] - Bracket. Y-cable | 3.4 | Bracket. Y-cable | LED | 1 | 380 | [8 empty] | CE | [6 empty] | 20 | 4000 | 752x250x80 |  | 220-240V |  | 5 | A++ | 35° | 3 | 70 |  | 4000 |  | 71000 | >=0.95 | 173000 |  |  | 153.9474 |  |  | 9 | L3 | 25 | max. 10% at 100.000 hrs |  | Available | 740/339 | Cx=0.4338;Cy=0.4030 | Class I | IK08 | IP50 | IP20 | 45 | 2070 | -25 | 1 | 380 | RAL9016 | 50-60Hz | Passive | LED | embedded sensor system | High Bay Rectangular | Tungsram Auriso | Indoor industrial |  | 20 | 58500 | Yes |  | risk group 1 |  | Bracket kit. Tilted bracket kit. Busbar bracket kit. Cable hook pair
TBD | AUR-2S55-730-L3-RFS-ST | image | datasheet | deeplink | TUNGSRAM - Tungsram Auriso - 56900lm - 380W - 3000K - 70CRI - TBD[SKU] - Bracket. Y-cable | 3.4 | Bracket. Y-cable | LED | 1 | 380 | [8 empty] | CE | [6 empty] | 20 | 3000 | 752x250x80 |  | 220-240V |  | 5 | A++ | 35° | 3 | 70 |  | 3000 |  | 71000 | >=0.95 | 173000 |  |  | 149.7368 |  |  | 9 | L3 | 25 | max. 10% at 100.000 hrs |  | Available | 730/339 | Cx=0.4338;Cy=0.4030 | Class I | IK08 | IP50 | IP20 | 45 | 2070 | -25 | 1 | 380 | RAL9016 | 50-60Hz | Passive | LED | embedded sensor system | High Bay Rectangular | Tungsram Auriso | Indoor industrial |  | 19.9 | 56900 | Yes |  | risk group 1 |  | Bracket kit. Tilted bracket kit. Busbar bracket kit. Cable hook pair
TBD | AUR-2S55-850-D1-RFS-ST | image | datasheet | deeplink | TUNGSRAM - Tungsram Auriso - 48700lm - 380W - 5000K - 80CRI - TBD[SKU] - Bracket. Y-cable | 3.4 | Bracket. Y-cable | LED | 1 | 380 | [8 empty] | CE | [6 empty] | 20 | 5000 | 752x250x80 |  | 220-240V |  | 5 | A++ | 100° | 3 | 80 |  | 5000 |  | 71000 | >=0.95 | 173000 |  |  | 128.1579 |  |  | 9 | D1 | 25 | max. 10% at 100.000 hrs |  | Available | 850/339 | Cx=0.3447;Cy=0.3553 | Class I | IK08 | IP20 | IP20 | 45 | 2070 | -25 | 1 | 380 | RAL9016 | 50-60Hz | Passive | LED | embedded sensor system | High Bay Rectangular | Tungsram Auriso | Indoor industrial |  | 28 | 48700 | Yes |  | risk group 1 |  | Bracket kit. Tilted bracket kit. Busbar bracket kit. Cable hook pair
TBD | AUR-2S55-840-D1-RFS-ST | image | datasheet | deeplink | TUNGSRAM - Tungsram Auriso - 47500lm - 380W - 4000K - 80CRI - TBD[SKU] - Bracket. Y-cable | 3.4 | Bracket. Y-cable | LED | 1 | 380 | [8 empty] | CE | [6 empty] | 20 | 4000 | 752x250x80 |  | 220-240V |  | 5 | A++ | 100° | 3 | 80 |  | 4000 |  | 71000 | >=0.95 | 173000 |  |  | 125 |  |  | 9 | D1 | 25 | max. 10% at 100.000 hrs |  | Available | 840/339 | Cx=0.3818;Cy=0.3797 | Class I | IK08 | IP20 | IP20 | 45 | 2070 | -25 | 1 | 380 | RAL9016 | 50-60Hz | Passive | LED | embedded sensor system | High Bay Rectangular | Tungsram Auriso | Indoor industrial |  | 28 | 47500 | Yes |  | risk group 1 |  | Bracket kit. Tilted bracket kit. Busbar bracket kit. Cable hook pair
TBD | AUR-2S55-830-D1-RFS-ST | image | datasheet | deeplink | TUNGSRAM - Tungsram Auriso - 44700lm - 380W - 3000K - 80CRI - TBD[SKU] - Bracket. Y-cable | 3.4 | Bracket. Y-cable | LED | 1 | 380 | [8 empty] | CE | [6 empty] | 20 | 3000 | 752x250x80 |  | 220-240V |  | 5 | A++ | 100° | 3 | 80 |  | 3000 |  | 71000 | >=0.95 | 173000 |  |  | 117.6316 |  |  | 9 | D1 | 25 | max. 10% at 100.000 hrs |  | Available | 830/339 | Cx=0.4338;Cy=0.4030 | Class I | IK08 | IP20 | IP20 | 45 | 2070 | -25 | 1 | 380 | RAL9016 | 50-60Hz | Passive | LED | embedded sensor system | High Bay Rectangular | Tungsram Auriso | Indoor industrial |  | 27.9 | 44700 | Yes |  | risk group 1 |  | Bracket kit. Tilted bracket kit. Busbar bracket kit. Cable hook pair
TBD | AUR-2S55-750-D1-RFS-ST | image | datasheet | deeplink | TUNGSRAM - Tungsram Auriso - 50100lm - 380W - 5000K - 70CRI - TBD[SKU] - Bracket. Y-cable | 3.4 | Bracket. Y-cable | LED | 1 | 380 | [8 empty] | CE | [6 empty] | 20 | 5000 | 752x250x80 |  | 220-240V |  | 5 | A++ | 100° | 3 | 70 |  | 5000 |  | 71000 | >=0.95 | 173000 |  |  | 131.8421 |  |  | 9 | D1 | 25 | max. 10% at 100.000 hrs |  | Available | 750/339 | Cx=0.3447;Cy=0.3553 | Class I | IK08 | IP20 | IP20 | 45 | 2070 | -25 | 1 | 380 | RAL9016 | 50-60Hz | Passive | LED | embedded sensor system | High Bay Rectangular | Tungsram Auriso | Indoor industrial |  | 28.3 | 50100 | Yes |  | risk group 1 |  | Bracket kit. Tilted bracket kit. Busbar bracket kit. Cable hook pair
TBD | AUR-2S55-740-D1-RFS-ST | image | datasheet | deeplink | TUNGSRAM - Tungsram Auriso - 50000lm - 380W - 4000K - 70CRI - TBD[SKU] - Bracket. Y-cable | 3.4 | Bracket. Y-cable | LED | 1 | 380 | [8 empty] | CE | [6 empty] | 20 | 4000 | 752x250x80 |  | 220-240V |  | 5 | A++ | 100° | 3 | 70 |  | 4000 |  | 71000 | >=0.95 | 173000 |  |  | 131.5789 |  |  | 9 | D1 | 25 | max. 10% at 100.000 hrs |  | Available | 740/339 | Cx=0.4338;Cy=0.4030 | Class I | IK08 | IP20 | IP20 | 45 | 2070 | -25 | 1 | 380 | RAL9016 | 50-60Hz | Passive | LED | embedded sensor system | High Bay Rectangular | Tungsram Auriso | Indoor industrial |  | 28.3 | 50000 | Yes |  | risk group 1 |  | Bracket kit. Tilted bracket kit. Busbar bracket kit. Cable hook pair
TBD | AUR-2S55-730-D1-RFS-ST | image | datasheet | deeplink | TUNGSRAM - Tungsram Auriso - 48600lm - 380W - 3000K - 70CRI - TBD[SKU] - Bracket. Y-cable | 3.4 | Bracket. Y-cable | LED | 1 | 380 | [8 empty] | CE | [6 empty] | 20 | 3000 | 752x250x80 |  | 220-240V |  | 5 | A++ | 100° | 3 | 70 |  | 3000 |  | 71000 | >=0.95 | 173000 |  |  | 127.8947 |  |  | 9 | D1 | 25 | max. 10% at 100.000 hrs |  | Available | 730/339 | Cx=0.4338;Cy=0.4030 | Class I | IK08 | IP20 | IP20 | 45 | 2070 | -25 | 1 | 380 | RAL9016 | 50-60Hz | Passive | LED | embedded sensor system | High Bay Rectangular | Tungsram Auriso | Indoor industrial |  | 28.2 | 48600 | Yes |  | risk group 1 |  | Bracket kit. Tilted bracket kit. Busbar bracket kit. Cable hook pair
TBD | AUR-2S55-850-C1-RFS-ST | image | datasheet | deeplink | TUNGSRAM - Tungsram Auriso - 54100lm - 380W - 5000K - 80CRI - TBD[SKU] - Bracket. Y-cable | 3.4 | Bracket. Y-cable | LED | 1 | 380 | [8 empty] | CE | [6 empty] | 20 | 5000 | 752x250x80 |  | 220-240V |  | 5 | A++ | 110° | 3 | 80 |  | 5000 |  | 71000 | >=0.95 | 173000 |  |  | 142.3684 |  |  | 9 | C1 | 25 | max. 10% at 100.000 hrs |  | Available | 850/339 | Cx=0.3447;Cy=0.3553 | Class I | IK08 | IP20 | IP20 | 45 | 2070 | -25 | 1 | 380 | RAL9016 | 50-60Hz | Passive | LED | embedded sensor system | High Bay Rectangular | Tungsram Auriso | Indoor industrial |  | 27.9 | 54100 | Yes |  | risk group 1 |  | Bracket kit. Tilted bracket kit. Busbar bracket kit. Cable hook pair
TBD | AUR-2S55-840-C1-RFS-ST | image | datasheet | deeplink | TUNGSRAM - Tungsram Auriso - 52800lm - 380W - 4000K - 80CRI - TBD[SKU] - Bracket. Y-cable | 3.4 | Bracket. Y-cable | LED | 1 | 380 | [8 empty] | CE | [6 empty] | 20 | 4000 | 752x250x80 |  | 220-240V |  | 5 | A++ | 110° | 3 | 80 |  | 4000 |  | 71000 | >=0.95 | 173000 |  |  | 138.9474 |  |  | 9 | C1 | 25 | max. 10% at 100.000 hrs |  | Available | 840/339 | Cx=0.3818;Cy=0.3797 | Class I | IK08 | IP20 | IP20 | 45 | 2070 | -25 | 1 | 380 | RAL9016 | 50-60Hz | Passive | LED | embedded sensor system | High Bay Rectangular | Tungsram Auriso | Indoor industrial |  | 27.9 | 52800 | Yes |  | risk group 1 |  | Bracket kit. Tilted bracket kit. Busbar bracket kit. Cable hook pair
TBD | AUR-2S55-830-C1-RFS-ST | image | datasheet | deeplink | TUNGSRAM - Tungsram Auriso - 49700lm - 380W - 3000K - 80CRI - TBD[SKU] - Bracket. Y-cable | 3.4 | Bracket. Y-cable | LED | 1 | 380 | [8 empty] | CE | [6 empty] | 20 | 3000 | 752x250x80 |  | 220-240V |  | 5 | A++ | 110° | 3 | 80 |  | 3000 |  | 71000 | >=0.95 | 173000 |  |  | 130.7895 |  |  | 9 | C1 | 25 | max. 10% at 100.000 hrs |  | Available | 830/339 | Cx=0.4338;Cy=0.4030 | Class I | IK08 | IP20 | IP20 | 45 | 2070 | -25 | 1 | 380 | RAL9016 | 50-60Hz | Passive | LED | embedded sensor system | High Bay Rectangular | Tungsram Auriso | Indoor industrial |  | 27.8 | 49700 | Yes |  | risk group 1 |  | Bracket kit. Tilted bracket kit. Busbar bracket kit. Cable hook pair
TBD | AUR-2S55-750-C1-RFS-ST | image | datasheet | deeplink | TUNGSRAM - Tungsram Auriso - 55700lm - 380W - 5000K - 70CRI - TBD[SKU] - Bracket. Y-cable | 3.4 | Bracket. Y-cable | LED | 1 | 380 | [8 empty] | CE | [6 empty] | 20 | 5000 | 752x250x80 |  | 220-240V |  | 5 | A++ | 110° | 3 | 70 |  | 5000 |  | 71000 | >=0.95 | 173000 |  |  | 146.5789 |  |  | 9 | C1 | 25 | max. 10% at 100.000 hrs |  | Available | 750/339 | Cx=0.3447;Cy=0.3553 | Class I | IK08 | IP20 | IP20 | 45 | 2070 | -25 | 1 | 380 | RAL9016 | 50-60Hz | Passive | LED | embedded sensor system | High Bay Rectangular | Tungsram Auriso | Indoor industrial |  | 28.2 | 55700 | Yes |  | risk group 1 |  | Bracket kit. Tilted bracket kit. Busbar bracket kit. Cable hook pair
TBD | AUR-2S55-740-C1-RFS-ST | image | datasheet | deeplink | TUNGSRAM - Tungsram Auriso - 55500lm - 380W - 4000K - 70CRI - TBD[SKU] - Bracket. Y-cable | 3.4 | Bracket. Y-cable | LED | 1 | 380 | [8 empty] | CE | [6 empty] | 20 | 4000 | 752x250x80 |  | 220-240V |  | 5 | A++ | 110° | 3 | 70 |  | 4000 |  | 71000 | >=0.95 | 173000 |  |  | 146.0526 |  |  | 9 | C1 | 25 | max. 10% at 100.000 hrs |  | Available | 740/339 | Cx=0.4338;Cy=0.4030 | Class I | IK08 | IP20 | IP20 | 45 | 2070 | -25 | 1 | 380 | RAL9016 | 50-60Hz | Passive | LED | embedded sensor system | High Bay Rectangular | Tungsram Auriso | Indoor industrial |  | 28.2 | 55500 | Yes |  | risk group 1 |  | Bracket kit. Tilted bracket kit. Busbar bracket kit. Cable hook pair
TBD | AUR-2S55-730-C1-RFS-ST | image | datasheet | deeplink | TUNGSRAM - Tungsram Auriso - 54000lm - 380W - 3000K - 70CRI - TBD[SKU] - Bracket. Y-cable | 3.4 | Bracket. Y-cable | LED | 1 | 380 | [8 empty] | CE | [6 empty] | 20 | 3000 | 752x250x80 |  | 220-240V |  | 5 | A++ | 110° | 3 | 70 |  | 3000 |  | 71000 | >=0.95 | 173000 |  |  | 142.1053 |  |  | 9 | C1 | 25 | max. 10% at 100.000 hrs |  | Available | 730/339 | Cx=0.4338;Cy=0.4030 | Class I | IK08 | IP20 | IP20 | 45 | 2070 | -25 | 1 | 380 | RAL9016 | 50-60Hz | Passive | LED | embedded sensor system | High Bay Rectangular | Tungsram Auriso | Indoor industrial |  | 28 | 54000 | Yes |  | risk group 1 |  | Bracket kit. Tilted bracket kit. Busbar bracket kit. Cable hook pair
TBD | AUR-2S50-850-U8-RFS-ST | image | datasheet | deeplink | TUNGSRAM - Tungsram Auriso - 43200lm - 329W - 5000K - 80CRI - TBD[SKU] - Bracket. Y-cable | 3.4 | Bracket. Y-cable | LED | 1 | 329 | [8 empty] | CE | [6 empty] | 20 | 5000 | 752x250x80 |  | 220-240V |  | 5 | A++ | 80° | 3 | 80 |  | 5000 |  | 74000 | >=0.95 | 182000 |  |  | 131.307 |  |  | 9 | U8 | 25 | max. 10% at 100.000 hrs |  | Available | 850/339 | Cx=0.3447;Cy=0.3553 | Class I | IK08 | IP20 | IP20 | 50 | 1790 | -25 | 1 | 329 | RAL9016 | 50-60Hz | Passive | LED | embedded sensor system | High Bay Rectangular | Tungsram Auriso | Indoor industrial |  | 24.9 | 43200 | Yes |  | risk group 1 |  | Bracket kit. Tilted bracket kit. Busbar bracket kit. Cable hook pair
TBD | AUR-2S50-840-U8-RFS-ST | image | datasheet | deeplink | TUNGSRAM - Tungsram Auriso - 42100lm - 329W - 4000K - 80CRI - TBD[SKU] - Bracket. Y-cable | 3.4 | Bracket. Y-cable | LED | 1 | 329 | [8 empty] | CE | [6 empty] | 20 | 4000 | 752x250x80 |  | 220-240V |  | 5 | A++ | 80° | 3 | 80 |  | 4000 |  | 74000 | >=0.95 | 182000 |  |  | 127.9635 |  |  | 9 | U8 | 25 | max. 10% at 100.000 hrs |  | Available | 840/339 | Cx=0.3818;Cy=0.3797 | Class I | IK08 | IP20 | IP20 | 50 | 1790 | -25 | 1 | 329 | RAL9016 | 50-60Hz | Passive | LED | embedded sensor system | High Bay Rectangular | Tungsram Auriso | Indoor industrial |  | 24.9 | 42100 | Yes |  | risk group 1 |  | Bracket kit. Tilted bracket kit. Busbar bracket kit. Cable hook pair
TBD | AUR-2S50-830-U8-RFS-ST | image | datasheet | deeplink | TUNGSRAM - Tungsram Auriso - 39600lm - 329W - 3000K - 80CRI - TBD[SKU] - Bracket. Y-cable | 3.4 | Bracket. Y-cable | LED | 1 | 329 | [8 empty] | CE | [6 empty] | 20 | 3000 | 752x250x80 |  | 220-240V |  | 5 | A++ | 80° | 3 | 80 |  | 3000 |  | 74000 | >=0.95 | 182000 |  |  | 120.3647 |  |  | 9 | U8 | 25 | max. 10% at 100.000 hrs |  | Available | 830/339 | Cx=0.4338;Cy=0.4030 | Class I | IK08 | IP20 | IP20 | 50 | 1790 | -25 | 1 | 329 | RAL9016 | 50-60Hz | Passive | LED | embedded sensor system | High Bay Rectangular | Tungsram Auriso | Indoor industrial |  | 24.8 | 39600 | Yes |  | risk group 1 |  | Bracket kit. Tilted bracket kit. Busbar bracket kit. Cable hook pair
TBD | AUR-2S50-750-U8-RFS-ST | image | datasheet | deeplink | TUNGSRAM - Tungsram Auriso - 44400lm - 329W - 5000K - 70CRI - TBD[SKU] - Bracket. Y-cable | 3.4 | Bracket. Y-cable | LED | 1 | 329 | [8 empty] | CE | [6 empty] | 20 | 5000 | 752x250x80 |  | 220-240V |  | 5 | A++ | 80° | 3 | 70 |  | 5000 |  | 74000 | >=0.95 | 182000 |  |  | 134.9544 |  |  | 9 | U8 | 25 | max. 10% at 100.000 hrs |  | Available | 750/339 | Cx=0.3447;Cy=0.3553 | Class I | IK08 | IP20 | IP20 | 50 | 1790 | -25 | 1 | 329 | RAL9016 | 50-60Hz | Passive | LED | embedded sensor system | High Bay Rectangular | Tungsram Auriso | Indoor industrial |  | 25.2 | 44400 | Yes |  | risk group 1 |  | Bracket kit. Tilted bracket kit. Busbar bracket kit. Cable hook pair
TBD | AUR-2S50-740-U8-RFS-ST | image | datasheet | deeplink | TUNGSRAM - Tungsram Auriso - 44300lm - 329W - 4000K - 70CRI - TBD[SKU] - Bracket. Y-cable | 3.4 | Bracket. Y-cable | LED | 1 | 329 | [8 empty] | CE | [6 empty] | 20 | 4000 | 752x250x80 |  | 220-240V |  | 5 | A++ | 80° | 3 | 70 |  | 4000 |  | 74000 | >=0.95 | 182000 |  |  | 134.6505 |  |  | 9 | U8 | 25 | max. 10% at 100.000 hrs |  | Available | 740/339 | Cx=0.4338;Cy=0.4030 | Class I | IK08 | IP20 | IP20 | 50 | 1790 | -25 | 1 | 329 | RAL9016 | 50-60Hz | Passive | LED | embedded sensor system | High Bay Rectangular | Tungsram Auriso | Indoor industrial |  | 25.2 | 44300 | Yes |  | risk group 1 |  | Bracket kit. Tilted bracket kit. Busbar bracket kit. Cable hook pair
TBD | AUR-2S50-730-U8-RFS-ST | image | datasheet | deeplink | TUNGSRAM - Tungsram Auriso - 43100lm - 329W - 3000K - 70CRI - TBD[SKU] - Bracket. Y-cable | 3.4 | Bracket. Y-cable | LED | 1 | 329 | [8 empty] | CE | [6 empty] | 20 | 3000 | 752x250x80 |  | 220-240V |  | 5 | A++ | 80° | 3 | 70 |  | 3000 |  | 74000 | >=0.95 | 182000 |  |  | 131.003 |  |  | 9 | U8 | 25 | max. 10% at 100.000 hrs |  | Available | 730/339 | Cx=0.4338;Cy=0.4030 | Class I | IK08 | IP20 | IP20 | 50 | 1790 | -25 | 1 | 329 | RAL9016 | 50-60Hz | Passive | LED | embedded sensor system | High Bay Rectangular | Tungsram Auriso | Indoor industrial |  | 25 | 43100 | Yes |  | risk group 1 |  | Bracket kit. Tilted bracket kit. Busbar bracket kit. Cable hook pair
TBD | AUR-2S50-850-U6-RFS-ST | image | datasheet | deeplink | TUNGSRAM - Tungsram Auriso - 39500lm - 329W - 5000K - 80CRI - TBD[SKU] - Bracket. Y-cable | 3.4 | Bracket. Y-cable | LED | 1 | 329 | [8 empty] | CE | [6 empty] | 20 | 5000 | 752x250x80 |  | 220-240V |  | 5 | A++ | 65° | 3 | 80 |  | 5000 |  | 74000 | >=0.95 | 182000 |  |  | 120.0608 |  |  | 9 | U6 | 25 | max. 10% at 100.000 hrs |  | Available | 850/339 | Cx=0.3447;Cy=0.3553 | Class I | IK08 | IP50 | IP20 | 50 | 1790 | -25 | 1 | 329 | RAL9016 | 50-60Hz | Passive | LED | embedded sensor system | High Bay Rectangular | Tungsram Auriso | Indoor industrial |  | 23.5 | 39500 | Yes |  | risk group 1 |  | Bracket kit. Tilted bracket kit. Busbar bracket kit. Cable hook pair
TBD | AUR-2S50-840-U6-RFS-ST | image | datasheet | deeplink | TUNGSRAM - Tungsram Auriso - 38400lm - 329W - 4000K - 80CRI - TBD[SKU] - Bracket. Y-cable | 3.4 | Bracket. Y-cable | LED | 1 | 329 | [8 empty] | CE | [6 empty] | 20 | 4000 | 752x250x80 |  | 220-240V |  | 5 | A++ | 65° | 3 | 80 |  | 4000 |  | 74000 | >=0.95 | 182000 |  |  | 116.7173 |  |  | 9 | U6 | 25 | max. 10% at 100.000 hrs |  | Available | 840/339 | Cx=0.3818;Cy=0.3797 | Class I | IK08 | IP50 | IP20 | 50 | 1790 | -25 | 1 | 329 | RAL9016 | 50-60Hz | Passive | LED | embedded sensor system | High Bay Rectangular | Tungsram Auriso | Indoor industrial |  | 23.5 | 38400 | Yes |  | risk group 1 |  | Bracket kit. Tilted bracket kit. Busbar bracket kit. Cable hook pair
TBD | AUR-2S50-830-U6-RFS-ST | image | datasheet | deeplink | TUNGSRAM - Tungsram Auriso - 36200lm - 329W - 3000K - 80CRI - TBD[SKU] - Bracket. Y-cable | 3.4 | Bracket. Y-cable | LED | 1 | 329 | [8 empty] | CE | [6 empty] | 20 | 3000 | 752x250x80 |  | 220-240V |  | 5 | A++ | 65° | 3 | 80 |  | 3000 |  | 74000 | >=0.95 | 182000 |  |  | 110.0304 |  |  | 9 | U6 | 25 | max. 10% at 100.000 hrs |  | Available | 830/339 | Cx=0.4338;Cy=0.4030 | Class I | IK08 | IP50 | IP20 | 50 | 1790 | -25 | 1 | 329 | RAL9016 | 50-60Hz | Passive | LED | embedded sensor system | High Bay Rectangular | Tungsram Auriso | Indoor industrial |  | 23.4 | 36200 | Yes |  | risk group 1 |  | Bracket kit. Tilted bracket kit. Busbar bracket kit. Cable hook pair
TBD | AUR-2S50-750-U6-RFS-ST | image | datasheet | deeplink | TUNGSRAM - Tungsram Auriso - 40600lm - 329W - 5000K - 70CRI - TBD[SKU] - Bracket. Y-cable | 3.4 | Bracket. Y-cable | LED | 1 | 329 | [8 empty] | CE | [6 empty] | 20 | 5000 | 752x250x80 |  | 220-240V |  | 5 | A++ | 65° | 3 | 70 |  | 5000 |  | 74000 | >=0.95 | 182000 |  |  | 123.4043 |  |  | 9 | U6 | 25 | max. 10% at 100.000 hrs |  | Available | 750/339 | Cx=0.3447;Cy=0.3553 | Class I | IK08 | IP50 | IP20 | 50 | 1790 | -25 | 1 | 329 | RAL9016 | 50-60Hz | Passive | LED | embedded sensor system | High Bay Rectangular | Tungsram Auriso | Indoor industrial |  | 23.8 | 40600 | Yes |  | risk group 1 |  | Bracket kit. Tilted bracket kit. Busbar bracket kit. Cable hook pair
TBD | AUR-2S50-740-U6-RFS-ST | image | datasheet | deeplink | TUNGSRAM - Tungsram Auriso - 40500lm - 329W - 4000K - 70CRI - TBD[SKU] - Bracket. Y-cable | 3.4 | Bracket. Y-cable | LED | 1 | 329 | [8 empty] | CE | [6 empty] | 20 | 4000 | 752x250x80 |  | 220-240V |  | 5 | A++ | 65° | 3 | 70 |  | 4000 |  | 74000 | >=0.95 | 182000 |  |  | 123.1003 |  |  | 9 | U6 | 25 | max. 10% at 100.000 hrs |  | Available | 740/339 | Cx=0.4338;Cy=0.4030 | Class I | IK08 | IP50 | IP20 | 50 | 1790 | -25 | 1 | 329 | RAL9016 | 50-60Hz | Passive | LED | embedded sensor system | High Bay Rectangular | Tungsram Auriso | Indoor industrial |  | 23.8 | 40500 | Yes |  | risk group 1 |  | Bracket kit. Tilted bracket kit. Busbar bracket kit. Cable hook pair
TBD | AUR-2S50-730-U6-RFS-ST | image | datasheet | deeplink | TUNGSRAM - Tungsram Auriso - 39300lm - 329W - 3000K - 70CRI - TBD[SKU] - Bracket. Y-cable | 3.4 | Bracket. Y-cable | LED | 1 | 329 | [8 empty] | CE | [6 empty] | 20 | 3000 | 752x250x80 |  | 220-240V |  | 5 | A++ | 65° | 3 | 70 |  | 3000 |  | 74000 | >=0.95 | 182000 |  |  | 119.4529 |  |  | 9 | U6 | 25 | max. 10% at 100.000 hrs |  | Available | 730/339 | Cx=0.4338;Cy=0.4030 | Class I | IK08 | IP50 | IP20 | 50 | 1790 | -25 | 1 | 329 | RAL9016 | 50-60Hz | Passive | LED | embedded sensor system | High Bay Rectangular | Tungsram Auriso | Indoor industrial |  | 23.7 | 39300 | Yes |  | risk group 1 |  | Bracket kit. Tilted bracket kit. Busbar bracket kit. Cable hook pair
TBD | AUR-2S50-850-U4-RFS-ST | image | datasheet | deeplink | TUNGSRAM - Tungsram Auriso - 41100lm - 329W - 5000K - 80CRI - TBD[SKU] - Bracket. Y-cable | 3.4 | Bracket. Y-cable | LED | 1 | 329 | [8 empty] | CE | [6 empty] | 20 | 5000 | 752x250x80 |  | 220-240V |  | 5 | A++ | 45° | 3 | 80 |  | 5000 |  | 74000 | >=0.95 | 182000 |  |  | 124.924 |  |  | 9 | U4 | 25 | max. 10% at 100.000 hrs |  | Available | 850/339 | Cx=0.3447;Cy=0.3553 | Class I | IK08 | IP50 | IP20 | 50 | 1790 | -25 | 1 | 329 | RAL9016 | 50-60Hz | Passive | LED | embedded sensor system | High Bay Rectangular | Tungsram Auriso | Indoor industrial |  | 22.8 | 41100 | Yes |  | risk group 1 |  | Bracket kit. Tilted bracket kit. Busbar bracket kit. Cable hook pair
TBD | AUR-2S50-840-U4-RFS-ST | image | datasheet | deeplink | TUNGSRAM - Tungsram Auriso - 40100lm - 329W - 4000K - 80CRI - TBD[SKU] - Bracket. Y-cable | 3.4 | Bracket. Y-cable | LED | 1 | 329 | [8 empty] | CE | [6 empty] | 20 | 4000 | 752x250x80 |  | 220-240V |  | 5 | A++ | 45° | 3 | 80 |  | 4000 |  | 74000 | >=0.95 | 182000 |  |  | 121.8845 |  |  | 9 | U4 | 25 | max. 10% at 100.000 hrs |  | Available | 840/339 | Cx=0.3818;Cy=0.3797 | Class I | IK08 | IP50 | IP20 | 50 | 1790 | -25 | 1 | 329 | RAL9016 | 50-60Hz | Passive | LED | embedded sensor system | High Bay Rectangular | Tungsram Auriso | Indoor industrial |  | 22.8 | 40100 | Yes |  | risk group 1 |  | Bracket kit. Tilted bracket kit. Busbar bracket kit. Cable hook pair
TBD | AUR-2S50-830-U4-RFS-ST | image | datasheet | deeplink | TUNGSRAM - Tungsram Auriso - 37700lm - 329W - 3000K - 80CRI - TBD[SKU] - Bracket. Y-cable | 3.4 | Bracket. Y-cable | LED | 1 | 329 | [8 empty] | CE | [6 empty] | 20 | 3000 | 752x250x80 |  | 220-240V |  | 5 | A++ | 45° | 3 | 80 |  | 3000 |  | 74000 | >=0.95 | 182000 |  |  | 114.5897 |  |  | 9 | U4 | 25 | max. 10% at 100.000 hrs |  | Available | 830/339 | Cx=0.4338;Cy=0.4030 | Class I | IK08 | IP50 | IP20 | 50 | 1790 | -25 | 1 | 329 | RAL9016 | 50-60Hz | Passive | LED | embedded sensor system | High Bay Rectangular | Tungsram Auriso | Indoor industrial |  | 22.7 | 37700 | Yes |  | risk group 1 |  | Bracket kit. Tilted bracket kit. Busbar bracket kit. Cable hook pair
TBD | AUR-2S50-750-U4-RFS-ST | image | datasheet | deeplink | TUNGSRAM - Tungsram Auriso - 42300lm - 329W - 5000K - 70CRI - TBD[SKU] - Bracket. Y-cable | 3.4 | Bracket. Y-cable | LED | 1 | 329 | [8 empty] | CE | [6 empty] | 20 | 5000 | 752x250x80 |  | 220-240V |  | 5 | A++ | 45° | 3 | 70 |  | 5000 |  | 74000 | >=0.95 | 182000 |  |  | 128.5714 |  |  | 9 | U4 | 25 | max. 10% at 100.000 hrs |  | Available | 750/339 | Cx=0.3447;Cy=0.3553 | Class I | IK08 | IP50 | IP20 | 50 | 1790 | -25 | 1 | 329 | RAL9016 | 50-60Hz | Passive | LED | embedded sensor system | High Bay Rectangular | Tungsram Auriso | Indoor industrial |  | 23.1 | 42300 | Yes |  | risk group 1 |  | Bracket kit. Tilted bracket kit. Busbar bracket kit. Cable hook pair
TBD | AUR-2S50-740-U4-RFS-ST | image | datasheet | deeplink | TUNGSRAM - Tungsram Auriso - 42200lm - 329W - 4000K - 70CRI - TBD[SKU] - Bracket. Y-cable | 3.4 | Bracket. Y-cable | LED | 1 | 329 | [8 empty] | CE | [6 empty] | 20 | 4000 | 752x250x80 |  | 220-240V |  | 5 | A++ | 45° | 3 | 70 |  | 4000 |  | 74000 | >=0.95 | 182000 |  |  | 128.2675 |  |  | 9 | U4 | 25 | max. 10% at 100.000 hrs |  | Available | 740/339 | Cx=0.4338;Cy=0.4030 | Class I | IK08 | IP50 | IP20 | 50 | 1790 | -25 | 1 | 329 | RAL9016 | 50-60Hz | Passive | LED | embedded sensor system | High Bay Rectangular | Tungsram Auriso | Indoor industrial |  | 23.1 | 42200 | Yes |  | risk group 1 |  | Bracket kit. Tilted bracket kit. Busbar bracket kit. Cable hook pair
TBD | AUR-2S50-730-U4-RFS-ST | image | datasheet | deeplink | TUNGSRAM - Tungsram Auriso - 41000lm - 329W - 3000K - 70CRI - TBD[SKU] - Bracket. Y-cable | 3.4 | Bracket. Y-cable | LED | 1 | 329 | [8 empty] | CE | [6 empty] | 20 | 3000 | 752x250x80 |  | 220-240V |  | 5 | A++ | 45° | 3 | 70 |  | 3000 |  | 74000 | >=0.95 | 182000 |  |  | 124.6201 |  |  | 9 | U4 | 25 | max. 10% at 100.000 hrs |  | Available | 730/339 | Cx=0.4338;Cy=0.4030 | Class I | IK08 | IP50 | IP20 | 50 | 1790 | -25 | 1 | 329 | RAL9016 | 50-60Hz | Passive | LED | embedded sensor system | High Bay Rectangular | Tungsram Auriso | Indoor industrial |  | 23 | 41000 | Yes |  | risk group 1 |  | Bracket kit. Tilted bracket kit. Busbar bracket kit. Cable hook pair
TBD | AUR-2S50-850-L9-RFS-ST | image | datasheet | deeplink | TUNGSRAM - Tungsram Auriso - 49900lm - 329W - 5000K - 80CRI - TBD[SKU] - Bracket. Y-cable | 3.4 | Bracket. Y-cable | LED | 1 | 329 | [8 empty] | CE | [6 empty] | 20 | 5000 | 752x250x80 |  | 220-240V |  | 5 | A++ | 90° | 3 | 80 |  | 5000 |  | 74000 | >=0.95 | 182000 |  |  | 151.6717 |  |  | 9 | L9 | 25 | max. 10% at 100.000 hrs |  | Available | 850/339 | Cx=0.3447;Cy=0.3553 | Class I | IK08 | IP50 | IP20 | 50 | 1790 | -25 | 1 | 329 | RAL9016 | 50-60Hz | Passive | LED | embedded sensor system | High Bay Rectangular | Tungsram Auriso | Indoor industrial |  | 25.3 | 49900 | Yes |  | risk group 1 |  | Bracket kit. Tilted bracket kit. Busbar bracket kit. Cable hook pair
TBD | AUR-2S50-840-L9-RFS-ST | image | datasheet | deeplink | TUNGSRAM - Tungsram Auriso - 48600lm - 329W - 4000K - 80CRI - TBD[SKU] - Bracket. Y-cable | 3.4 | Bracket. Y-cable | LED | 1 | 329 | [8 empty] | CE | [6 empty] | 20 | 4000 | 752x250x80 |  | 220-240V |  | 5 | A++ | 90° | 3 | 80 |  | 4000 |  | 74000 | >=0.95 | 182000 |  |  | 147.7204 |  |  | 9 | L9 | 25 | max. 10% at 100.000 hrs |  | Available | 840/339 | Cx=0.3818;Cy=0.3797 | Class I | IK08 | IP50 | IP20 | 50 | 1790 | -25 | 1 | 329 | RAL9016 | 50-60Hz | Passive | LED | embedded sensor system | High Bay Rectangular | Tungsram Auriso | Indoor industrial |  | 25.3 | 48600 | Yes |  | risk group 1 |  | Bracket kit. Tilted bracket kit. Busbar bracket kit. Cable hook pair
TBD | AUR-2S50-830-L9-RFS-ST | image | datasheet | deeplink | TUNGSRAM - Tungsram Auriso - 45800lm - 329W - 3000K - 80CRI - TBD[SKU] - Bracket. Y-cable | 3.4 | Bracket. Y-cable | LED | 1 | 329 | [8 empty] | CE | [6 empty] | 20 | 3000 | 752x250x80 |  | 220-240V |  | 5 | A++ | 90° | 3 | 80 |  | 3000 |  | 74000 | >=0.95 | 182000 |  |  | 139.2097 |  |  | 9 | L9 | 25 | max. 10% at 100.000 hrs |  | Available | 830/339 | Cx=0.4338;Cy=0.4030 | Class I | IK08 | IP50 | IP20 | 50 | 1790 | -25 | 1 | 329 | RAL9016 | 50-60Hz | Passive | LED | embedded sensor system | High Bay Rectangular | Tungsram Auriso | Indoor industrial |  | 25.2 | 45800 | Yes |  | risk group 1 |  | Bracket kit. Tilted bracket kit. Busbar bracket kit. Cable hook pair
TBD | AUR-2S50-750-L9-RFS-ST | image | datasheet | deeplink | TUNGSRAM - Tungsram Auriso - 51300lm - 329W - 5000K - 70CRI - TBD[SKU] - Bracket. Y-cable | 3.4 | Bracket. Y-cable | LED | 1 | 329 | [8 empty] | CE | [6 empty] | 20 | 5000 | 752x250x80 |  | 220-240V |  | 5 | A++ | 90° | 3 | 70 |  | 5000 |  | 74000 | >=0.95 | 182000 |  |  | 155.9271 |  |  | 9 | L9 | 25 | max. 10% at 100.000 hrs |  | Available | 750/339 | Cx=0.3447;Cy=0.3553 | Class I | IK08 | IP50 | IP20 | 50 | 1790 | -25 | 1 | 329 | RAL9016 | 50-60Hz | Passive | LED | embedded sensor system | High Bay Rectangular | Tungsram Auriso | Indoor industrial |  | 25.6 | 51300 | Yes |  | risk group 1 |  | Bracket kit. Tilted bracket kit. Busbar bracket kit. Cable hook pair
TBD | AUR-2S50-740-L9-RFS-ST | image | datasheet | deeplink | TUNGSRAM - Tungsram Auriso - 51200lm - 329W - 4000K - 70CRI - TBD[SKU] - Bracket. Y-cable | 3.4 | Bracket. Y-cable | LED | 1 | 329 | [8 empty] | CE | [6 empty] | 20 | 4000 | 752x250x80 |  | 220-240V |  | 5 | A++ | 90° | 3 | 70 |  | 4000 |  | 74000 | >=0.95 | 182000 |  |  | 155.6231 |  |  | 9 | L9 | 25 | max. 10% at 100.000 hrs |  | Available | 740/339 | Cx=0.4338;Cy=0.4030 | Class I | IK08 | IP50 | IP20 | 50 | 1790 | -25 | 1 | 329 | RAL9016 | 50-60Hz | Passive | LED | embedded sensor system | High Bay Rectangular | Tungsram Auriso | Indoor industrial |  | 25.6 | 51200 | Yes |  | risk group 1 |  | Bracket kit. Tilted bracket kit. Busbar bracket kit. Cable hook pair
TBD | AUR-2S50-730-L9-RFS-ST | image | datasheet | deeplink | TUNGSRAM - Tungsram Auriso - 49700lm - 329W - 3000K - 70CRI - TBD[SKU] - Bracket. Y-cable | 3.4 | Bracket. Y-cable | LED | 1 | 329 | [8 empty] | CE | [6 empty] | 20 | 3000 | 752x250x80 |  | 220-240V |  | 5 | A++ | 90° | 3 | 70 |  | 3000 |  | 74000 | >=0.95 | 182000 |  |  | 151.0638 |  |  | 9 | L9 | 25 | max. 10% at 100.000 hrs |  | Available | 730/339 | Cx=0.4338;Cy=0.4030 | Class I | IK08 | IP50 | IP20 | 50 | 1790 | -25 | 1 | 329 | RAL9016 | 50-60Hz | Passive | LED | embedded sensor system | High Bay Rectangular | Tungsram Auriso | Indoor industrial |  | 25.4 | 49700 | Yes |  | risk group 1 |  | Bracket kit. Tilted bracket kit. Busbar bracket kit. Cable hook pair
TBD | AUR-2S50-850-L6-RFS-ST | image | datasheet | deeplink | TUNGSRAM - Tungsram Auriso - 48000lm - 329W - 5000K - 80CRI - TBD[SKU] - Bracket. Y-cable | 3.4 | Bracket. Y-cable | LED | 1 | 329 | [8 empty] | CE | [6 empty] | 20 | 5000 | 752x250x80 |  | 220-240V |  | 5 | A++ | 70° | 3 | 80 |  | 5000 |  | 74000 | >=0.95 | 182000 |  |  | 145.8967 |  |  | 9 | L6 | 25 | max. 10% at 100.000 hrs |  | Available | 850/339 | Cx=0.3447;Cy=0.3553 | Class I | IK08 | IP50 | IP20 | 50 | 1790 | -25 | 1 | 329 | RAL9016 | 50-60Hz | Passive | LED | embedded sensor system | High Bay Rectangular | Tungsram Auriso | Indoor industrial |  | 23.8 | 48000 | Yes |  | risk group 1 |  | Bracket kit. Tilted bracket kit. Busbar bracket kit. Cable hook pair
TBD | AUR-2S50-840-L6-RFS-ST | image | datasheet | deeplink | TUNGSRAM - Tungsram Auriso - 46700lm - 329W - 4000K - 80CRI - TBD[SKU] - Bracket. Y-cable | 3.4 | Bracket. Y-cable | LED | 1 | 329 | [8 empty] | CE | [6 empty] | 20 | 4000 | 752x250x80 |  | 220-240V |  | 5 | A++ | 70° | 3 | 80 |  | 4000 |  | 74000 | >=0.95 | 182000 |  |  | 141.9453 |  |  | 9 | L6 | 25 | max. 10% at 100.000 hrs |  | Available | 840/339 | Cx=0.3818;Cy=0.3797 | Class I | IK08 | IP50 | IP20 | 50 | 1790 | -25 | 1 | 329 | RAL9016 | 50-60Hz | Passive | LED | embedded sensor system | High Bay Rectangular | Tungsram Auriso | Indoor industrial |  | 23.8 | 46700 | Yes |  | risk group 1 |  | Bracket kit. Tilted bracket kit. Busbar bracket kit. Cable hook pair
TBD | AUR-2S50-830-L6-RFS-ST | image | datasheet | deeplink | TUNGSRAM - Tungsram Auriso - 44000lm - 329W - 3000K - 80CRI - TBD[SKU] - Bracket. Y-cable | 3.4 | Bracket. Y-cable | LED | 1 | 329 | [8 empty] | CE | [6 empty] | 20 | 3000 | 752x250x80 |  | 220-240V |  | 5 | A++ | 70° | 3 | 80 |  | 3000 |  | 74000 | >=0.95 | 182000 |  |  | 133.7386 |  |  | 9 | L6 | 25 | max. 10% at 100.000 hrs |  | Available | 830/339 | Cx=0.4338;Cy=0.4030 | Class I | IK08 | IP50 | IP20 | 50 | 1790 | -25 | 1 | 329 | RAL9016 | 50-60Hz | Passive | LED | embedded sensor system | High Bay Rectangular | Tungsram Auriso | Indoor industrial |  | 23.6 | 44000 | Yes |  | risk group 1 |  | Bracket kit. Tilted bracket kit. Busbar bracket kit. Cable hook pair
TBD | AUR-2S50-750-L6-RFS-ST | image | datasheet | deeplink | TUNGSRAM - Tungsram Auriso - 49300lm - 329W - 5000K - 70CRI - TBD[SKU] - Bracket. Y-cable | 3.4 | Bracket. Y-cable | LED | 1 | 329 | [8 empty] | CE | [6 empty] | 20 | 5000 | 752x250x80 |  | 220-240V |  | 5 | A++ | 70° | 3 | 70 |  | 5000 |  | 74000 | >=0.95 | 182000 |  |  | 149.848 |  |  | 9 | L6 | 25 | max. 10% at 100.000 hrs |  | Available | 750/339 | Cx=0.3447;Cy=0.3553 | Class I | IK08 | IP50 | IP20 | 50 | 1790 | -25 | 1 | 329 | RAL9016 | 50-60Hz | Passive | LED | embedded sensor system | High Bay Rectangular | Tungsram Auriso | Indoor industrial |  | 24 | 49300 | Yes |  | risk group 1 |  | Bracket kit. Tilted bracket kit. Busbar bracket kit. Cable hook pair
TBD | AUR-2S50-740-L6-RFS-ST | image | datasheet | deeplink | TUNGSRAM - Tungsram Auriso - 49200lm - 329W - 4000K - 70CRI - TBD[SKU] - Bracket. Y-cable | 3.4 | Bracket. Y-cable | LED | 1 | 329 | [8 empty] | CE | [6 empty] | 20 | 4000 | 752x250x80 |  | 220-240V |  | 5 | A++ | 70° | 3 | 70 |  | 4000 |  | 74000 | >=0.95 | 182000 |  |  | 149.5441 |  |  | 9 | L6 | 25 | max. 10% at 100.000 hrs |  | Available | 740/339 | Cx=0.4338;Cy=0.4030 | Class I | IK08 | IP50 | IP20 | 50 | 1790 | -25 | 1 | 329 | RAL9016 | 50-60Hz | Passive | LED | embedded sensor system | High Bay Rectangular | Tungsram Auriso | Indoor industrial |  | 24 | 49200 | Yes |  | risk group 1 |  | Bracket kit. Tilted bracket kit. Busbar bracket kit. Cable hook pair
TBD | AUR-2S50-730-L6-RFS-ST | image | datasheet | deeplink | TUNGSRAM - Tungsram Auriso - 47800lm - 329W - 3000K - 70CRI - TBD[SKU] - Bracket. Y-cable | 3.4 | Bracket. Y-cable | LED | 1 | 329 | [8 empty] | CE | [6 empty] | 20 | 3000 | 752x250x80 |  | 220-240V |  | 5 | A++ | 70° | 3 | 70 |  | 3000 |  | 74000 | >=0.95 | 182000 |  |  | 145.2888 |  |  | 9 | L6 | 25 | max. 10% at 100.000 hrs |  | Available | 730/339 | Cx=0.4338;Cy=0.4030 | Class I | IK08 | IP50 | IP20 | 50 | 1790 | -25 | 1 | 329 | RAL9016 | 50-60Hz | Passive | LED | embedded sensor system | High Bay Rectangular | Tungsram Auriso | Indoor industrial |  | 23.9 | 47800 | Yes |  | risk group 1 |  | Bracket kit. Tilted bracket kit. Busbar bracket kit. Cable hook pair
TBD | AUR-2S50-850-L3-RFS-ST | image | datasheet | deeplink | TUNGSRAM - Tungsram Auriso - 50900lm - 329W - 5000K - 80CRI - TBD[SKU] - Bracket. Y-cable | 3.4 | Bracket. Y-cable | LED | 1 | 329 | [8 empty] | CE | [6 empty] | 20 | 5000 | 752x250x80 |  | 220-240V |  | 5 | A++ | 35° | 3 | 80 |  | 5000 |  | 74000 | >=0.95 | 182000 |  |  | 154.7112 |  |  | 9 | L3 | 25 | max. 10% at 100.000 hrs |  | Available | 850/339 | Cx=0.3447;Cy=0.3553 | Class I | IK08 | IP50 | IP20 | 50 | 1790 | -25 | 1 | 329 | RAL9016 | 50-60Hz | Passive | LED | embedded sensor system | High Bay Rectangular | Tungsram Auriso | Indoor industrial |  | 19.4 | 50900 | Yes |  | risk group 1 |  | Bracket kit. Tilted bracket kit. Busbar bracket kit. Cable hook pair
TBD | AUR-2S50-840-L3-RFS-ST | image | datasheet | deeplink | TUNGSRAM - Tungsram Auriso - 49600lm - 329W - 4000K - 80CRI - TBD[SKU] - Bracket. Y-cable | 3.4 | Bracket. Y-cable | LED | 1 | 329 | [8 empty] | CE | [6 empty] | 20 | 4000 | 752x250x80 |  | 220-240V |  | 5 | A++ | 35° | 3 | 80 |  | 4000 |  | 74000 | >=0.95 | 182000 |  |  | 150.7599 |  |  | 9 | L3 | 25 | max. 10% at 100.000 hrs |  | Available | 840/339 | Cx=0.3818;Cy=0.3797 | Class I | IK08 | IP50 | IP20 | 50 | 1790 | -25 | 1 | 329 | RAL9016 | 50-60Hz | Passive | LED | embedded sensor system | High Bay Rectangular | Tungsram Auriso | Indoor industrial |  | 19.4 | 49600 | Yes |  | risk group 1 |  | Bracket kit. Tilted bracket kit. Busbar bracket kit. Cable hook pair
TBD | AUR-2S50-830-L3-RFS-ST | image | datasheet | deeplink | TUNGSRAM - Tungsram Auriso - 46700lm - 329W - 3000K - 80CRI - TBD[SKU] - Bracket. Y-cable | 3.4 | Bracket. Y-cable | LED | 1 | 329 | [8 empty] | CE | [6 empty] | 20 | 3000 | 752x250x80 |  | 220-240V |  | 5 | A++ | 35° | 3 | 80 |  | 3000 |  | 74000 | >=0.95 | 182000 |  |  | 141.9453 |  |  | 9 | L3 | 25 | max. 10% at 100.000 hrs |  | Available | 830/339 | Cx=0.4338;Cy=0.4030 | Class I | IK08 | IP50 | IP20 | 50 | 1790 | -25 | 1 | 329 | RAL9016 | 50-60Hz | Passive | LED | embedded sensor system | High Bay Rectangular | Tungsram Auriso | Indoor industrial |  | 19.2 | 46700 | Yes |  | risk group 1 |  | Bracket kit. Tilted bracket kit. Busbar bracket kit. Cable hook pair
TBD | AUR-2S50-750-L3-RFS-ST | image | datasheet | deeplink | TUNGSRAM - Tungsram Auriso - 52400lm - 329W - 5000K - 70CRI - TBD[SKU] - Bracket. Y-cable | 3.4 | Bracket. Y-cable | LED | 1 | 329 | [8 empty] | CE | [6 empty] | 20 | 5000 | 752x250x80 |  | 220-240V |  | 5 | A++ | 35° | 3 | 70 |  | 5000 |  | 74000 | >=0.95 | 182000 |  |  | 159.2705 |  |  | 9 | L3 | 25 | max. 10% at 100.000 hrs |  | Available | 750/339 | Cx=0.3447;Cy=0.3553 | Class I | IK08 | IP50 | IP20 | 50 | 1790 | -25 | 1 | 329 | RAL9016 | 50-60Hz | Passive | LED | embedded sensor system | High Bay Rectangular | Tungsram Auriso | Indoor industrial |  | 19.6 | 52400 | Yes |  | risk group 1 |  | Bracket kit. Tilted bracket kit. Busbar bracket kit. Cable hook pair
TBD | AUR-2S50-740-L3-RFS-ST | image | datasheet | deeplink | TUNGSRAM - Tungsram Auriso - 52200lm - 329W - 4000K - 70CRI - TBD[SKU] - Bracket. Y-cable | 3.4 | Bracket. Y-cable | LED | 1 | 329 | [8 empty] | CE | [6 empty] | 20 | 4000 | 752x250x80 |  | 220-240V |  | 5 | A++ | 35° | 3 | 70 |  | 4000 |  | 74000 | >=0.95 | 182000 |  |  | 158.6626 |  |  | 9 | L3 | 25 | max. 10% at 100.000 hrs |  | Available | 740/339 | Cx=0.4338;Cy=0.4030 | Class I | IK08 | IP50 | IP20 | 50 | 1790 | -25 | 1 | 329 | RAL9016 | 50-60Hz | Passive | LED | embedded sensor system | High Bay Rectangular | Tungsram Auriso | Indoor industrial |  | 19.6 | 52200 | Yes |  | risk group 1 |  | Bracket kit. Tilted bracket kit. Busbar bracket kit. Cable hook pair
TBD | AUR-2S50-730-L3-RFS-ST | image | datasheet | deeplink | TUNGSRAM - Tungsram Auriso - 50800lm - 329W - 3000K - 70CRI - TBD[SKU] - Bracket. Y-cable | 3.4 | Bracket. Y-cable | LED | 1 | 329 | [8 empty] | CE | [6 empty] | 20 | 3000 | 752x250x80 |  | 220-240V |  | 5 | A++ | 35° | 3 | 70 |  | 3000 |  | 74000 | >=0.95 | 182000 |  |  | 154.4073 |  |  | 9 | L3 | 25 | max. 10% at 100.000 hrs |  | Available | 730/339 | Cx=0.4338;Cy=0.4030 | Class I | IK08 | IP50 | IP20 | 50 | 1790 | -25 | 1 | 329 | RAL9016 | 50-60Hz | Passive | LED | embedded sensor system | High Bay Rectangular | Tungsram Auriso | Indoor industrial |  | 19.5 | 50800 | Yes |  | risk group 1 |  | Bracket kit. Tilted bracket kit. Busbar bracket kit. Cable hook pair
TBD | AUR-2S50-850-D1-RFS-ST | image | datasheet | deeplink | TUNGSRAM - Tungsram Auriso - 43500lm - 329W - 5000K - 80CRI - TBD[SKU] - Bracket. Y-cable | 3.4 | Bracket. Y-cable | LED | 1 | 329 | [8 empty] | CE | [6 empty] | 20 | 5000 | 752x250x80 |  | 220-240V |  | 5 | A++ | 100° | 3 | 80 |  | 5000 |  | 74000 | >=0.95 | 182000 |  |  | 132.2188 |  |  | 9 | D1 | 25 | max. 10% at 100.000 hrs |  | Available | 850/339 | Cx=0.3447;Cy=0.3553 | Class I | IK08 | IP20 | IP20 | 50 | 1790 | -25 | 1 | 329 | RAL9016 | 50-60Hz | Passive | LED | embedded sensor system | High Bay Rectangular | Tungsram Auriso | Indoor industrial |  | 27.6 | 43500 | Yes |  | risk group 1 |  | Bracket kit. Tilted bracket kit. Busbar bracket kit. Cable hook pair
TBD | AUR-2S50-840-D1-RFS-ST | image | datasheet | deeplink | TUNGSRAM - Tungsram Auriso - 42400lm - 329W - 4000K - 80CRI - TBD[SKU] - Bracket. Y-cable | 3.4 | Bracket. Y-cable | LED | 1 | 329 | [8 empty] | CE | [6 empty] | 20 | 4000 | 752x250x80 |  | 220-240V |  | 5 | A++ | 100° | 3 | 80 |  | 4000 |  | 74000 | >=0.95 | 182000 |  |  | 128.8754 |  |  | 9 | D1 | 25 | max. 10% at 100.000 hrs |  | Available | 840/339 | Cx=0.3818;Cy=0.3797 | Class I | IK08 | IP20 | IP20 | 50 | 1790 | -25 | 1 | 329 | RAL9016 | 50-60Hz | Passive | LED | embedded sensor system | High Bay Rectangular | Tungsram Auriso | Indoor industrial |  | 27.6 | 42400 | Yes |  | risk group 1 |  | Bracket kit. Tilted bracket kit. Busbar bracket kit. Cable hook pair
TBD | AUR-2S50-830-D1-RFS-ST | image | datasheet | deeplink | TUNGSRAM - Tungsram Auriso - 39900lm - 329W - 3000K - 80CRI - TBD[SKU] - Bracket. Y-cable | 3.4 | Bracket. Y-cable | LED | 1 | 329 | [8 empty] | CE | [6 empty] | 20 | 3000 | 752x250x80 |  | 220-240V |  | 5 | A++ | 100° | 3 | 80 |  | 3000 |  | 74000 | >=0.95 | 182000 |  |  | 121.2766 |  |  | 9 | D1 | 25 | max. 10% at 100.000 hrs |  | Available | 830/339 | Cx=0.4338;Cy=0.4030 | Class I | IK08 | IP20 | IP20 | 50 | 1790 | -25 | 1 | 329 | RAL9016 | 50-60Hz | Passive | LED | embedded sensor system | High Bay Rectangular | Tungsram Auriso | Indoor industrial |  | 27.5 | 39900 | Yes |  | risk group 1 |  | Bracket kit. Tilted bracket kit. Busbar bracket kit. Cable hook pair
TBD | AUR-2S50-750-D1-RFS-ST | image | datasheet | deeplink | TUNGSRAM - Tungsram Auriso - 44800lm - 329W - 5000K - 70CRI - TBD[SKU] - Bracket. Y-cable | 3.4 | Bracket. Y-cable | LED | 1 | 329 | [8 empty] | CE | [6 empty] | 20 | 5000 | 752x250x80 |  | 220-240V |  | 5 | A++ | 100° | 3 | 70 |  | 5000 |  | 74000 | >=0.95 | 182000 |  |  | 136.1702 |  |  | 9 | D1 | 25 | max. 10% at 100.000 hrs |  | Available | 750/339 | Cx=0.3447;Cy=0.3553 | Class I | IK08 | IP20 | IP20 | 50 | 1790 | -25 | 1 | 329 | RAL9016 | 50-60Hz | Passive | LED | embedded sensor system | High Bay Rectangular | Tungsram Auriso | Indoor industrial |  | 27.9 | 44800 | Yes |  | risk group 1 |  | Bracket kit. Tilted bracket kit. Busbar bracket kit. Cable hook pair
TBD | AUR-2S50-740-D1-RFS-ST | image | datasheet | deeplink | TUNGSRAM - Tungsram Auriso - 44600lm - 329W - 4000K - 70CRI - TBD[SKU] - Bracket. Y-cable | 3.4 | Bracket. Y-cable | LED | 1 | 329 | [8 empty] | CE | [6 empty] | 20 | 4000 | 752x250x80 |  | 220-240V |  | 5 | A++ | 100° | 3 | 70 |  | 4000 |  | 74000 | >=0.95 | 182000 |  |  | 135.5623 |  |  | 9 | D1 | 25 | max. 10% at 100.000 hrs |  | Available | 740/339 | Cx=0.4338;Cy=0.4030 | Class I | IK08 | IP20 | IP20 | 50 | 1790 | -25 | 1 | 329 | RAL9016 | 50-60Hz | Passive | LED | embedded sensor system | High Bay Rectangular | Tungsram Auriso | Indoor industrial |  | 27.9 | 44600 | Yes |  | risk group 1 |  | Bracket kit. Tilted bracket kit. Busbar bracket kit. Cable hook pair
TBD | AUR-2S50-730-D1-RFS-ST | image | datasheet | deeplink | TUNGSRAM - Tungsram Auriso - 43400lm - 329W - 3000K - 70CRI - TBD[SKU] - Bracket. Y-cable | 3.4 | Bracket. Y-cable | LED | 1 | 329 | [8 empty] | CE | [6 empty] | 20 | 3000 | 752x250x80 |  | 220-240V |  | 5 | A++ | 100° | 3 | 70 |  | 3000 |  | 74000 | >=0.95 | 182000 |  |  | 131.9149 |  |  | 9 | D1 | 25 | max. 10% at 100.000 hrs |  | Available | 730/339 | Cx=0.4338;Cy=0.4030 | Class I | IK08 | IP20 | IP20 | 50 | 1790 | -25 | 1 | 329 | RAL9016 | 50-60Hz | Passive | LED | embedded sensor system | High Bay Rectangular | Tungsram Auriso | Indoor industrial |  | 27.8 | 43400 | Yes |  | risk group 1 |  | Bracket kit. Tilted bracket kit. Busbar bracket kit. Cable hook pair
TBD | AUR-2S50-850-C1-RFS-ST | image | datasheet | deeplink | TUNGSRAM - Tungsram Auriso - 48400lm - 329W - 5000K - 80CRI - TBD[SKU] - Bracket. Y-cable | 3.4 | Bracket. Y-cable | LED | 1 | 329 | [8 empty] | CE | [6 empty] | 20 | 5000 | 752x250x80 |  | 220-240V |  | 5 | A++ | 110° | 3 | 80 |  | 5000 |  | 74000 | >=0.95 | 182000 |  |  | 147.1125 |  |  | 9 | C1 | 25 | max. 10% at 100.000 hrs |  | Available | 850/339 | Cx=0.3447;Cy=0.3553 | Class I | IK08 | IP20 | IP20 | 50 | 1790 | -25 | 1 | 329 | RAL9016 | 50-60Hz | Passive | LED | embedded sensor system | High Bay Rectangular | Tungsram Auriso | Indoor industrial |  | 27.5 | 48400 | Yes |  | risk group 1 |  | Bracket kit. Tilted bracket kit. Busbar bracket kit. Cable hook pair
TBD | AUR-2S50-840-C1-RFS-ST | image | datasheet | deeplink | TUNGSRAM - Tungsram Auriso - 47100lm - 329W - 4000K - 80CRI - TBD[SKU] - Bracket. Y-cable | 3.4 | Bracket. Y-cable | LED | 1 | 329 | [8 empty] | CE | [6 empty] | 20 | 4000 | 752x250x80 |  | 220-240V |  | 5 | A++ | 110° | 3 | 80 |  | 4000 |  | 74000 | >=0.95 | 182000 |  |  | 143.1611 |  |  | 9 | C1 | 25 | max. 10% at 100.000 hrs |  | Available | 840/339 | Cx=0.3818;Cy=0.3797 | Class I | IK08 | IP20 | IP20 | 50 | 1790 | -25 | 1 | 329 | RAL9016 | 50-60Hz | Passive | LED | embedded sensor system | High Bay Rectangular | Tungsram Auriso | Indoor industrial |  | 27.5 | 47100 | Yes |  | risk group 1 |  | Bracket kit. Tilted bracket kit. Busbar bracket kit. Cable hook pair
TBD | AUR-2S50-830-C1-RFS-ST | image | datasheet | deeplink | TUNGSRAM - Tungsram Auriso - 44400lm - 329W - 3000K - 80CRI - TBD[SKU] - Bracket. Y-cable | 3.4 | Bracket. Y-cable | LED | 1 | 329 | [8 empty] | CE | [6 empty] | 20 | 3000 | 752x250x80 |  | 220-240V |  | 5 | A++ | 110° | 3 | 80 |  | 3000 |  | 74000 | >=0.95 | 182000 |  |  | 134.9544 |  |  | 9 | C1 | 25 | max. 10% at 100.000 hrs |  | Available | 830/339 | Cx=0.4338;Cy=0.4030 | Class I | IK08 | IP20 | IP20 | 50 | 1790 | -25 | 1 | 329 | RAL9016 | 50-60Hz | Passive | LED | embedded sensor system | High Bay Rectangular | Tungsram Auriso | Indoor industrial |  | 27.4 | 44400 | Yes |  | risk group 1 |  | Bracket kit. Tilted bracket kit. Busbar bracket kit. Cable hook pair
TBD | AUR-2S50-750-C1-RFS-ST | image | datasheet | deeplink | TUNGSRAM - Tungsram Auriso - 49700lm - 329W - 5000K - 70CRI - TBD[SKU] - Bracket. Y-cable | 3.4 | Bracket. Y-cable | LED | 1 | 329 | [8 empty] | CE | [6 empty] | 20 | 5000 | 752x250x80 |  | 220-240V |  | 5 | A++ | 110° | 3 | 70 |  | 5000 |  | 74000 | >=0.95 | 182000 |  |  | 151.0638 |  |  | 9 | C1 | 25 | max. 10% at 100.000 hrs |  | Available | 750/339 | Cx=0.3447;Cy=0.3553 | Class I | IK08 | IP20 | IP20 | 50 | 1790 | -25 | 1 | 329 | RAL9016 | 50-60Hz | Passive | LED | embedded sensor system | High Bay Rectangular | Tungsram Auriso | Indoor industrial |  | 27.8 | 49700 | Yes |  | risk group 1 |  | Bracket kit. Tilted bracket kit. Busbar bracket kit. Cable hook pair
TBD | AUR-2S50-740-C1-RFS-ST | image | datasheet | deeplink | TUNGSRAM - Tungsram Auriso - 49600lm - 329W - 4000K - 70CRI - TBD[SKU] - Bracket. Y-cable | 3.4 | Bracket. Y-cable | LED | 1 | 329 | [8 empty] | CE | [6 empty] | 20 | 4000 | 752x250x80 |  | 220-240V |  | 5 | A++ | 110° | 3 | 70 |  | 4000 |  | 74000 | >=0.95 | 182000 |  |  | 150.7599 |  |  | 9 | C1 | 25 | max. 10% at 100.000 hrs |  | Available | 740/339 | Cx=0.4338;Cy=0.4030 | Class I | IK08 | IP20 | IP20 | 50 | 1790 | -25 | 1 | 329 | RAL9016 | 50-60Hz | Passive | LED | embedded sensor system | High Bay Rectangular | Tungsram Auriso | Indoor industrial |  | 27.8 | 49600 | Yes |  | risk group 1 |  | Bracket kit. Tilted bracket kit. Busbar bracket kit. Cable hook pair
TBD | AUR-2S50-730-C1-RFS-ST | image | datasheet | deeplink | TUNGSRAM - Tungsram Auriso - 48200lm - 329W - 3000K - 70CRI - TBD[SKU] - Bracket. Y-cable | 3.4 | Bracket. Y-cable | LED | 1 | 329 | [8 empty] | CE | [6 empty] | 20 | 3000 | 752x250x80 |  | 220-240V |  | 5 | A++ | 110° | 3 | 70 |  | 3000 |  | 74000 | >=0.95 | 182000 |  |  | 146.5046 |  |  | 9 | C1 | 25 | max. 10% at 100.000 hrs |  | Available | 730/339 | Cx=0.4338;Cy=0.4030 | Class I | IK08 | IP20 | IP20 | 50 | 1790 | -25 | 1 | 329 | RAL9016 | 50-60Hz | Passive | LED | embedded sensor system | High Bay Rectangular | Tungsram Auriso | Indoor industrial |  | 27.6 | 48200 | Yes |  | risk group 1 |  | Bracket kit. Tilted bracket kit. Busbar bracket kit. Cable hook pair
TBD | AUR-2S45-850-U8-RFS-ST | image | datasheet | deeplink | TUNGSRAM - Tungsram Auriso - 39300lm - 329W - 5000K - 80CRI - TBD[SKU] - Bracket. Y-cable | 3.4 | Bracket. Y-cable | LED | 1 | 329 | [8 empty] | CE | [6 empty] | 20 | 5000 | 752x250x80 |  | 220-240V |  | 5 | A++ | 80° | 3 | 80 |  | 5000 |  | 48000 | >=0.95 | 109000 |  |  | 119.4529 |  |  | 9 | U8 | 25 | max. 10% at 100.000 hrs |  | Available | 850/339 | Cx=0.3447;Cy=0.3553 | Class I | IK08 | IP20 | IP20 | 50 | 1790 | -25 | 1 | 329 | RAL9016 | 50-60Hz | Passive | LED | embedded sensor system | High Bay Rectangular | Tungsram Auriso | Indoor industrial |  | 24.6 | 39300 | Yes |  | risk group 1 |  | Bracket kit. Tilted bracket kit. Busbar bracket kit. Cable hook pair
TBD | AUR-2S45-840-U8-RFS-ST | image | datasheet | deeplink | TUNGSRAM - Tungsram Auriso - 38200lm - 329W - 4000K - 80CRI - TBD[SKU] - Bracket. Y-cable | 3.4 | Bracket. Y-cable | LED | 1 | 329 | [8 empty] | CE | [6 empty] | 20 | 4000 | 752x250x80 |  | 220-240V |  | 5 | A++ | 80° | 3 | 80 |  | 4000 |  | 48000 | >=0.95 | 109000 |  |  | 116.1094 |  |  | 9 | U8 | 25 | max. 10% at 100.000 hrs |  | Available | 840/339 | Cx=0.3818;Cy=0.3797 | Class I | IK08 | IP20 | IP20 | 50 | 1790 | -25 | 1 | 329 | RAL9016 | 50-60Hz | Passive | LED | embedded sensor system | High Bay Rectangular | Tungsram Auriso | Indoor industrial |  | 24.6 | 38200 | Yes |  | risk group 1 |  | Bracket kit. Tilted bracket kit. Busbar bracket kit. Cable hook pair
TBD | AUR-2S45-830-U8-RFS-ST | image | datasheet | deeplink | TUNGSRAM - Tungsram Auriso - 36000lm - 329W - 3000K - 80CRI - TBD[SKU] - Bracket. Y-cable | 3.4 | Bracket. Y-cable | LED | 1 | 329 | [8 empty] | CE | [6 empty] | 20 | 3000 | 752x250x80 |  | 220-240V |  | 5 | A++ | 80° | 3 | 80 |  | 3000 |  | 48000 | >=0.95 | 109000 |  |  | 109.4225 |  |  | 9 | U8 | 25 | max. 10% at 100.000 hrs |  | Available | 830/339 | Cx=0.4338;Cy=0.4030 | Class I | IK08 | IP20 | IP20 | 50 | 1790 | -25 | 1 | 329 | RAL9016 | 50-60Hz | Passive | LED | embedded sensor system | High Bay Rectangular | Tungsram Auriso | Indoor industrial |  | 24.4 | 36000 | Yes |  | risk group 1 |  | Bracket kit. Tilted bracket kit. Busbar bracket kit. Cable hook pair
TBD | AUR-2S45-750-U8-RFS-ST | image | datasheet | deeplink | TUNGSRAM - Tungsram Auriso - 40400lm - 329W - 5000K - 70CRI - TBD[SKU] - Bracket. Y-cable | 3.4 | Bracket. Y-cable | LED | 1 | 329 | [8 empty] | CE | [6 empty] | 20 | 5000 | 752x250x80 |  | 220-240V |  | 5 | A++ | 80° | 3 | 70 |  | 5000 |  | 48000 | >=0.95 | 109000 |  |  | 122.7964 |  |  | 9 | U8 | 25 | max. 10% at 100.000 hrs |  | Available | 750/339 | Cx=0.3447;Cy=0.3553 | Class I | IK08 | IP20 | IP20 | 50 | 1790 | -25 | 1 | 329 | RAL9016 | 50-60Hz | Passive | LED | embedded sensor system | High Bay Rectangular | Tungsram Auriso | Indoor industrial |  | 24.8 | 40400 | Yes |  | risk group 1 |  | Bracket kit. Tilted bracket kit. Busbar bracket kit. Cable hook pair
TBD | AUR-2S45-740-U8-RFS-ST | image | datasheet | deeplink | TUNGSRAM - Tungsram Auriso - 40300lm - 329W - 4000K - 70CRI - TBD[SKU] - Bracket. Y-cable | 3.4 | Bracket. Y-cable | LED | 1 | 329 | [8 empty] | CE | [6 empty] | 20 | 4000 | 752x250x80 |  | 220-240V |  | 5 | A++ | 80° | 3 | 70 |  | 4000 |  | 48000 | >=0.95 | 109000 |  |  | 122.4924 |  |  | 9 | U8 | 25 | max. 10% at 100.000 hrs |  | Available | 740/339 | Cx=0.4338;Cy=0.4030 | Class I | IK08 | IP20 | IP20 | 50 | 1790 | -25 | 1 | 329 | RAL9016 | 50-60Hz | Passive | LED | embedded sensor system | High Bay Rectangular | Tungsram Auriso | Indoor industrial |  | 24.8 | 40300 | Yes |  | risk group 1 |  | Bracket kit. Tilted bracket kit. Busbar bracket kit. Cable hook pair
TBD | AUR-2S45-730-U8-RFS-ST | image | datasheet | deeplink | TUNGSRAM - Tungsram Auriso - 39100lm - 329W - 3000K - 70CRI - TBD[SKU] - Bracket. Y-cable | 3.4 | Bracket. Y-cable | LED | 1 | 329 | [8 empty] | CE | [6 empty] | 20 | 3000 | 752x250x80 |  | 220-240V |  | 5 | A++ | 80° | 3 | 70 |  | 3000 |  | 48000 | >=0.95 | 109000 |  |  | 118.845 |  |  | 9 | U8 | 25 | max. 10% at 100.000 hrs |  | Available | 730/339 | Cx=0.4338;Cy=0.4030 | Class I | IK08 | IP20 | IP20 | 50 | 1790 | -25 | 1 | 329 | RAL9016 | 50-60Hz | Passive | LED | embedded sensor system | High Bay Rectangular | Tungsram Auriso | Indoor industrial |  | 24.7 | 39100 | Yes |  | risk group 1 |  | Bracket kit. Tilted bracket kit. Busbar bracket kit. Cable hook pair
TBD | AUR-2S45-850-U6-RFS-ST | image | datasheet | deeplink | TUNGSRAM - Tungsram Auriso - 35900lm - 329W - 5000K - 80CRI - TBD[SKU] - Bracket. Y-cable | 3.4 | Bracket. Y-cable | LED | 1 | 329 | [8 empty] | CE | [6 empty] | 20 | 5000 | 752x250x80 |  | 220-240V |  | 5 | A++ | 65° | 3 | 80 |  | 5000 |  | 48000 | >=0.95 | 109000 |  |  | 109.1185 |  |  | 9 | U6 | 25 | max. 10% at 100.000 hrs |  | Available | 850/339 | Cx=0.3447;Cy=0.3553 | Class I | IK08 | IP50 | IP20 | 50 | 1790 | -25 | 1 | 329 | RAL9016 | 50-60Hz | Passive | LED | embedded sensor system | High Bay Rectangular | Tungsram Auriso | Indoor industrial |  | 23.2 | 35900 | Yes |  | risk group 1 |  | Bracket kit. Tilted bracket kit. Busbar bracket kit. Cable hook pair
TBD | AUR-2S45-840-U6-RFS-ST | image | datasheet | deeplink | TUNGSRAM - Tungsram Auriso - 34900lm - 329W - 4000K - 80CRI - TBD[SKU] - Bracket. Y-cable | 3.4 | Bracket. Y-cable | LED | 1 | 329 | [8 empty] | CE | [6 empty] | 20 | 4000 | 752x250x80 |  | 220-240V |  | 5 | A++ | 65° | 3 | 80 |  | 4000 |  | 48000 | >=0.95 | 109000 |  |  | 106.079 |  |  | 9 | U6 | 25 | max. 10% at 100.000 hrs |  | Available | 840/339 | Cx=0.3818;Cy=0.3797 | Class I | IK08 | IP50 | IP20 | 50 | 1790 | -25 | 1 | 329 | RAL9016 | 50-60Hz | Passive | LED | embedded sensor system | High Bay Rectangular | Tungsram Auriso | Indoor industrial |  | 23.2 | 34900 | Yes |  | risk group 1 |  | Bracket kit. Tilted bracket kit. Busbar bracket kit. Cable hook pair
TBD | AUR-2S45-830-U6-RFS-ST | image | datasheet | deeplink | TUNGSRAM - Tungsram Auriso - 32900lm - 329W - 3000K - 80CRI - TBD[SKU] - Bracket. Y-cable | 3.4 | Bracket. Y-cable | LED | 1 | 329 | [8 empty] | CE | [6 empty] | 20 | 3000 | 752x250x80 |  | 220-240V |  | 5 | A++ | 65° | 3 | 80 |  | 3000 |  | 48000 | >=0.95 | 109000 |  |  | 100 |  |  | 9 | U6 | 25 | max. 10% at 100.000 hrs |  | Available | 830/339 | Cx=0.4338;Cy=0.4030 | Class I | IK08 | IP50 | IP20 | 50 | 1790 | -25 | 1 | 329 | RAL9016 | 50-60Hz | Passive | LED | embedded sensor system | High Bay Rectangular | Tungsram Auriso | Indoor industrial |  | 23.1 | 32900 | Yes |  | risk group 1 |  | Bracket kit. Tilted bracket kit. Busbar bracket kit. Cable hook pair
TBD | AUR-2S45-750-U6-RFS-ST | image | datasheet | deeplink | TUNGSRAM - Tungsram Auriso - 36900lm - 329W - 5000K - 70CRI - TBD[SKU] - Bracket. Y-cable | 3.4 | Bracket. Y-cable | LED | 1 | 329 | [8 empty] | CE | [6 empty] | 20 | 5000 | 752x250x80 |  | 220-240V |  | 5 | A++ | 65° | 3 | 70 |  | 5000 |  | 48000 | >=0.95 | 109000 |  |  | 112.1581 |  |  | 9 | U6 | 25 | max. 10% at 100.000 hrs |  | Available | 750/339 | Cx=0.3447;Cy=0.3553 | Class I | IK08 | IP50 | IP20 | 50 | 1790 | -25 | 1 | 329 | RAL9016 | 50-60Hz | Passive | LED | embedded sensor system | High Bay Rectangular | Tungsram Auriso | Indoor industrial |  | 23.5 | 36900 | Yes |  | risk group 1 |  | Bracket kit. Tilted bracket kit. Busbar bracket kit. Cable hook pair
TBD | AUR-2S45-740-U6-RFS-ST | image | datasheet | deeplink | TUNGSRAM - Tungsram Auriso - 36800lm - 329W - 4000K - 70CRI - TBD[SKU] - Bracket. Y-cable | 3.4 | Bracket. Y-cable | LED | 1 | 329 | [8 empty] | CE | [6 empty] | 20 | 4000 | 752x250x80 |  | 220-240V |  | 5 | A++ | 65° | 3 | 70 |  | 4000 |  | 48000 | >=0.95 | 109000 |  |  | 111.8541 |  |  | 9 | U6 | 25 | max. 10% at 100.000 hrs |  | Available | 740/339 | Cx=0.4338;Cy=0.4030 | Class I | IK08 | IP50 | IP20 | 50 | 1790 | -25 | 1 | 329 | RAL9016 | 50-60Hz | Passive | LED | embedded sensor system | High Bay Rectangular | Tungsram Auriso | Indoor industrial |  | 23.5 | 36800 | Yes |  | risk group 1 |  | Bracket kit. Tilted bracket kit. Busbar bracket kit. Cable hook pair
TBD | AUR-2S45-730-U6-RFS-ST | image | datasheet | deeplink | TUNGSRAM - Tungsram Auriso - 35800lm - 329W - 3000K - 70CRI - TBD[SKU] - Bracket. Y-cable | 3.4 | Bracket. Y-cable | LED | 1 | 329 | [8 empty] | CE | [6 empty] | 20 | 3000 | 752x250x80 |  | 220-240V |  | 5 | A++ | 65° | 3 | 70 |  | 3000 |  | 48000 | >=0.95 | 109000 |  |  | 108.8146 |  |  | 9 | U6 | 25 | max. 10% at 100.000 hrs |  | Available | 730/339 | Cx=0.4338;Cy=0.4030 | Class I | IK08 | IP50 | IP20 | 50 | 1790 | -25 | 1 | 329 | RAL9016 | 50-60Hz | Passive | LED | embedded sensor system | High Bay Rectangular | Tungsram Auriso | Indoor industrial |  | 23.3 | 35800 | Yes |  | risk group 1 |  | Bracket kit. Tilted bracket kit. Busbar bracket kit. Cable hook pair
TBD | AUR-2S45-850-U4-RFS-ST | image | datasheet | deeplink | TUNGSRAM - Tungsram Auriso - 37400lm - 329W - 5000K - 80CRI - TBD[SKU] - Bracket. Y-cable | 3.4 | Bracket. Y-cable | LED | 1 | 329 | [8 empty] | CE | [6 empty] | 20 | 5000 | 752x250x80 |  | 220-240V |  | 5 | A++ | 45° | 3 | 80 |  | 5000 |  | 48000 | >=0.95 | 109000 |  |  | 113.6778 |  |  | 9 | U4 | 25 | max. 10% at 100.000 hrs |  | Available | 850/339 | Cx=0.3447;Cy=0.3553 | Class I | IK08 | IP50 | IP20 | 50 | 1790 | -25 | 1 | 329 | RAL9016 | 50-60Hz | Passive | LED | embedded sensor system | High Bay Rectangular | Tungsram Auriso | Indoor industrial |  | 22.5 | 37400 | Yes |  | risk group 1 |  | Bracket kit. Tilted bracket kit. Busbar bracket kit. Cable hook pair
TBD | AUR-2S45-840-U4-RFS-ST | image | datasheet | deeplink | TUNGSRAM - Tungsram Auriso - 36400lm - 329W - 4000K - 80CRI - TBD[SKU] - Bracket. Y-cable | 3.4 | Bracket. Y-cable | LED | 1 | 329 | [8 empty] | CE | [6 empty] | 20 | 4000 | 752x250x80 |  | 220-240V |  | 5 | A++ | 45° | 3 | 80 |  | 4000 |  | 48000 | >=0.95 | 109000 |  |  | 110.6383 |  |  | 9 | U4 | 25 | max. 10% at 100.000 hrs |  | Available | 840/339 | Cx=0.3818;Cy=0.3797 | Class I | IK08 | IP50 | IP20 | 50 | 1790 | -25 | 1 | 329 | RAL9016 | 50-60Hz | Passive | LED | embedded sensor system | High Bay Rectangular | Tungsram Auriso | Indoor industrial |  | 22.5 | 36400 | Yes |  | risk group 1 |  | Bracket kit. Tilted bracket kit. Busbar bracket kit. Cable hook pair
TBD | AUR-2S45-830-U4-RFS-ST | image | datasheet | deeplink | TUNGSRAM - Tungsram Auriso - 34300lm - 329W - 3000K - 80CRI - TBD[SKU] - Bracket. Y-cable | 3.4 | Bracket. Y-cable | LED | 1 | 329 | [8 empty] | CE | [6 empty] | 20 | 3000 | 752x250x80 |  | 220-240V |  | 5 | A++ | 45° | 3 | 80 |  | 3000 |  | 48000 | >=0.95 | 109000 |  |  | 104.2553 |  |  | 9 | U4 | 25 | max. 10% at 100.000 hrs |  | Available | 830/339 | Cx=0.4338;Cy=0.4030 | Class I | IK08 | IP50 | IP20 | 50 | 1790 | -25 | 1 | 329 | RAL9016 | 50-60Hz | Passive | LED | embedded sensor system | High Bay Rectangular | Tungsram Auriso | Indoor industrial |  | 22.4 | 34300 | Yes |  | risk group 1 |  | Bracket kit. Tilted bracket kit. Busbar bracket kit. Cable hook pair
TBD | AUR-2S45-750-U4-RFS-ST | image | datasheet | deeplink | TUNGSRAM - Tungsram Auriso - 38400lm - 329W - 5000K - 70CRI - TBD[SKU] - Bracket. Y-cable | 3.4 | Bracket. Y-cable | LED | 1 | 329 | [8 empty] | CE | [6 empty] | 20 | 5000 | 752x250x80 |  | 220-240V |  | 5 | A++ | 45° | 3 | 70 |  | 5000 |  | 48000 | >=0.95 | 109000 |  |  | 116.7173 |  |  | 9 | U4 | 25 | max. 10% at 100.000 hrs |  | Available | 750/339 | Cx=0.3447;Cy=0.3553 | Class I | IK08 | IP50 | IP20 | 50 | 1790 | -25 | 1 | 329 | RAL9016 | 50-60Hz | Passive | LED | embedded sensor system | High Bay Rectangular | Tungsram Auriso | Indoor industrial |  | 22.8 | 38400 | Yes |  | risk group 1 |  | Bracket kit. Tilted bracket kit. Busbar bracket kit. Cable hook pair
TBD | AUR-2S45-740-U4-RFS-ST | image | datasheet | deeplink | TUNGSRAM - Tungsram Auriso - 38300lm - 329W - 4000K - 70CRI - TBD[SKU] - Bracket. Y-cable | 3.4 | Bracket. Y-cable | LED | 1 | 329 | [8 empty] | CE | [6 empty] | 20 | 4000 | 752x250x80 |  | 220-240V |  | 5 | A++ | 45° | 3 | 70 |  | 4000 |  | 48000 | >=0.95 | 109000 |  |  | 116.4134 |  |  | 9 | U4 | 25 | max. 10% at 100.000 hrs |  | Available | 740/339 | Cx=0.4338;Cy=0.4030 | Class I | IK08 | IP50 | IP20 | 50 | 1790 | -25 | 1 | 329 | RAL9016 | 50-60Hz | Passive | LED | embedded sensor system | High Bay Rectangular | Tungsram Auriso | Indoor industrial |  | 22.8 | 38300 | Yes |  | risk group 1 |  | Bracket kit. Tilted bracket kit. Busbar bracket kit. Cable hook pair
TBD | AUR-2S45-730-U4-RFS-ST | image | datasheet | deeplink | TUNGSRAM - Tungsram Auriso - 37300lm - 329W - 3000K - 70CRI - TBD[SKU] - Bracket. Y-cable | 3.4 | Bracket. Y-cable | LED | 1 | 329 | [8 empty] | CE | [6 empty] | 20 | 3000 | 752x250x80 |  | 220-240V |  | 5 | A++ | 45° | 3 | 70 |  | 3000 |  | 48000 | >=0.95 | 109000 |  |  | 113.3739 |  |  | 9 | U4 | 25 | max. 10% at 100.000 hrs |  | Available | 730/339 | Cx=0.4338;Cy=0.4030 | Class I | IK08 | IP50 | IP20 | 50 | 1790 | -25 | 1 | 329 | RAL9016 | 50-60Hz | Passive | LED | embedded sensor system | High Bay Rectangular | Tungsram Auriso | Indoor industrial |  | 22.6 | 37300 | Yes |  | risk group 1 |  | Bracket kit. Tilted bracket kit. Busbar bracket kit. Cable hook pair
TBD | AUR-2S45-850-L9-RFS-ST | image | datasheet | deeplink | TUNGSRAM - Tungsram Auriso - 45400lm - 329W - 5000K - 80CRI - TBD[SKU] - Bracket. Y-cable | 3.4 | Bracket. Y-cable | LED | 1 | 329 | [8 empty] | CE | [6 empty] | 20 | 5000 | 752x250x80 |  | 220-240V |  | 5 | A++ | 90° | 3 | 80 |  | 5000 |  | 48000 | >=0.95 | 109000 |  |  | 137.9939 |  |  | 9 | L9 | 25 | max. 10% at 100.000 hrs |  | Available | 850/339 | Cx=0.3447;Cy=0.3553 | Class I | IK08 | IP50 | IP20 | 50 | 1790 | -25 | 1 | 329 | RAL9016 | 50-60Hz | Passive | LED | embedded sensor system | High Bay Rectangular | Tungsram Auriso | Indoor industrial |  | 25 | 45400 | Yes |  | risk group 1 |  | Bracket kit. Tilted bracket kit. Busbar bracket kit. Cable hook pair
TBD | AUR-2S45-840-L9-RFS-ST | image | datasheet | deeplink | TUNGSRAM - Tungsram Auriso - 44200lm - 329W - 4000K - 80CRI - TBD[SKU] - Bracket. Y-cable | 3.4 | Bracket. Y-cable | LED | 1 | 329 | [8 empty] | CE | [6 empty] | 20 | 4000 | 752x250x80 |  | 220-240V |  | 5 | A++ | 90° | 3 | 80 |  | 4000 |  | 48000 | >=0.95 | 109000 |  |  | 134.3465 |  |  | 9 | L9 | 25 | max. 10% at 100.000 hrs |  | Available | 840/339 | Cx=0.3818;Cy=0.3797 | Class I | IK08 | IP50 | IP20 | 50 | 1790 | -25 | 1 | 329 | RAL9016 | 50-60Hz | Passive | LED | embedded sensor system | High Bay Rectangular | Tungsram Auriso | Indoor industrial |  | 25 | 44200 | Yes |  | risk group 1 |  | Bracket kit. Tilted bracket kit. Busbar bracket kit. Cable hook pair
TBD | AUR-2S45-830-L9-RFS-ST | image | datasheet | deeplink | TUNGSRAM - Tungsram Auriso - 41600lm - 329W - 3000K - 80CRI - TBD[SKU] - Bracket. Y-cable | 3.4 | Bracket. Y-cable | LED | 1 | 329 | [8 empty] | CE | [6 empty] | 20 | 3000 | 752x250x80 |  | 220-240V |  | 5 | A++ | 90° | 3 | 80 |  | 3000 |  | 48000 | >=0.95 | 109000 |  |  | 126.4438 |  |  | 9 | L9 | 25 | max. 10% at 100.000 hrs |  | Available | 830/339 | Cx=0.4338;Cy=0.4030 | Class I | IK08 | IP50 | IP20 | 50 | 1790 | -25 | 1 | 329 | RAL9016 | 50-60Hz | Passive | LED | embedded sensor system | High Bay Rectangular | Tungsram Auriso | Indoor industrial |  | 24.8 | 41600 | Yes |  | risk group 1 |  | Bracket kit. Tilted bracket kit. Busbar bracket kit. Cable hook pair
TBD | AUR-2S45-750-L9-RFS-ST | image | datasheet | deeplink | TUNGSRAM - Tungsram Auriso - 46600lm - 329W - 5000K - 70CRI - TBD[SKU] - Bracket. Y-cable | 3.4 | Bracket. Y-cable | LED | 1 | 329 | [8 empty] | CE | [6 empty] | 20 | 5000 | 752x250x80 |  | 220-240V |  | 5 | A++ | 90° | 3 | 70 |  | 5000 |  | 48000 | >=0.95 | 109000 |  |  | 141.6413 |  |  | 9 | L9 | 25 | max. 10% at 100.000 hrs |  | Available | 750/339 | Cx=0.3447;Cy=0.3553 | Class I | IK08 | IP50 | IP20 | 50 | 1790 | -25 | 1 | 329 | RAL9016 | 50-60Hz | Passive | LED | embedded sensor system | High Bay Rectangular | Tungsram Auriso | Indoor industrial |  | 25.2 | 46600 | Yes |  | risk group 1 |  | Bracket kit. Tilted bracket kit. Busbar bracket kit. Cable hook pair
TBD | AUR-2S45-740-L9-RFS-ST | image | datasheet | deeplink | TUNGSRAM - Tungsram Auriso - 46500lm - 329W - 4000K - 70CRI - TBD[SKU] - Bracket. Y-cable | 3.4 | Bracket. Y-cable | LED | 1 | 329 | [8 empty] | CE | [6 empty] | 20 | 4000 | 752x250x80 |  | 220-240V |  | 5 | A++ | 90° | 3 | 70 |  | 4000 |  | 48000 | >=0.95 | 109000 |  |  | 141.3374 |  |  | 9 | L9 | 25 | max. 10% at 100.000 hrs |  | Available | 740/339 | Cx=0.4338;Cy=0.4030 | Class I | IK08 | IP50 | IP20 | 50 | 1790 | -25 | 1 | 329 | RAL9016 | 50-60Hz | Passive | LED | embedded sensor system | High Bay Rectangular | Tungsram Auriso | Indoor industrial |  | 25.2 | 46500 | Yes |  | risk group 1 |  | Bracket kit. Tilted bracket kit. Busbar bracket kit. Cable hook pair
TBD | AUR-2S45-730-L9-RFS-ST | image | datasheet | deeplink | TUNGSRAM - Tungsram Auriso - 45200lm - 329W - 3000K - 70CRI - TBD[SKU] - Bracket. Y-cable | 3.4 | Bracket. Y-cable | LED | 1 | 329 | [8 empty] | CE | [6 empty] | 20 | 3000 | 752x250x80 |  | 220-240V |  | 5 | A++ | 90° | 3 | 70 |  | 3000 |  | 48000 | >=0.95 | 109000 |  |  | 137.386 |  |  | 9 | L9 | 25 | max. 10% at 100.000 hrs |  | Available | 730/339 | Cx=0.4338;Cy=0.4030 | Class I | IK08 | IP50 | IP20 | 50 | 1790 | -25 | 1 | 329 | RAL9016 | 50-60Hz | Passive | LED | embedded sensor system | High Bay Rectangular | Tungsram Auriso | Indoor industrial |  | 25.1 | 45200 | Yes |  | risk group 1 |  | Bracket kit. Tilted bracket kit. Busbar bracket kit. Cable hook pair
TBD | AUR-2S45-850-L6-RFS-ST | image | datasheet | deeplink | TUNGSRAM - Tungsram Auriso - 43600lm - 329W - 5000K - 80CRI - TBD[SKU] - Bracket. Y-cable | 3.4 | Bracket. Y-cable | LED | 1 | 329 | [8 empty] | CE | [6 empty] | 20 | 5000 | 752x250x80 |  | 220-240V |  | 5 | A++ | 70° | 3 | 80 |  | 5000 |  | 48000 | >=0.95 | 109000 |  |  | 132.5228 |  |  | 9 | L6 | 25 | max. 10% at 100.000 hrs |  | Available | 850/339 | Cx=0.3447;Cy=0.3553 | Class I | IK08 | IP50 | IP20 | 50 | 1790 | -25 | 1 | 329 | RAL9016 | 50-60Hz | Passive | LED | embedded sensor system | High Bay Rectangular | Tungsram Auriso | Indoor industrial |  | 23.4 | 43600 | Yes |  | risk group 1 |  | Bracket kit. Tilted bracket kit. Busbar bracket kit. Cable hook pair
TBD | AUR-2S45-840-L6-RFS-ST | image | datasheet | deeplink | TUNGSRAM - Tungsram Auriso - 42500lm - 329W - 4000K - 80CRI - TBD[SKU] - Bracket. Y-cable | 3.4 | Bracket. Y-cable | LED | 1 | 329 | [8 empty] | CE | [6 empty] | 20 | 4000 | 752x250x80 |  | 220-240V |  | 5 | A++ | 70° | 3 | 80 |  | 4000 |  | 48000 | >=0.95 | 109000 |  |  | 129.1793 |  |  | 9 | L6 | 25 | max. 10% at 100.000 hrs |  | Available | 840/339 | Cx=0.3818;Cy=0.3797 | Class I | IK08 | IP50 | IP20 | 50 | 1790 | -25 | 1 | 329 | RAL9016 | 50-60Hz | Passive | LED | embedded sensor system | High Bay Rectangular | Tungsram Auriso | Indoor industrial |  | 23.4 | 42500 | Yes |  | risk group 1 |  | Bracket kit. Tilted bracket kit. Busbar bracket kit. Cable hook pair
TBD | AUR-2S45-830-L6-RFS-ST | image | datasheet | deeplink | TUNGSRAM - Tungsram Auriso - 40000lm - 329W - 3000K - 80CRI - TBD[SKU] - Bracket. Y-cable | 3.4 | Bracket. Y-cable | LED | 1 | 329 | [8 empty] | CE | [6 empty] | 20 | 3000 | 752x250x80 |  | 220-240V |  | 5 | A++ | 70° | 3 | 80 |  | 3000 |  | 48000 | >=0.95 | 109000 |  |  | 121.5805 |  |  | 9 | L6 | 25 | max. 10% at 100.000 hrs |  | Available | 830/339 | Cx=0.4338;Cy=0.4030 | Class I | IK08 | IP50 | IP20 | 50 | 1790 | -25 | 1 | 329 | RAL9016 | 50-60Hz | Passive | LED | embedded sensor system | High Bay Rectangular | Tungsram Auriso | Indoor industrial |  | 23.3 | 40000 | Yes |  | risk group 1 |  | Bracket kit. Tilted bracket kit. Busbar bracket kit. Cable hook pair
TBD | AUR-2S45-750-L6-RFS-ST | image | datasheet | deeplink | TUNGSRAM - Tungsram Auriso - 44800lm - 329W - 5000K - 70CRI - TBD[SKU] - Bracket. Y-cable | 3.4 | Bracket. Y-cable | LED | 1 | 329 | [8 empty] | CE | [6 empty] | 20 | 5000 | 752x250x80 |  | 220-240V |  | 5 | A++ | 70° | 3 | 70 |  | 5000 |  | 48000 | >=0.95 | 109000 |  |  | 136.1702 |  |  | 9 | L6 | 25 | max. 10% at 100.000 hrs |  | Available | 750/339 | Cx=0.3447;Cy=0.3553 | Class I | IK08 | IP50 | IP20 | 50 | 1790 | -25 | 1 | 329 | RAL9016 | 50-60Hz | Passive | LED | embedded sensor system | High Bay Rectangular | Tungsram Auriso | Indoor industrial |  | 23.7 | 44800 | Yes |  | risk group 1 |  | Bracket kit. Tilted bracket kit. Busbar bracket kit. Cable hook pair
TBD | AUR-2S45-740-L6-RFS-ST | image | datasheet | deeplink | TUNGSRAM - Tungsram Auriso - 44700lm - 329W - 4000K - 70CRI - TBD[SKU] - Bracket. Y-cable | 3.4 | Bracket. Y-cable | LED | 1 | 329 | [8 empty] | CE | [6 empty] | 20 | 4000 | 752x250x80 |  | 220-240V |  | 5 | A++ | 70° | 3 | 70 |  | 4000 |  | 48000 | >=0.95 | 109000 |  |  | 135.8663 |  |  | 9 | L6 | 25 | max. 10% at 100.000 hrs |  | Available | 740/339 | Cx=0.4338;Cy=0.4030 | Class I | IK08 | IP50 | IP20 | 50 | 1790 | -25 | 1 | 329 | RAL9016 | 50-60Hz | Passive | LED | embedded sensor system | High Bay Rectangular | Tungsram Auriso | Indoor industrial |  | 23.7 | 44700 | Yes |  | risk group 1 |  | Bracket kit. Tilted bracket kit. Busbar bracket kit. Cable hook pair
TBD | AUR-2S45-730-L6-RFS-ST | image | datasheet | deeplink | TUNGSRAM - Tungsram Auriso - 43500lm - 329W - 3000K - 70CRI - TBD[SKU] - Bracket. Y-cable | 3.4 | Bracket. Y-cable | LED | 1 | 329 | [8 empty] | CE | [6 empty] | 20 | 3000 | 752x250x80 |  | 220-240V |  | 5 | A++ | 70° | 3 | 70 |  | 3000 |  | 48000 | >=0.95 | 109000 |  |  | 132.2188 |  |  | 9 | L6 | 25 | max. 10% at 100.000 hrs |  | Available | 730/339 | Cx=0.4338;Cy=0.4030 | Class I | IK08 | IP50 | IP20 | 50 | 1790 | -25 | 1 | 329 | RAL9016 | 50-60Hz | Passive | LED | embedded sensor system | High Bay Rectangular | Tungsram Auriso | Indoor industrial |  | 23.6 | 43500 | Yes |  | risk group 1 |  | Bracket kit. Tilted bracket kit. Busbar bracket kit. Cable hook pair
TBD | AUR-2S45-850-L3-RFS-ST | image | datasheet | deeplink | TUNGSRAM - Tungsram Auriso - 46300lm - 329W - 5000K - 80CRI - TBD[SKU] - Bracket. Y-cable | 3.4 | Bracket. Y-cable | LED | 1 | 329 | [8 empty] | CE | [6 empty] | 20 | 5000 | 752x250x80 |  | 220-240V |  | 5 | A++ | 35° | 3 | 80 |  | 5000 |  | 48000 | >=0.95 | 109000 |  |  | 140.7295 |  |  | 9 | L3 | 25 | max. 10% at 100.000 hrs |  | Available | 850/339 | Cx=0.3447;Cy=0.3553 | Class I | IK08 | IP50 | IP20 | 50 | 1790 | -25 | 1 | 329 | RAL9016 | 50-60Hz | Passive | LED | embedded sensor system | High Bay Rectangular | Tungsram Auriso | Indoor industrial |  | 19 | 46300 | Yes |  | risk group 1 |  | Bracket kit. Tilted bracket kit. Busbar bracket kit. Cable hook pair
TBD | AUR-2S45-840-L3-RFS-ST | image | datasheet | deeplink | TUNGSRAM - Tungsram Auriso - 45100lm - 329W - 4000K - 80CRI - TBD[SKU] - Bracket. Y-cable | 3.4 | Bracket. Y-cable | LED | 1 | 329 | [8 empty] | CE | [6 empty] | 20 | 4000 | 752x250x80 |  | 220-240V |  | 5 | A++ | 35° | 3 | 80 |  | 4000 |  | 48000 | >=0.95 | 109000 |  |  | 137.0821 |  |  | 9 | L3 | 25 | max. 10% at 100.000 hrs |  | Available | 840/339 | Cx=0.3818;Cy=0.3797 | Class I | IK08 | IP50 | IP20 | 50 | 1790 | -25 | 1 | 329 | RAL9016 | 50-60Hz | Passive | LED | embedded sensor system | High Bay Rectangular | Tungsram Auriso | Indoor industrial |  | 19 | 45100 | Yes |  | risk group 1 |  | Bracket kit. Tilted bracket kit. Busbar bracket kit. Cable hook pair
TBD | AUR-2S45-830-L3-RFS-ST | image | datasheet | deeplink | TUNGSRAM - Tungsram Auriso - 42500lm - 329W - 3000K - 80CRI - TBD[SKU] - Bracket. Y-cable | 3.4 | Bracket. Y-cable | LED | 1 | 329 | [8 empty] | CE | [6 empty] | 20 | 3000 | 752x250x80 |  | 220-240V |  | 5 | A++ | 35° | 3 | 80 |  | 3000 |  | 48000 | >=0.95 | 109000 |  |  | 129.1793 |  |  | 9 | L3 | 25 | max. 10% at 100.000 hrs |  | Available | 830/339 | Cx=0.4338;Cy=0.4030 | Class I | IK08 | IP50 | IP20 | 50 | 1790 | -25 | 1 | 329 | RAL9016 | 50-60Hz | Passive | LED | embedded sensor system | High Bay Rectangular | Tungsram Auriso | Indoor industrial |  | 18.9 | 42500 | Yes |  | risk group 1 |  | Bracket kit. Tilted bracket kit. Busbar bracket kit. Cable hook pair
TBD | AUR-2S45-750-L3-RFS-ST | image | datasheet | deeplink | TUNGSRAM - Tungsram Auriso - 47600lm - 329W - 5000K - 70CRI - TBD[SKU] - Bracket. Y-cable | 3.4 | Bracket. Y-cable | LED | 1 | 329 | [8 empty] | CE | [6 empty] | 20 | 5000 | 752x250x80 |  | 220-240V |  | 5 | A++ | 35° | 3 | 70 |  | 5000 |  | 48000 | >=0.95 | 109000 |  |  | 144.6809 |  |  | 9 | L3 | 25 | max. 10% at 100.000 hrs |  | Available | 750/339 | Cx=0.3447;Cy=0.3553 | Class I | IK08 | IP50 | IP20 | 50 | 1790 | -25 | 1 | 329 | RAL9016 | 50-60Hz | Passive | LED | embedded sensor system | High Bay Rectangular | Tungsram Auriso | Indoor industrial |  | 19.3 | 47600 | Yes |  | risk group 1 |  | Bracket kit. Tilted bracket kit. Busbar bracket kit. Cable hook pair
TBD | AUR-2S45-740-L3-RFS-ST | image | datasheet | deeplink | TUNGSRAM - Tungsram Auriso - 47500lm - 329W - 4000K - 70CRI - TBD[SKU] - Bracket. Y-cable | 3.4 | Bracket. Y-cable | LED | 1 | 329 | [8 empty] | CE | [6 empty] | 20 | 4000 | 752x250x80 |  | 220-240V |  | 5 | A++ | 35° | 3 | 70 |  | 4000 |  | 48000 | >=0.95 | 109000 |  |  | 144.3769 |  |  | 9 | L3 | 25 | max. 10% at 100.000 hrs |  | Available | 740/339 | Cx=0.4338;Cy=0.4030 | Class I | IK08 | IP50 | IP20 | 50 | 1790 | -25 | 1 | 329 | RAL9016 | 50-60Hz | Passive | LED | embedded sensor system | High Bay Rectangular | Tungsram Auriso | Indoor industrial |  | 19.3 | 47500 | Yes |  | risk group 1 |  | Bracket kit. Tilted bracket kit. Busbar bracket kit. Cable hook pair
TBD | AUR-2S45-730-L3-RFS-ST | image | datasheet | deeplink | TUNGSRAM - Tungsram Auriso - 46200lm - 329W - 3000K - 70CRI - TBD[SKU] - Bracket. Y-cable | 3.4 | Bracket. Y-cable | LED | 1 | 329 | [8 empty] | CE | [6 empty] | 20 | 3000 | 752x250x80 |  | 220-240V |  | 5 | A++ | 35° | 3 | 70 |  | 3000 |  | 48000 | >=0.95 | 109000 |  |  | 140.4255 |  |  | 9 | L3 | 25 | max. 10% at 100.000 hrs |  | Available | 730/339 | Cx=0.4338;Cy=0.4030 | Class I | IK08 | IP50 | IP20 | 50 | 1790 | -25 | 1 | 329 | RAL9016 | 50-60Hz | Passive | LED | embedded sensor system | High Bay Rectangular | Tungsram Auriso | Indoor industrial |  | 19.2 | 46200 | Yes |  | risk group 1 |  | Bracket kit. Tilted bracket kit. Busbar bracket kit. Cable hook pair
TBD | AUR-2S45-850-D1-RFS-ST | image | datasheet | deeplink | TUNGSRAM - Tungsram Auriso - 39600lm - 329W - 5000K - 80CRI - TBD[SKU] - Bracket. Y-cable | 3.4 | Bracket. Y-cable | LED | 1 | 329 | [8 empty] | CE | [6 empty] | 20 | 5000 | 752x250x80 |  | 220-240V |  | 5 | A++ | 100° | 3 | 80 |  | 5000 |  | 48000 | >=0.95 | 109000 |  |  | 120.3647 |  |  | 9 | D1 | 25 | max. 10% at 100.000 hrs |  | Available | 850/339 | Cx=0.3447;Cy=0.3553 | Class I | IK08 | IP20 | IP20 | 50 | 1790 | -25 | 1 | 329 | RAL9016 | 50-60Hz | Passive | LED | embedded sensor system | High Bay Rectangular | Tungsram Auriso | Indoor industrial |  | 27.3 | 39600 | Yes |  | risk group 1 |  | Bracket kit. Tilted bracket kit. Busbar bracket kit. Cable hook pair
TBD | AUR-2S45-840-D1-RFS-ST | image | datasheet | deeplink | TUNGSRAM - Tungsram Auriso - 38600lm - 329W - 4000K - 80CRI - TBD[SKU] - Bracket. Y-cable | 3.4 | Bracket. Y-cable | LED | 1 | 329 | [8 empty] | CE | [6 empty] | 20 | 4000 | 752x250x80 |  | 220-240V |  | 5 | A++ | 100° | 3 | 80 |  | 4000 |  | 48000 | >=0.95 | 109000 |  |  | 117.3252 |  |  | 9 | D1 | 25 | max. 10% at 100.000 hrs |  | Available | 840/339 | Cx=0.3818;Cy=0.3797 | Class I | IK08 | IP20 | IP20 | 50 | 1790 | -25 | 1 | 329 | RAL9016 | 50-60Hz | Passive | LED | embedded sensor system | High Bay Rectangular | Tungsram Auriso | Indoor industrial |  | 27.3 | 38600 | Yes |  | risk group 1 |  | Bracket kit. Tilted bracket kit. Busbar bracket kit. Cable hook pair
TBD | AUR-2S45-830-D1-RFS-ST | image | datasheet | deeplink | TUNGSRAM - Tungsram Auriso - 36300lm - 329W - 3000K - 80CRI - TBD[SKU] - Bracket. Y-cable | 3.4 | Bracket. Y-cable | LED | 1 | 329 | [8 empty] | CE | [6 empty] | 20 | 3000 | 752x250x80 |  | 220-240V |  | 5 | A++ | 100° | 3 | 80 |  | 3000 |  | 48000 | >=0.95 | 109000 |  |  | 110.3343 |  |  | 9 | D1 | 25 | max. 10% at 100.000 hrs |  | Available | 830/339 | Cx=0.4338;Cy=0.4030 | Class I | IK08 | IP20 | IP20 | 50 | 1790 | -25 | 1 | 329 | RAL9016 | 50-60Hz | Passive | LED | embedded sensor system | High Bay Rectangular | Tungsram Auriso | Indoor industrial |  | 27.2 | 36300 | Yes |  | risk group 1 |  | Bracket kit. Tilted bracket kit. Busbar bracket kit. Cable hook pair
TBD | AUR-2S45-750-D1-RFS-ST | image | datasheet | deeplink | TUNGSRAM - Tungsram Auriso - 40700lm - 329W - 5000K - 70CRI - TBD[SKU] - Bracket. Y-cable | 3.4 | Bracket. Y-cable | LED | 1 | 329 | [8 empty] | CE | [6 empty] | 20 | 5000 | 752x250x80 |  | 220-240V |  | 5 | A++ | 100° | 3 | 70 |  | 5000 |  | 48000 | >=0.95 | 109000 |  |  | 123.7082 |  |  | 9 | D1 | 25 | max. 10% at 100.000 hrs |  | Available | 750/339 | Cx=0.3447;Cy=0.3553 | Class I | IK08 | IP20 | IP20 | 50 | 1790 | -25 | 1 | 329 | RAL9016 | 50-60Hz | Passive | LED | embedded sensor system | High Bay Rectangular | Tungsram Auriso | Indoor industrial |  | 27.6 | 40700 | Yes |  | risk group 1 |  | Bracket kit. Tilted bracket kit. Busbar bracket kit. Cable hook pair
TBD | AUR-2S45-740-D1-RFS-ST | image | datasheet | deeplink | TUNGSRAM - Tungsram Auriso - 40600lm - 329W - 4000K - 70CRI - TBD[SKU] - Bracket. Y-cable | 3.4 | Bracket. Y-cable | LED | 1 | 329 | [8 empty] | CE | [6 empty] | 20 | 4000 | 752x250x80 |  | 220-240V |  | 5 | A++ | 100° | 3 | 70 |  | 4000 |  | 48000 | >=0.95 | 109000 |  |  | 123.4043 |  |  | 9 | D1 | 25 | max. 10% at 100.000 hrs |  | Available | 740/339 | Cx=0.4338;Cy=0.4030 | Class I | IK08 | IP20 | IP20 | 50 | 1790 | -25 | 1 | 329 | RAL9016 | 50-60Hz | Passive | LED | embedded sensor system | High Bay Rectangular | Tungsram Auriso | Indoor industrial |  | 27.6 | 40600 | Yes |  | risk group 1 |  | Bracket kit. Tilted bracket kit. Busbar bracket kit. Cable hook pair
TBD | AUR-2S45-730-D1-RFS-ST | image | datasheet | deeplink | TUNGSRAM - Tungsram Auriso - 39500lm - 329W - 3000K - 70CRI - TBD[SKU] - Bracket. Y-cable | 3.4 | Bracket. Y-cable | LED | 1 | 329 | [8 empty] | CE | [6 empty] | 20 | 3000 | 752x250x80 |  | 220-240V |  | 5 | A++ | 100° | 3 | 70 |  | 3000 |  | 48000 | >=0.95 | 109000 |  |  | 120.0608 |  |  | 9 | D1 | 25 | max. 10% at 100.000 hrs |  | Available | 730/339 | Cx=0.4338;Cy=0.4030 | Class I | IK08 | IP20 | IP20 | 50 | 1790 | -25 | 1 | 329 | RAL9016 | 50-60Hz | Passive | LED | embedded sensor system | High Bay Rectangular | Tungsram Auriso | Indoor industrial |  | 27.4 | 39500 | Yes |  | risk group 1 |  | Bracket kit. Tilted bracket kit. Busbar bracket kit. Cable hook pair
TBD | AUR-2S45-850-C1-RFS-ST | image | datasheet | deeplink | TUNGSRAM - Tungsram Auriso - 44000lm - 329W - 5000K - 80CRI - TBD[SKU] - Bracket. Y-cable | 3.4 | Bracket. Y-cable | LED | 1 | 329 | [8 empty] | CE | [6 empty] | 20 | 5000 | 752x250x80 |  | 220-240V |  | 5 | A++ | 110° | 3 | 80 |  | 5000 |  | 48000 | >=0.95 | 109000 |  |  | 133.7386 |  |  | 9 | C1 | 25 | max. 10% at 100.000 hrs |  | Available | 850/339 | Cx=0.3447;Cy=0.3553 | Class I | IK08 | IP20 | IP20 | 50 | 1790 | -25 | 1 | 329 | RAL9016 | 50-60Hz | Passive | LED | embedded sensor system | High Bay Rectangular | Tungsram Auriso | Indoor industrial |  | 27.2 | 44000 | Yes |  | risk group 1 |  | Bracket kit. Tilted bracket kit. Busbar bracket kit. Cable hook pair
TBD | AUR-2S45-840-C1-RFS-ST | image | datasheet | deeplink | TUNGSRAM - Tungsram Auriso - 42800lm - 329W - 4000K - 80CRI - TBD[SKU] - Bracket. Y-cable | 3.4 | Bracket. Y-cable | LED | 1 | 329 | [8 empty] | CE | [6 empty] | 20 | 4000 | 752x250x80 |  | 220-240V |  | 5 | A++ | 110° | 3 | 80 |  | 4000 |  | 48000 | >=0.95 | 109000 |  |  | 130.0912 |  |  | 9 | C1 | 25 | max. 10% at 100.000 hrs |  | Available | 840/339 | Cx=0.3818;Cy=0.3797 | Class I | IK08 | IP20 | IP20 | 50 | 1790 | -25 | 1 | 329 | RAL9016 | 50-60Hz | Passive | LED | embedded sensor system | High Bay Rectangular | Tungsram Auriso | Indoor industrial |  | 27.2 | 42800 | Yes |  | risk group 1 |  | Bracket kit. Tilted bracket kit. Busbar bracket kit. Cable hook pair
TBD | AUR-2S45-830-C1-RFS-ST | image | datasheet | deeplink | TUNGSRAM - Tungsram Auriso - 40300lm - 329W - 3000K - 80CRI - TBD[SKU] - Bracket. Y-cable | 3.4 | Bracket. Y-cable | LED | 1 | 329 | [8 empty] | CE | [6 empty] | 20 | 3000 | 752x250x80 |  | 220-240V |  | 5 | A++ | 110° | 3 | 80 |  | 3000 |  | 48000 | >=0.95 | 109000 |  |  | 122.4924 |  |  | 9 | C1 | 25 | max. 10% at 100.000 hrs |  | Available | 830/339 | Cx=0.4338;Cy=0.4030 | Class I | IK08 | IP20 | IP20 | 50 | 1790 | -25 | 1 | 329 | RAL9016 | 50-60Hz | Passive | LED | embedded sensor system | High Bay Rectangular | Tungsram Auriso | Indoor industrial |  | 27 | 40300 | Yes |  | risk group 1 |  | Bracket kit. Tilted bracket kit. Busbar bracket kit. Cable hook pair
TBD | AUR-2S45-750-C1-RFS-ST | image | datasheet | deeplink | TUNGSRAM - Tungsram Auriso - 45200lm - 329W - 5000K - 70CRI - TBD[SKU] - Bracket. Y-cable | 3.4 | Bracket. Y-cable | LED | 1 | 329 | [8 empty] | CE | [6 empty] | 20 | 5000 | 752x250x80 |  | 220-240V |  | 5 | A++ | 110° | 3 | 70 |  | 5000 |  | 48000 | >=0.95 | 109000 |  |  | 137.386 |  |  | 9 | C1 | 25 | max. 10% at 100.000 hrs |  | Available | 750/339 | Cx=0.3447;Cy=0.3553 | Class I | IK08 | IP20 | IP20 | 50 | 1790 | -25 | 1 | 329 | RAL9016 | 50-60Hz | Passive | LED | embedded sensor system | High Bay Rectangular | Tungsram Auriso | Indoor industrial |  | 27.4 | 45200 | Yes |  | risk group 1 |  | Bracket kit. Tilted bracket kit. Busbar bracket kit. Cable hook pair
TBD | AUR-2S45-740-C1-RFS-ST | image | datasheet | deeplink | TUNGSRAM - Tungsram Auriso - 45100lm - 329W - 4000K - 70CRI - TBD[SKU] - Bracket. Y-cable | 3.4 | Bracket. Y-cable | LED | 1 | 329 | [8 empty] | CE | [6 empty] | 20 | 4000 | 752x250x80 |  | 220-240V |  | 5 | A++ | 110° | 3 | 70 |  | 4000 |  | 48000 | >=0.95 | 109000 |  |  | 137.0821 |  |  | 9 | C1 | 25 | max. 10% at 100.000 hrs |  | Available | 740/339 | Cx=0.4338;Cy=0.4030 | Class I | IK08 | IP20 | IP20 | 50 | 1790 | -25 | 1 | 329 | RAL9016 | 50-60Hz | Passive | LED | embedded sensor system | High Bay Rectangular | Tungsram Auriso | Indoor industrial |  | 27.4 | 45100 | Yes |  | risk group 1 |  | Bracket kit. Tilted bracket kit. Busbar bracket kit. Cable hook pair
TBD | AUR-2S45-730-C1-RFS-ST | image | datasheet | deeplink | TUNGSRAM - Tungsram Auriso - 43800lm - 329W - 3000K - 70CRI - TBD[SKU] - Bracket. Y-cable | 3.4 | Bracket. Y-cable | LED | 1 | 329 | [8 empty] | CE | [6 empty] | 20 | 3000 | 752x250x80 |  | 220-240V |  | 5 | A++ | 110° | 3 | 70 |  | 3000 |  | 48000 | >=0.95 | 109000 |  |  | 133.1307 |  |  | 9 | C1 | 25 | max. 10% at 100.000 hrs |  | Available | 730/339 | Cx=0.4338;Cy=0.4030 | Class I | IK08 | IP20 | IP20 | 50 | 1790 | -25 | 1 | 329 | RAL9016 | 50-60Hz | Passive | LED | embedded sensor system | High Bay Rectangular | Tungsram Auriso | Indoor industrial |  | 27.3 | 43800 | Yes |  | risk group 1 |  | Bracket kit. Tilted bracket kit. Busbar bracket kit. Cable hook pair
TBD | AUR-2S40-850-U8-RFS-ST | image | datasheet | deeplink | TUNGSRAM - Tungsram Auriso - 34800lm - 272W - 5000K - 80CRI - TBD[SKU] - Bracket. Y-cable | 3.06 | Bracket. Y-cable | LED | 1 | 272 | [8 empty] | CE | [6 empty] | 20 | 5000 | 752x250x80 |  | 220-240V |  | 5 | A++ | 80° | 3 | 80 |  | 5000 |  | 50000 | >=0.95 | 114000 |  |  | 127.9412 |  |  | 9 | U8 | 25 | max. 10% at 100.000 hrs |  | Available | 850/339 | Cx=0.3447;Cy=0.3553 | Class I | IK08 | IP20 | IP20 | 50 | 1480 | -25 | 1 | 272 | RAL9016 | 50-60Hz | Passive | LED | embedded sensor system | High Bay Rectangular | Tungsram Auriso | Indoor industrial |  | 24.1 | 34800 | Yes |  | risk group 1 |  | Bracket kit. Tilted bracket kit. Busbar bracket kit. Cable hook pair
TBD | AUR-2S40-840-U8-RFS-ST | image | datasheet | deeplink | TUNGSRAM - Tungsram Auriso - 33900lm - 272W - 4000K - 80CRI - TBD[SKU] - Bracket. Y-cable | 3.06 | Bracket. Y-cable | LED | 1 | 272 | [8 empty] | CE | [6 empty] | 20 | 4000 | 752x250x80 |  | 220-240V |  | 5 | A++ | 80° | 3 | 80 |  | 4000 |  | 50000 | >=0.95 | 114000 |  |  | 124.6324 |  |  | 9 | U8 | 25 | max. 10% at 100.000 hrs |  | Available | 840/339 | Cx=0.3818;Cy=0.3797 | Class I | IK08 | IP20 | IP20 | 50 | 1480 | -25 | 1 | 272 | RAL9016 | 50-60Hz | Passive | LED | embedded sensor system | High Bay Rectangular | Tungsram Auriso | Indoor industrial |  | 24.1 | 33900 | Yes |  | risk group 1 |  | Bracket kit. Tilted bracket kit. Busbar bracket kit. Cable hook pair
TBD | AUR-2S40-830-U8-RFS-ST | image | datasheet | deeplink | TUNGSRAM - Tungsram Auriso - 32000lm - 272W - 3000K - 80CRI - TBD[SKU] - Bracket. Y-cable | 3.06 | Bracket. Y-cable | LED | 1 | 272 | [8 empty] | CE | [6 empty] | 20 | 3000 | 752x250x80 |  | 220-240V |  | 5 | A++ | 80° | 3 | 80 |  | 3000 |  | 50000 | >=0.95 | 114000 |  |  | 117.6471 |  |  | 9 | U8 | 25 | max. 10% at 100.000 hrs |  | Available | 830/339 | Cx=0.4338;Cy=0.4030 | Class I | IK08 | IP20 | IP20 | 50 | 1480 | -25 | 1 | 272 | RAL9016 | 50-60Hz | Passive | LED | embedded sensor system | High Bay Rectangular | Tungsram Auriso | Indoor industrial |  | 24 | 32000 | Yes |  | risk group 1 |  | Bracket kit. Tilted bracket kit. Busbar bracket kit. Cable hook pair
TBD | AUR-2S40-750-U8-RFS-ST | image | datasheet | deeplink | TUNGSRAM - Tungsram Auriso - 35800lm - 272W - 5000K - 70CRI - TBD[SKU] - Bracket. Y-cable | 3.06 | Bracket. Y-cable | LED | 1 | 272 | [8 empty] | CE | [6 empty] | 20 | 5000 | 752x250x80 |  | 220-240V |  | 5 | A++ | 80° | 3 | 70 |  | 5000 |  | 50000 | >=0.95 | 114000 |  |  | 131.6176 |  |  | 9 | U8 | 25 | max. 10% at 100.000 hrs |  | Available | 750/339 | Cx=0.3447;Cy=0.3553 | Class I | IK08 | IP20 | IP20 | 50 | 1480 | -25 | 1 | 272 | RAL9016 | 50-60Hz | Passive | LED | embedded sensor system | High Bay Rectangular | Tungsram Auriso | Indoor industrial |  | 24.4 | 35800 | Yes |  | risk group 1 |  | Bracket kit. Tilted bracket kit. Busbar bracket kit. Cable hook pair
TBD | AUR-2S40-740-U8-RFS-ST | image | datasheet | deeplink | TUNGSRAM - Tungsram Auriso - 35700lm - 272W - 4000K - 70CRI - TBD[SKU] - Bracket. Y-cable | 3.06 | Bracket. Y-cable | LED | 1 | 272 | [8 empty] | CE | [6 empty] | 20 | 4000 | 752x250x80 |  | 220-240V |  | 5 | A++ | 80° | 3 | 70 |  | 4000 |  | 50000 | >=0.95 | 114000 |  |  | 131.25 |  |  | 9 | U8 | 25 | max. 10% at 100.000 hrs |  | Available | 740/339 | Cx=0.4338;Cy=0.4030 | Class I | IK08 | IP20 | IP20 | 50 | 1480 | -25 | 1 | 272 | RAL9016 | 50-60Hz | Passive | LED | embedded sensor system | High Bay Rectangular | Tungsram Auriso | Indoor industrial |  | 24.4 | 35700 | Yes |  | risk group 1 |  | Bracket kit. Tilted bracket kit. Busbar bracket kit. Cable hook pair
TBD | AUR-2S40-730-U8-RFS-ST | image | datasheet | deeplink | TUNGSRAM - Tungsram Auriso - 34700lm - 272W - 3000K - 70CRI - TBD[SKU] - Bracket. Y-cable | 3.06 | Bracket. Y-cable | LED | 1 | 272 | [8 empty] | CE | [6 empty] | 20 | 3000 | 752x250x80 |  | 220-240V |  | 5 | A++ | 80° | 3 | 70 |  | 3000 |  | 50000 | >=0.95 | 114000 |  |  | 127.5735 |  |  | 9 | U8 | 25 | max. 10% at 100.000 hrs |  | Available | 730/339 | Cx=0.4338;Cy=0.4030 | Class I | IK08 | IP20 | IP20 | 50 | 1480 | -25 | 1 | 272 | RAL9016 | 50-60Hz | Passive | LED | embedded sensor system | High Bay Rectangular | Tungsram Auriso | Indoor industrial |  | 24.3 | 34700 | Yes |  | risk group 1 |  | Bracket kit. Tilted bracket kit. Busbar bracket kit. Cable hook pair
TBD | AUR-2S40-850-U6-RFS-ST | image | datasheet | deeplink | TUNGSRAM - Tungsram Auriso - 31800lm - 272W - 5000K - 80CRI - TBD[SKU] - Bracket. Y-cable | 3.06 | Bracket. Y-cable | LED | 1 | 272 | [8 empty] | CE | [6 empty] | 20 | 5000 | 752x250x80 |  | 220-240V |  | 5 | A++ | 65° | 3 | 80 |  | 5000 |  | 50000 | >=0.95 | 114000 |  |  | 116.9118 |  |  | 9 | U6 | 25 | max. 10% at 100.000 hrs |  | Available | 850/339 | Cx=0.3447;Cy=0.3553 | Class I | IK08 | IP50 | IP20 | 50 | 1480 | -25 | 1 | 272 | RAL9016 | 50-60Hz | Passive | LED | embedded sensor system | High Bay Rectangular | Tungsram Auriso | Indoor industrial |  | 22.8 | 31800 | Yes |  | risk group 1 |  | Bracket kit. Tilted bracket kit. Busbar bracket kit. Cable hook pair
TBD | AUR-2S40-840-U6-RFS-ST | image | datasheet | deeplink | TUNGSRAM - Tungsram Auriso - 31000lm - 272W - 4000K - 80CRI - TBD[SKU] - Bracket. Y-cable | 3.06 | Bracket. Y-cable | LED | 1 | 272 | [8 empty] | CE | [6 empty] | 20 | 4000 | 752x250x80 |  | 220-240V |  | 5 | A++ | 65° | 3 | 80 |  | 4000 |  | 50000 | >=0.95 | 114000 |  |  | 113.9706 |  |  | 9 | U6 | 25 | max. 10% at 100.000 hrs |  | Available | 840/339 | Cx=0.3818;Cy=0.3797 | Class I | IK08 | IP50 | IP20 | 50 | 1480 | -25 | 1 | 272 | RAL9016 | 50-60Hz | Passive | LED | embedded sensor system | High Bay Rectangular | Tungsram Auriso | Indoor industrial |  | 22.8 | 31000 | Yes |  | risk group 1 |  | Bracket kit. Tilted bracket kit. Busbar bracket kit. Cable hook pair
TBD | AUR-2S40-830-U6-RFS-ST | image | datasheet | deeplink | TUNGSRAM - Tungsram Auriso - 29200lm - 272W - 3000K - 80CRI - TBD[SKU] - Bracket. Y-cable | 3.06 | Bracket. Y-cable | LED | 1 | 272 | [8 empty] | CE | [6 empty] | 20 | 3000 | 752x250x80 |  | 220-240V |  | 5 | A++ | 65° | 3 | 80 |  | 3000 |  | 50000 | >=0.95 | 114000 |  |  | 107.3529 |  |  | 9 | U6 | 25 | max. 10% at 100.000 hrs |  | Available | 830/339 | Cx=0.4338;Cy=0.4030 | Class I | IK08 | IP50 | IP20 | 50 | 1480 | -25 | 1 | 272 | RAL9016 | 50-60Hz | Passive | LED | embedded sensor system | High Bay Rectangular | Tungsram Auriso | Indoor industrial |  | 22.7 | 29200 | Yes |  | risk group 1 |  | Bracket kit. Tilted bracket kit. Busbar bracket kit. Cable hook pair
TBD | AUR-2S40-750-U6-RFS-ST | image | datasheet | deeplink | TUNGSRAM - Tungsram Auriso - 32700lm - 272W - 5000K - 70CRI - TBD[SKU] - Bracket. Y-cable | 3.06 | Bracket. Y-cable | LED | 1 | 272 | [8 empty] | CE | [6 empty] | 20 | 5000 | 752x250x80 |  | 220-240V |  | 5 | A++ | 65° | 3 | 70 |  | 5000 |  | 50000 | >=0.95 | 114000 |  |  | 120.2206 |  |  | 9 | U6 | 25 | max. 10% at 100.000 hrs |  | Available | 750/339 | Cx=0.3447;Cy=0.3553 | Class I | IK08 | IP50 | IP20 | 50 | 1480 | -25 | 1 | 272 | RAL9016 | 50-60Hz | Passive | LED | embedded sensor system | High Bay Rectangular | Tungsram Auriso | Indoor industrial |  | 23.1 | 32700 | Yes |  | risk group 1 |  | Bracket kit. Tilted bracket kit. Busbar bracket kit. Cable hook pair
TBD | AUR-2S40-740-U6-RFS-ST | image | datasheet | deeplink | TUNGSRAM - Tungsram Auriso - 32600lm - 272W - 4000K - 70CRI - TBD[SKU] - Bracket. Y-cable | 3.06 | Bracket. Y-cable | LED | 1 | 272 | [8 empty] | CE | [6 empty] | 20 | 4000 | 752x250x80 |  | 220-240V |  | 5 | A++ | 65° | 3 | 70 |  | 4000 |  | 50000 | >=0.95 | 114000 |  |  | 119.8529 |  |  | 9 | U6 | 25 | max. 10% at 100.000 hrs |  | Available | 740/339 | Cx=0.4338;Cy=0.4030 | Class I | IK08 | IP50 | IP20 | 50 | 1480 | -25 | 1 | 272 | RAL9016 | 50-60Hz | Passive | LED | embedded sensor system | High Bay Rectangular | Tungsram Auriso | Indoor industrial |  | 23.1 | 32600 | Yes |  | risk group 1 |  | Bracket kit. Tilted bracket kit. Busbar bracket kit. Cable hook pair
TBD | AUR-2S40-730-U6-RFS-ST | image | datasheet | deeplink | TUNGSRAM - Tungsram Auriso - 31700lm - 272W - 3000K - 70CRI - TBD[SKU] - Bracket. Y-cable | 3.06 | Bracket. Y-cable | LED | 1 | 272 | [8 empty] | CE | [6 empty] | 20 | 3000 | 752x250x80 |  | 220-240V |  | 5 | A++ | 65° | 3 | 70 |  | 3000 |  | 50000 | >=0.95 | 114000 |  |  | 116.5441 |  |  | 9 | U6 | 25 | max. 10% at 100.000 hrs |  | Available | 730/339 | Cx=0.4338;Cy=0.4030 | Class I | IK08 | IP50 | IP20 | 50 | 1480 | -25 | 1 | 272 | RAL9016 | 50-60Hz | Passive | LED | embedded sensor system | High Bay Rectangular | Tungsram Auriso | Indoor industrial |  | 22.9 | 31700 | Yes |  | risk group 1 |  | Bracket kit. Tilted bracket kit. Busbar bracket kit. Cable hook pair
TBD | AUR-2S40-850-U4-RFS-ST | image | datasheet | deeplink | TUNGSRAM - Tungsram Auriso - 33200lm - 272W - 5000K - 80CRI - TBD[SKU] - Bracket. Y-cable | 3.06 | Bracket. Y-cable | LED | 1 | 272 | [8 empty] | CE | [6 empty] | 20 | 5000 | 752x250x80 |  | 220-240V |  | 5 | A++ | 45° | 3 | 80 |  | 5000 |  | 50000 | >=0.95 | 114000 |  |  | 122.0588 |  |  | 9 | U4 | 25 | max. 10% at 100.000 hrs |  | Available | 850/339 | Cx=0.3447;Cy=0.3553 | Class I | IK08 | IP50 | IP20 | 50 | 1480 | -25 | 1 | 272 | RAL9016 | 50-60Hz | Passive | LED | embedded sensor system | High Bay Rectangular | Tungsram Auriso | Indoor industrial |  | 22.1 | 33200 | Yes |  | risk group 1 |  | Bracket kit. Tilted bracket kit. Busbar bracket kit. Cable hook pair
TBD | AUR-2S40-840-U4-RFS-ST | image | datasheet | deeplink | TUNGSRAM - Tungsram Auriso - 32300lm - 272W - 4000K - 80CRI - TBD[SKU] - Bracket. Y-cable | 3.06 | Bracket. Y-cable | LED | 1 | 272 | [8 empty] | CE | [6 empty] | 20 | 4000 | 752x250x80 |  | 220-240V |  | 5 | A++ | 45° | 3 | 80 |  | 4000 |  | 50000 | >=0.95 | 114000 |  |  | 118.75 |  |  | 9 | U4 | 25 | max. 10% at 100.000 hrs |  | Available | 840/339 | Cx=0.3818;Cy=0.3797 | Class I | IK08 | IP50 | IP20 | 50 | 1480 | -25 | 1 | 272 | RAL9016 | 50-60Hz | Passive | LED | embedded sensor system | High Bay Rectangular | Tungsram Auriso | Indoor industrial |  | 22.1 | 32300 | Yes |  | risk group 1 |  | Bracket kit. Tilted bracket kit. Busbar bracket kit. Cable hook pair
TBD | AUR-2S40-830-U4-RFS-ST | image | datasheet | deeplink | TUNGSRAM - Tungsram Auriso - 30400lm - 272W - 3000K - 80CRI - TBD[SKU] - Bracket. Y-cable | 3.06 | Bracket. Y-cable | LED | 1 | 272 | [8 empty] | CE | [6 empty] | 20 | 3000 | 752x250x80 |  | 220-240V |  | 5 | A++ | 45° | 3 | 80 |  | 3000 |  | 50000 | >=0.95 | 114000 |  |  | 111.7647 |  |  | 9 | U4 | 25 | max. 10% at 100.000 hrs |  | Available | 830/339 | Cx=0.4338;Cy=0.4030 | Class I | IK08 | IP50 | IP20 | 50 | 1480 | -25 | 1 | 272 | RAL9016 | 50-60Hz | Passive | LED | embedded sensor system | High Bay Rectangular | Tungsram Auriso | Indoor industrial |  | 22 | 30400 | Yes |  | risk group 1 |  | Bracket kit. Tilted bracket kit. Busbar bracket kit. Cable hook pair
TBD | AUR-2S40-750-U4-RFS-ST | image | datasheet | deeplink | TUNGSRAM - Tungsram Auriso - 34100lm - 272W - 5000K - 70CRI - TBD[SKU] - Bracket. Y-cable | 3.06 | Bracket. Y-cable | LED | 1 | 272 | [8 empty] | CE | [6 empty] | 20 | 5000 | 752x250x80 |  | 220-240V |  | 5 | A++ | 45° | 3 | 70 |  | 5000 |  | 50000 | >=0.95 | 114000 |  |  | 125.3676 |  |  | 9 | U4 | 25 | max. 10% at 100.000 hrs |  | Available | 750/339 | Cx=0.3447;Cy=0.3553 | Class I | IK08 | IP50 | IP20 | 50 | 1480 | -25 | 1 | 272 | RAL9016 | 50-60Hz | Passive | LED | embedded sensor system | High Bay Rectangular | Tungsram Auriso | Indoor industrial |  | 22.4 | 34100 | Yes |  | risk group 1 |  | Bracket kit. Tilted bracket kit. Busbar bracket kit. Cable hook pair
TBD | AUR-2S40-740-U4-RFS-ST | image | datasheet | deeplink | TUNGSRAM - Tungsram Auriso - 34000lm - 272W - 4000K - 70CRI - TBD[SKU] - Bracket. Y-cable | 3.06 | Bracket. Y-cable | LED | 1 | 272 | [8 empty] | CE | [6 empty] | 20 | 4000 | 752x250x80 |  | 220-240V |  | 5 | A++ | 45° | 3 | 70 |  | 4000 |  | 50000 | >=0.95 | 114000 |  |  | 125 |  |  | 9 | U4 | 25 | max. 10% at 100.000 hrs |  | Available | 740/339 | Cx=0.4338;Cy=0.4030 | Class I | IK08 | IP50 | IP20 | 50 | 1480 | -25 | 1 | 272 | RAL9016 | 50-60Hz | Passive | LED | embedded sensor system | High Bay Rectangular | Tungsram Auriso | Indoor industrial |  | 22.4 | 34000 | Yes |  | risk group 1 |  | Bracket kit. Tilted bracket kit. Busbar bracket kit. Cable hook pair
TBD | AUR-2S40-730-U4-RFS-ST | image | datasheet | deeplink | TUNGSRAM - Tungsram Auriso - 33100lm - 272W - 3000K - 70CRI - TBD[SKU] - Bracket. Y-cable | 3.06 | Bracket. Y-cable | LED | 1 | 272 | [8 empty] | CE | [6 empty] | 20 | 3000 | 752x250x80 |  | 220-240V |  | 5 | A++ | 45° | 3 | 70 |  | 3000 |  | 50000 | >=0.95 | 114000 |  |  | 121.6912 |  |  | 9 | U4 | 25 | max. 10% at 100.000 hrs |  | Available | 730/339 | Cx=0.4338;Cy=0.4030 | Class I | IK08 | IP50 | IP20 | 50 | 1480 | -25 | 1 | 272 | RAL9016 | 50-60Hz | Passive | LED | embedded sensor system | High Bay Rectangular | Tungsram Auriso | Indoor industrial |  | 22.2 | 33100 | Yes |  | risk group 1 |  | Bracket kit. Tilted bracket kit. Busbar bracket kit. Cable hook pair
TBD | AUR-2S40-850-L9-RFS-ST | image | datasheet | deeplink | TUNGSRAM - Tungsram Auriso - 40300lm - 272W - 5000K - 80CRI - TBD[SKU] - Bracket. Y-cable | 3.06 | Bracket. Y-cable | LED | 1 | 272 | [8 empty] | CE | [6 empty] | 20 | 5000 | 752x250x80 |  | 220-240V |  | 5 | A++ | 90° | 3 | 80 |  | 5000 |  | 50000 | >=0.95 | 114000 |  |  | 148.1618 |  |  | 9 | L9 | 25 | max. 10% at 100.000 hrs |  | Available | 850/339 | Cx=0.3447;Cy=0.3553 | Class I | IK08 | IP50 | IP20 | 50 | 1480 | -25 | 1 | 272 | RAL9016 | 50-60Hz | Passive | LED | embedded sensor system | High Bay Rectangular | Tungsram Auriso | Indoor industrial |  | 24.6 | 40300 | Yes |  | risk group 1 |  | Bracket kit. Tilted bracket kit. Busbar bracket kit. Cable hook pair
TBD | AUR-2S40-840-L9-RFS-ST | image | datasheet | deeplink | TUNGSRAM - Tungsram Auriso - 39200lm - 272W - 4000K - 80CRI - TBD[SKU] - Bracket. Y-cable | 3.06 | Bracket. Y-cable | LED | 1 | 272 | [8 empty] | CE | [6 empty] | 20 | 4000 | 752x250x80 |  | 220-240V |  | 5 | A++ | 90° | 3 | 80 |  | 4000 |  | 50000 | >=0.95 | 114000 |  |  | 144.1176 |  |  | 9 | L9 | 25 | max. 10% at 100.000 hrs |  | Available | 840/339 | Cx=0.3818;Cy=0.3797 | Class I | IK08 | IP50 | IP20 | 50 | 1480 | -25 | 1 | 272 | RAL9016 | 50-60Hz | Passive | LED | embedded sensor system | High Bay Rectangular | Tungsram Auriso | Indoor industrial |  | 24.6 | 39200 | Yes |  | risk group 1 |  | Bracket kit. Tilted bracket kit. Busbar bracket kit. Cable hook pair
TBD | AUR-2S40-830-L9-RFS-ST | image | datasheet | deeplink | TUNGSRAM - Tungsram Auriso - 36900lm - 272W - 3000K - 80CRI - TBD[SKU] - Bracket. Y-cable | 3.06 | Bracket. Y-cable | LED | 1 | 272 | [8 empty] | CE | [6 empty] | 20 | 3000 | 752x250x80 |  | 220-240V |  | 5 | A++ | 90° | 3 | 80 |  | 3000 |  | 50000 | >=0.95 | 114000 |  |  | 135.6618 |  |  | 9 | L9 | 25 | max. 10% at 100.000 hrs |  | Available | 830/339 | Cx=0.4338;Cy=0.4030 | Class I | IK08 | IP50 | IP20 | 50 | 1480 | -25 | 1 | 272 | RAL9016 | 50-60Hz | Passive | LED | embedded sensor system | High Bay Rectangular | Tungsram Auriso | Indoor industrial |  | 24.4 | 36900 | Yes |  | risk group 1 |  | Bracket kit. Tilted bracket kit. Busbar bracket kit. Cable hook pair
TBD | AUR-2S40-750-L9-RFS-ST | image | datasheet | deeplink | TUNGSRAM - Tungsram Auriso - 41400lm - 272W - 5000K - 70CRI - TBD[SKU] - Bracket. Y-cable | 3.06 | Bracket. Y-cable | LED | 1 | 272 | [8 empty] | CE | [6 empty] | 20 | 5000 | 752x250x80 |  | 220-240V |  | 5 | A++ | 90° | 3 | 70 |  | 5000 |  | 50000 | >=0.95 | 114000 |  |  | 152.2059 |  |  | 9 | L9 | 25 | max. 10% at 100.000 hrs |  | Available | 750/339 | Cx=0.3447;Cy=0.3553 | Class I | IK08 | IP50 | IP20 | 50 | 1480 | -25 | 1 | 272 | RAL9016 | 50-60Hz | Passive | LED | embedded sensor system | High Bay Rectangular | Tungsram Auriso | Indoor industrial |  | 24.8 | 41400 | Yes |  | risk group 1 |  | Bracket kit. Tilted bracket kit. Busbar bracket kit. Cable hook pair
TBD | AUR-2S40-740-L9-RFS-ST | image | datasheet | deeplink | TUNGSRAM - Tungsram Auriso - 41300lm - 272W - 4000K - 70CRI - TBD[SKU] - Bracket. Y-cable | 3.06 | Bracket. Y-cable | LED | 1 | 272 | [8 empty] | CE | [6 empty] | 20 | 4000 | 752x250x80 |  | 220-240V |  | 5 | A++ | 90° | 3 | 70 |  | 4000 |  | 50000 | >=0.95 | 114000 |  |  | 151.8382 |  |  | 9 | L9 | 25 | max. 10% at 100.000 hrs |  | Available | 740/339 | Cx=0.4338;Cy=0.4030 | Class I | IK08 | IP50 | IP20 | 50 | 1480 | -25 | 1 | 272 | RAL9016 | 50-60Hz | Passive | LED | embedded sensor system | High Bay Rectangular | Tungsram Auriso | Indoor industrial |  | 24.8 | 41300 | Yes |  | risk group 1 |  | Bracket kit. Tilted bracket kit. Busbar bracket kit. Cable hook pair
TBD | AUR-2S40-730-L9-RFS-ST | image | datasheet | deeplink | TUNGSRAM - Tungsram Auriso - 40100lm - 272W - 3000K - 70CRI - TBD[SKU] - Bracket. Y-cable | 3.06 | Bracket. Y-cable | LED | 1 | 272 | [8 empty] | CE | [6 empty] | 20 | 3000 | 752x250x80 |  | 220-240V |  | 5 | A++ | 90° | 3 | 70 |  | 3000 |  | 50000 | >=0.95 | 114000 |  |  | 147.4265 |  |  | 9 | L9 | 25 | max. 10% at 100.000 hrs |  | Available | 730/339 | Cx=0.4338;Cy=0.4030 | Class I | IK08 | IP50 | IP20 | 50 | 1480 | -25 | 1 | 272 | RAL9016 | 50-60Hz | Passive | LED | embedded sensor system | High Bay Rectangular | Tungsram Auriso | Indoor industrial |  | 24.7 | 40100 | Yes |  | risk group 1 |  | Bracket kit. Tilted bracket kit. Busbar bracket kit. Cable hook pair
TBD | AUR-2S40-850-L6-RFS-ST | image | datasheet | deeplink | TUNGSRAM - Tungsram Auriso - 38700lm - 272W - 5000K - 80CRI - TBD[SKU] - Bracket. Y-cable | 3.06 | Bracket. Y-cable | LED | 1 | 272 | [8 empty] | CE | [6 empty] | 20 | 5000 | 752x250x80 |  | 220-240V |  | 5 | A++ | 70° | 3 | 80 |  | 5000 |  | 50000 | >=0.95 | 114000 |  |  | 142.2794 |  |  | 9 | L6 | 25 | max. 10% at 100.000 hrs |  | Available | 850/339 | Cx=0.3447;Cy=0.3553 | Class I | IK08 | IP50 | IP20 | 50 | 1480 | -25 | 1 | 272 | RAL9016 | 50-60Hz | Passive | LED | embedded sensor system | High Bay Rectangular | Tungsram Auriso | Indoor industrial |  | 23 | 38700 | Yes |  | risk group 1 |  | Bracket kit. Tilted bracket kit. Busbar bracket kit. Cable hook pair
TBD | AUR-2S40-840-L6-RFS-ST | image | datasheet | deeplink | TUNGSRAM - Tungsram Auriso - 37700lm - 272W - 4000K - 80CRI - TBD[SKU] - Bracket. Y-cable | 3.06 | Bracket. Y-cable | LED | 1 | 272 | [8 empty] | CE | [6 empty] | 20 | 4000 | 752x250x80 |  | 220-240V |  | 5 | A++ | 70° | 3 | 80 |  | 4000 |  | 50000 | >=0.95 | 114000 |  |  | 138.6029 |  |  | 9 | L6 | 25 | max. 10% at 100.000 hrs |  | Available | 840/339 | Cx=0.3818;Cy=0.3797 | Class I | IK08 | IP50 | IP20 | 50 | 1480 | -25 | 1 | 272 | RAL9016 | 50-60Hz | Passive | LED | embedded sensor system | High Bay Rectangular | Tungsram Auriso | Indoor industrial |  | 23 | 37700 | Yes |  | risk group 1 |  | Bracket kit. Tilted bracket kit. Busbar bracket kit. Cable hook pair
TBD | AUR-2S40-830-L6-RFS-ST | image | datasheet | deeplink | TUNGSRAM - Tungsram Auriso - 35500lm - 272W - 3000K - 80CRI - TBD[SKU] - Bracket. Y-cable | 3.06 | Bracket. Y-cable | LED | 1 | 272 | [8 empty] | CE | [6 empty] | 20 | 3000 | 752x250x80 |  | 220-240V |  | 5 | A++ | 70° | 3 | 80 |  | 3000 |  | 50000 | >=0.95 | 114000 |  |  | 130.5147 |  |  | 9 | L6 | 25 | max. 10% at 100.000 hrs |  | Available | 830/339 | Cx=0.4338;Cy=0.4030 | Class I | IK08 | IP50 | IP20 | 50 | 1480 | -25 | 1 | 272 | RAL9016 | 50-60Hz | Passive | LED | embedded sensor system | High Bay Rectangular | Tungsram Auriso | Indoor industrial |  | 22.9 | 35500 | Yes |  | risk group 1 |  | Bracket kit. Tilted bracket kit. Busbar bracket kit. Cable hook pair
TBD | AUR-2S40-750-L6-RFS-ST | image | datasheet | deeplink | TUNGSRAM - Tungsram Auriso - 39800lm - 272W - 5000K - 70CRI - TBD[SKU] - Bracket. Y-cable | 3.06 | Bracket. Y-cable | LED | 1 | 272 | [8 empty] | CE | [6 empty] | 20 | 5000 | 752x250x80 |  | 220-240V |  | 5 | A++ | 70° | 3 | 70 |  | 5000 |  | 50000 | >=0.95 | 114000 |  |  | 146.3235 |  |  | 9 | L6 | 25 | max. 10% at 100.000 hrs |  | Available | 750/339 | Cx=0.3447;Cy=0.3553 | Class I | IK08 | IP50 | IP20 | 50 | 1480 | -25 | 1 | 272 | RAL9016 | 50-60Hz | Passive | LED | embedded sensor system | High Bay Rectangular | Tungsram Auriso | Indoor industrial |  | 23.3 | 39800 | Yes |  | risk group 1 |  | Bracket kit. Tilted bracket kit. Busbar bracket kit. Cable hook pair
TBD | AUR-2S40-740-L6-RFS-ST | image | datasheet | deeplink | TUNGSRAM - Tungsram Auriso - 39700lm - 272W - 4000K - 70CRI - TBD[SKU] - Bracket. Y-cable | 3.06 | Bracket. Y-cable | LED | 1 | 272 | [8 empty] | CE | [6 empty] | 20 | 4000 | 752x250x80 |  | 220-240V |  | 5 | A++ | 70° | 3 | 70 |  | 4000 |  | 50000 | >=0.95 | 114000 |  |  | 145.9559 |  |  | 9 | L6 | 25 | max. 10% at 100.000 hrs |  | Available | 740/339 | Cx=0.4338;Cy=0.4030 | Class I | IK08 | IP50 | IP20 | 50 | 1480 | -25 | 1 | 272 | RAL9016 | 50-60Hz | Passive | LED | embedded sensor system | High Bay Rectangular | Tungsram Auriso | Indoor industrial |  | 23.3 | 39700 | Yes |  | risk group 1 |  | Bracket kit. Tilted bracket kit. Busbar bracket kit. Cable hook pair
TBD | AUR-2S40-730-L6-RFS-ST | image | datasheet | deeplink | TUNGSRAM - Tungsram Auriso - 38600lm - 272W - 3000K - 70CRI - TBD[SKU] - Bracket. Y-cable | 3.06 | Bracket. Y-cable | LED | 1 | 272 | [8 empty] | CE | [6 empty] | 20 | 3000 | 752x250x80 |  | 220-240V |  | 5 | A++ | 70° | 3 | 70 |  | 3000 |  | 50000 | >=0.95 | 114000 |  |  | 141.9118 |  |  | 9 | L6 | 25 | max. 10% at 100.000 hrs |  | Available | 730/339 | Cx=0.4338;Cy=0.4030 | Class I | IK08 | IP50 | IP20 | 50 | 1480 | -25 | 1 | 272 | RAL9016 | 50-60Hz | Passive | LED | embedded sensor system | High Bay Rectangular | Tungsram Auriso | Indoor industrial |  | 23.2 | 38600 | Yes |  | risk group 1 |  | Bracket kit. Tilted bracket kit. Busbar bracket kit. Cable hook pair
TBD | AUR-2S40-850-L3-RFS-ST | image | datasheet | deeplink | TUNGSRAM - Tungsram Auriso - 41100lm - 272W - 5000K - 80CRI - TBD[SKU] - Bracket. Y-cable | 3.06 | Bracket. Y-cable | LED | 1 | 272 | [8 empty] | CE | [6 empty] | 20 | 5000 | 752x250x80 |  | 220-240V |  | 5 | A++ | 35° | 3 | 80 |  | 5000 |  | 50000 | >=0.95 | 114000 |  |  | 151.1029 |  |  | 9 | L3 | 25 | max. 10% at 100.000 hrs |  | Available | 850/339 | Cx=0.3447;Cy=0.3553 | Class I | IK08 | IP50 | IP20 | 50 | 1480 | -25 | 1 | 272 | RAL9016 | 50-60Hz | Passive | LED | embedded sensor system | High Bay Rectangular | Tungsram Auriso | Indoor industrial |  | 18.6 | 41100 | Yes |  | risk group 1 |  | Bracket kit. Tilted bracket kit. Busbar bracket kit. Cable hook pair
TBD | AUR-2S40-840-L3-RFS-ST | image | datasheet | deeplink | TUNGSRAM - Tungsram Auriso - 40000lm - 272W - 4000K - 80CRI - TBD[SKU] - Bracket. Y-cable | 3.06 | Bracket. Y-cable | LED | 1 | 272 | [8 empty] | CE | [6 empty] | 20 | 4000 | 752x250x80 |  | 220-240V |  | 5 | A++ | 35° | 3 | 80 |  | 4000 |  | 50000 | >=0.95 | 114000 |  |  | 147.0588 |  |  | 9 | L3 | 25 | max. 10% at 100.000 hrs |  | Available | 840/339 | Cx=0.3818;Cy=0.3797 | Class I | IK08 | IP50 | IP20 | 50 | 1480 | -25 | 1 | 272 | RAL9016 | 50-60Hz | Passive | LED | embedded sensor system | High Bay Rectangular | Tungsram Auriso | Indoor industrial |  | 18.6 | 40000 | Yes |  | risk group 1 |  | Bracket kit. Tilted bracket kit. Busbar bracket kit. Cable hook pair
TBD | AUR-2S40-830-L3-RFS-ST | image | datasheet | deeplink | TUNGSRAM - Tungsram Auriso - 37700lm - 272W - 3000K - 80CRI - TBD[SKU] - Bracket. Y-cable | 3.06 | Bracket. Y-cable | LED | 1 | 272 | [8 empty] | CE | [6 empty] | 20 | 3000 | 752x250x80 |  | 220-240V |  | 5 | A++ | 35° | 3 | 80 |  | 3000 |  | 50000 | >=0.95 | 114000 |  |  | 138.6029 |  |  | 9 | L3 | 25 | max. 10% at 100.000 hrs |  | Available | 830/339 | Cx=0.4338;Cy=0.4030 | Class I | IK08 | IP50 | IP20 | 50 | 1480 | -25 | 1 | 272 | RAL9016 | 50-60Hz | Passive | LED | embedded sensor system | High Bay Rectangular | Tungsram Auriso | Indoor industrial |  | 18.5 | 37700 | Yes |  | risk group 1 |  | Bracket kit. Tilted bracket kit. Busbar bracket kit. Cable hook pair
TBD | AUR-2S40-750-L3-RFS-ST | image | datasheet | deeplink | TUNGSRAM - Tungsram Auriso - 42300lm - 272W - 5000K - 70CRI - TBD[SKU] - Bracket. Y-cable | 3.06 | Bracket. Y-cable | LED | 1 | 272 | [8 empty] | CE | [6 empty] | 20 | 5000 | 752x250x80 |  | 220-240V |  | 5 | A++ | 35° | 3 | 70 |  | 5000 |  | 50000 | >=0.95 | 114000 |  |  | 155.5147 |  |  | 9 | L3 | 25 | max. 10% at 100.000 hrs |  | Available | 750/339 | Cx=0.3447;Cy=0.3553 | Class I | IK08 | IP50 | IP20 | 50 | 1480 | -25 | 1 | 272 | RAL9016 | 50-60Hz | Passive | LED | embedded sensor system | High Bay Rectangular | Tungsram Auriso | Indoor industrial |  | 18.9 | 42300 | Yes |  | risk group 1 |  | Bracket kit. Tilted bracket kit. Busbar bracket kit. Cable hook pair
TBD | AUR-2S40-740-L3-RFS-ST | image | datasheet | deeplink | TUNGSRAM - Tungsram Auriso - 42100lm - 272W - 4000K - 70CRI - TBD[SKU] - Bracket. Y-cable | 3.06 | Bracket. Y-cable | LED | 1 | 272 | [8 empty] | CE | [6 empty] | 20 | 4000 | 752x250x80 |  | 220-240V |  | 5 | A++ | 35° | 3 | 70 |  | 4000 |  | 50000 | >=0.95 | 114000 |  |  | 154.7794 |  |  | 9 | L3 | 25 | max. 10% at 100.000 hrs |  | Available | 740/339 | Cx=0.4338;Cy=0.4030 | Class I | IK08 | IP50 | IP20 | 50 | 1480 | -25 | 1 | 272 | RAL9016 | 50-60Hz | Passive | LED | embedded sensor system | High Bay Rectangular | Tungsram Auriso | Indoor industrial |  | 18.9 | 42100 | Yes |  | risk group 1 |  | Bracket kit. Tilted bracket kit. Busbar bracket kit. Cable hook pair
TBD | AUR-2S40-730-L3-RFS-ST | image | datasheet | deeplink | TUNGSRAM - Tungsram Auriso - 41000lm - 272W - 3000K - 70CRI - TBD[SKU] - Bracket. Y-cable | 3.06 | Bracket. Y-cable | LED | 1 | 272 | [8 empty] | CE | [6 empty] | 20 | 3000 | 752x250x80 |  | 220-240V |  | 5 | A++ | 35° | 3 | 70 |  | 3000 |  | 50000 | >=0.95 | 114000 |  |  | 150.7353 |  |  | 9 | L3 | 25 | max. 10% at 100.000 hrs |  | Available | 730/339 | Cx=0.4338;Cy=0.4030 | Class I | IK08 | IP50 | IP20 | 50 | 1480 | -25 | 1 | 272 | RAL9016 | 50-60Hz | Passive | LED | embedded sensor system | High Bay Rectangular | Tungsram Auriso | Indoor industrial |  | 18.8 | 41000 | Yes |  | risk group 1 |  | Bracket kit. Tilted bracket kit. Busbar bracket kit. Cable hook pair
TBD | AUR-2S40-850-D1-RFS-ST | image | datasheet | deeplink | TUNGSRAM - Tungsram Auriso - 35100lm - 272W - 5000K - 80CRI - TBD[SKU] - Bracket. Y-cable | 3.06 | Bracket. Y-cable | LED | 1 | 272 | [8 empty] | CE | [6 empty] | 20 | 5000 | 752x250x80 |  | 220-240V |  | 5 | A++ | 100° | 3 | 80 |  | 5000 |  | 50000 | >=0.95 | 114000 |  |  | 129.0441 |  |  | 9 | D1 | 25 | max. 10% at 100.000 hrs |  | Available | 850/339 | Cx=0.3447;Cy=0.3553 | Class I | IK08 | IP20 | IP20 | 50 | 1480 | -25 | 1 | 272 | RAL9016 | 50-60Hz | Passive | LED | embedded sensor system | High Bay Rectangular | Tungsram Auriso | Indoor industrial |  | 26.9 | 35100 | Yes |  | risk group 1 |  | Bracket kit. Tilted bracket kit. Busbar bracket kit. Cable hook pair
TBD | AUR-2S40-840-D1-RFS-ST | image | datasheet | deeplink | TUNGSRAM - Tungsram Auriso - 34200lm - 272W - 4000K - 80CRI - TBD[SKU] - Bracket. Y-cable | 3.06 | Bracket. Y-cable | LED | 1 | 272 | [8 empty] | CE | [6 empty] | 20 | 4000 | 752x250x80 |  | 220-240V |  | 5 | A++ | 100° | 3 | 80 |  | 4000 |  | 50000 | >=0.95 | 114000 |  |  | 125.7353 |  |  | 9 | D1 | 25 | max. 10% at 100.000 hrs |  | Available | 840/339 | Cx=0.3818;Cy=0.3797 | Class I | IK08 | IP20 | IP20 | 50 | 1480 | -25 | 1 | 272 | RAL9016 | 50-60Hz | Passive | LED | embedded sensor system | High Bay Rectangular | Tungsram Auriso | Indoor industrial |  | 26.9 | 34200 | Yes |  | risk group 1 |  | Bracket kit. Tilted bracket kit. Busbar bracket kit. Cable hook pair
TBD | AUR-2S40-830-D1-RFS-ST | image | datasheet | deeplink | TUNGSRAM - Tungsram Auriso - 32200lm - 272W - 3000K - 80CRI - TBD[SKU] - Bracket. Y-cable | 3.06 | Bracket. Y-cable | LED | 1 | 272 | [8 empty] | CE | [6 empty] | 20 | 3000 | 752x250x80 |  | 220-240V |  | 5 | A++ | 100° | 3 | 80 |  | 3000 |  | 50000 | >=0.95 | 114000 |  |  | 118.3824 |  |  | 9 | D1 | 25 | max. 10% at 100.000 hrs |  | Available | 830/339 | Cx=0.4338;Cy=0.4030 | Class I | IK08 | IP20 | IP20 | 50 | 1480 | -25 | 1 | 272 | RAL9016 | 50-60Hz | Passive | LED | embedded sensor system | High Bay Rectangular | Tungsram Auriso | Indoor industrial |  | 26.8 | 32200 | Yes |  | risk group 1 |  | Bracket kit. Tilted bracket kit. Busbar bracket kit. Cable hook pair
TBD | AUR-2S40-750-D1-RFS-ST | image | datasheet | deeplink | TUNGSRAM - Tungsram Auriso - 36100lm - 272W - 5000K - 70CRI - TBD[SKU] - Bracket. Y-cable | 3.06 | Bracket. Y-cable | LED | 1 | 272 | [8 empty] | CE | [6 empty] | 20 | 5000 | 752x250x80 |  | 220-240V |  | 5 | A++ | 100° | 3 | 70 |  | 5000 |  | 50000 | >=0.95 | 114000 |  |  | 132.7206 |  |  | 9 | D1 | 25 | max. 10% at 100.000 hrs |  | Available | 750/339 | Cx=0.3447;Cy=0.3553 | Class I | IK08 | IP20 | IP20 | 50 | 1480 | -25 | 1 | 272 | RAL9016 | 50-60Hz | Passive | LED | embedded sensor system | High Bay Rectangular | Tungsram Auriso | Indoor industrial |  | 27.2 | 36100 | Yes |  | risk group 1 |  | Bracket kit. Tilted bracket kit. Busbar bracket kit. Cable hook pair
TBD | AUR-2S40-740-D1-RFS-ST | image | datasheet | deeplink | TUNGSRAM - Tungsram Auriso - 36000lm - 272W - 4000K - 70CRI - TBD[SKU] - Bracket. Y-cable | 3.06 | Bracket. Y-cable | LED | 1 | 272 | [8 empty] | CE | [6 empty] | 20 | 4000 | 752x250x80 |  | 220-240V |  | 5 | A++ | 100° | 3 | 70 |  | 4000 |  | 50000 | >=0.95 | 114000 |  |  | 132.3529 |  |  | 9 | D1 | 25 | max. 10% at 100.000 hrs |  | Available | 740/339 | Cx=0.4338;Cy=0.4030 | Class I | IK08 | IP20 | IP20 | 50 | 1480 | -25 | 1 | 272 | RAL9016 | 50-60Hz | Passive | LED | embedded sensor system | High Bay Rectangular | Tungsram Auriso | Indoor industrial |  | 27.2 | 36000 | Yes |  | risk group 1 |  | Bracket kit. Tilted bracket kit. Busbar bracket kit. Cable hook pair
TBD | AUR-2S40-730-D1-RFS-ST | image | datasheet | deeplink | TUNGSRAM - Tungsram Auriso - 35000lm - 272W - 3000K - 70CRI - TBD[SKU] - Bracket. Y-cable | 3.06 | Bracket. Y-cable | LED | 1 | 272 | [8 empty] | CE | [6 empty] | 20 | 3000 | 752x250x80 |  | 220-240V |  | 5 | A++ | 100° | 3 | 70 |  | 3000 |  | 50000 | >=0.95 | 114000 |  |  | 128.6765 |  |  | 9 | D1 | 25 | max. 10% at 100.000 hrs |  | Available | 730/339 | Cx=0.4338;Cy=0.4030 | Class I | IK08 | IP20 | IP20 | 50 | 1480 | -25 | 1 | 272 | RAL9016 | 50-60Hz | Passive | LED | embedded sensor system | High Bay Rectangular | Tungsram Auriso | Indoor industrial |  | 27 | 35000 | Yes |  | risk group 1 |  | Bracket kit. Tilted bracket kit. Busbar bracket kit. Cable hook pair
TBD | AUR-2S40-850-C1-RFS-ST | image | datasheet | deeplink | TUNGSRAM - Tungsram Auriso - 39000lm - 272W - 5000K - 80CRI - TBD[SKU] - Bracket. Y-cable | 3.06 | Bracket. Y-cable | LED | 1 | 272 | [8 empty] | CE | [6 empty] | 20 | 5000 | 752x250x80 |  | 220-240V |  | 5 | A++ | 110° | 3 | 80 |  | 5000 |  | 50000 | >=0.95 | 114000 |  |  | 143.3824 |  |  | 9 | C1 | 25 | max. 10% at 100.000 hrs |  | Available | 850/339 | Cx=0.3447;Cy=0.3553 | Class I | IK08 | IP20 | IP20 | 50 | 1480 | -25 | 1 | 272 | RAL9016 | 50-60Hz | Passive | LED | embedded sensor system | High Bay Rectangular | Tungsram Auriso | Indoor industrial |  | 26.7 | 39000 | Yes |  | risk group 1 |  | Bracket kit. Tilted bracket kit. Busbar bracket kit. Cable hook pair
TBD | AUR-2S40-840-C1-RFS-ST | image | datasheet | deeplink | TUNGSRAM - Tungsram Auriso - 38000lm - 272W - 4000K - 80CRI - TBD[SKU] - Bracket. Y-cable | 3.06 | Bracket. Y-cable | LED | 1 | 272 | [8 empty] | CE | [6 empty] | 20 | 4000 | 752x250x80 |  | 220-240V |  | 5 | A++ | 110° | 3 | 80 |  | 4000 |  | 50000 | >=0.95 | 114000 |  |  | 139.7059 |  |  | 9 | C1 | 25 | max. 10% at 100.000 hrs |  | Available | 840/339 | Cx=0.3818;Cy=0.3797 | Class I | IK08 | IP20 | IP20 | 50 | 1480 | -25 | 1 | 272 | RAL9016 | 50-60Hz | Passive | LED | embedded sensor system | High Bay Rectangular | Tungsram Auriso | Indoor industrial |  | 26.7 | 38000 | Yes |  | risk group 1 |  | Bracket kit. Tilted bracket kit. Busbar bracket kit. Cable hook pair
TBD | AUR-2S40-830-C1-RFS-ST | image | datasheet | deeplink | TUNGSRAM - Tungsram Auriso - 35800lm - 272W - 3000K - 80CRI - TBD[SKU] - Bracket. Y-cable | 3.06 | Bracket. Y-cable | LED | 1 | 272 | [8 empty] | CE | [6 empty] | 20 | 3000 | 752x250x80 |  | 220-240V |  | 5 | A++ | 110° | 3 | 80 |  | 3000 |  | 50000 | >=0.95 | 114000 |  |  | 131.6176 |  |  | 9 | C1 | 25 | max. 10% at 100.000 hrs |  | Available | 830/339 | Cx=0.4338;Cy=0.4030 | Class I | IK08 | IP20 | IP20 | 50 | 1480 | -25 | 1 | 272 | RAL9016 | 50-60Hz | Passive | LED | embedded sensor system | High Bay Rectangular | Tungsram Auriso | Indoor industrial |  | 26.6 | 35800 | Yes |  | risk group 1 |  | Bracket kit. Tilted bracket kit. Busbar bracket kit. Cable hook pair
TBD | AUR-2S40-750-C1-RFS-ST | image | datasheet | deeplink | TUNGSRAM - Tungsram Auriso - 40100lm - 272W - 5000K - 70CRI - TBD[SKU] - Bracket. Y-cable | 3.06 | Bracket. Y-cable | LED | 1 | 272 | [8 empty] | CE | [6 empty] | 20 | 5000 | 752x250x80 |  | 220-240V |  | 5 | A++ | 110° | 3 | 70 |  | 5000 |  | 50000 | >=0.95 | 114000 |  |  | 147.4265 |  |  | 9 | C1 | 25 | max. 10% at 100.000 hrs |  | Available | 750/339 | Cx=0.3447;Cy=0.3553 | Class I | IK08 | IP20 | IP20 | 50 | 1480 | -25 | 1 | 272 | RAL9016 | 50-60Hz | Passive | LED | embedded sensor system | High Bay Rectangular | Tungsram Auriso | Indoor industrial |  | 27 | 40100 | Yes |  | risk group 1 |  | Bracket kit. Tilted bracket kit. Busbar bracket kit. Cable hook pair
TBD | AUR-2S40-740-C1-RFS-ST | image | datasheet | deeplink | TUNGSRAM - Tungsram Auriso - 40000lm - 272W - 4000K - 70CRI - TBD[SKU] - Bracket. Y-cable | 3.06 | Bracket. Y-cable | LED | 1 | 272 | [8 empty] | CE | [6 empty] | 20 | 4000 | 752x250x80 |  | 220-240V |  | 5 | A++ | 110° | 3 | 70 |  | 4000 |  | 50000 | >=0.95 | 114000 |  |  | 147.0588 |  |  | 9 | C1 | 25 | max. 10% at 100.000 hrs |  | Available | 740/339 | Cx=0.4338;Cy=0.4030 | Class I | IK08 | IP20 | IP20 | 50 | 1480 | -25 | 1 | 272 | RAL9016 | 50-60Hz | Passive | LED | embedded sensor system | High Bay Rectangular | Tungsram Auriso | Indoor industrial |  | 27 | 40000 | Yes |  | risk group 1 |  | Bracket kit. Tilted bracket kit. Busbar bracket kit. Cable hook pair
TBD | AUR-2S40-730-C1-RFS-ST | image | datasheet | deeplink | TUNGSRAM - Tungsram Auriso - 38900lm - 272W - 3000K - 70CRI - TBD[SKU] - Bracket. Y-cable | 3.06 | Bracket. Y-cable | LED | 1 | 272 | [8 empty] | CE | [6 empty] | 20 | 3000 | 752x250x80 |  | 220-240V |  | 5 | A++ | 110° | 3 | 70 |  | 3000 |  | 50000 | >=0.95 | 114000 |  |  | 143.0147 |  |  | 9 | C1 | 25 | max. 10% at 100.000 hrs |  | Available | 730/339 | Cx=0.4338;Cy=0.4030 | Class I | IK08 | IP20 | IP20 | 50 | 1480 | -25 | 1 | 272 | RAL9016 | 50-60Hz | Passive | LED | embedded sensor system | High Bay Rectangular | Tungsram Auriso | Indoor industrial |  | 26.9 | 38900 | Yes |  | risk group 1 |  | Bracket kit. Tilted bracket kit. Busbar bracket kit. Cable hook pair
TBD | AUR-2S35-850-U8-RFS-ST | image | datasheet | deeplink | TUNGSRAM - Tungsram Auriso - 30300lm - 225W - 5000K - 80CRI - TBD[SKU] - Bracket. Y-cable | 3.06 | Bracket. Y-cable | LED | 1 | 225 | [8 empty] | CE | [6 empty] | 20 | 5000 | 752x250x80 |  | 220-240V |  | 5 | A++ | 80° | 3 | 80 |  | 5000 |  | 50000 | >=0.95 | 114000 |  |  | 134.6667 |  |  | 9 | U8 | 25 | max. 10% at 100.000 hrs |  | Available | 850/339 | Cx=0.3447;Cy=0.3553 | Class I | IK08 | IP20 | IP20 | 50 | 1230 | -25 | 1 | 225 | RAL9016 | 50-60Hz | Passive | LED | embedded sensor system | High Bay Rectangular | Tungsram Auriso | Indoor industrial |  | 23.7 | 30300 | Yes |  | risk group 1 |  | Bracket kit. Tilted bracket kit. Busbar bracket kit. Cable hook pair
TBD | AUR-2S35-840-U8-RFS-ST | image | datasheet | deeplink | TUNGSRAM - Tungsram Auriso - 29500lm - 225W - 4000K - 80CRI - TBD[SKU] - Bracket. Y-cable | 3.06 | Bracket. Y-cable | LED | 1 | 225 | [8 empty] | CE | [6 empty] | 20 | 4000 | 752x250x80 |  | 220-240V |  | 5 | A++ | 80° | 3 | 80 |  | 4000 |  | 50000 | >=0.95 | 114000 |  |  | 131.1111 |  |  | 9 | U8 | 25 | max. 10% at 100.000 hrs |  | Available | 840/339 | Cx=0.3818;Cy=0.3797 | Class I | IK08 | IP20 | IP20 | 50 | 1230 | -25 | 1 | 225 | RAL9016 | 50-60Hz | Passive | LED | embedded sensor system | High Bay Rectangular | Tungsram Auriso | Indoor industrial |  | 23.7 | 29500 | Yes |  | risk group 1 |  | Bracket kit. Tilted bracket kit. Busbar bracket kit. Cable hook pair
TBD | AUR-2S35-830-U8-RFS-ST | image | datasheet | deeplink | TUNGSRAM - Tungsram Auriso - 27800lm - 225W - 3000K - 80CRI - TBD[SKU] - Bracket. Y-cable | 3.06 | Bracket. Y-cable | LED | 1 | 225 | [8 empty] | CE | [6 empty] | 20 | 3000 | 752x250x80 |  | 220-240V |  | 5 | A++ | 80° | 3 | 80 |  | 3000 |  | 50000 | >=0.95 | 114000 |  |  | 123.5556 |  |  | 9 | U8 | 25 | max. 10% at 100.000 hrs |  | Available | 830/339 | Cx=0.4338;Cy=0.4030 | Class I | IK08 | IP20 | IP20 | 50 | 1230 | -25 | 1 | 225 | RAL9016 | 50-60Hz | Passive | LED | embedded sensor system | High Bay Rectangular | Tungsram Auriso | Indoor industrial |  | 23.5 | 27800 | Yes |  | risk group 1 |  | Bracket kit. Tilted bracket kit. Busbar bracket kit. Cable hook pair
TBD | AUR-2S35-750-U8-RFS-ST | image | datasheet | deeplink | TUNGSRAM - Tungsram Auriso - 31200lm - 225W - 5000K - 70CRI - TBD[SKU] - Bracket. Y-cable | 3.06 | Bracket. Y-cable | LED | 1 | 225 | [8 empty] | CE | [6 empty] | 20 | 5000 | 752x250x80 |  | 220-240V |  | 5 | A++ | 80° | 3 | 70 |  | 5000 |  | 50000 | >=0.95 | 114000 |  |  | 138.6667 |  |  | 9 | U8 | 25 | max. 10% at 100.000 hrs |  | Available | 750/339 | Cx=0.3447;Cy=0.3553 | Class I | IK08 | IP20 | IP20 | 50 | 1230 | -25 | 1 | 225 | RAL9016 | 50-60Hz | Passive | LED | embedded sensor system | High Bay Rectangular | Tungsram Auriso | Indoor industrial |  | 23.9 | 31200 | Yes |  | risk group 1 |  | Bracket kit. Tilted bracket kit. Busbar bracket kit. Cable hook pair
TBD | AUR-2S35-740-U8-RFS-ST | image | datasheet | deeplink | TUNGSRAM - Tungsram Auriso - 31100lm - 225W - 4000K - 70CRI - TBD[SKU] - Bracket. Y-cable | 3.06 | Bracket. Y-cable | LED | 1 | 225 | [8 empty] | CE | [6 empty] | 20 | 4000 | 752x250x80 |  | 220-240V |  | 5 | A++ | 80° | 3 | 70 |  | 4000 |  | 50000 | >=0.95 | 114000 |  |  | 138.2222 |  |  | 9 | U8 | 25 | max. 10% at 100.000 hrs |  | Available | 740/339 | Cx=0.4338;Cy=0.4030 | Class I | IK08 | IP20 | IP20 | 50 | 1230 | -25 | 1 | 225 | RAL9016 | 50-60Hz | Passive | LED | embedded sensor system | High Bay Rectangular | Tungsram Auriso | Indoor industrial |  | 23.9 | 31100 | Yes |  | risk group 1 |  | Bracket kit. Tilted bracket kit. Busbar bracket kit. Cable hook pair
TBD | AUR-2S35-730-U8-RFS-ST | image | datasheet | deeplink | TUNGSRAM - Tungsram Auriso - 30200lm - 225W - 3000K - 70CRI - TBD[SKU] - Bracket. Y-cable | 3.06 | Bracket. Y-cable | LED | 1 | 225 | [8 empty] | CE | [6 empty] | 20 | 3000 | 752x250x80 |  | 220-240V |  | 5 | A++ | 80° | 3 | 70 |  | 3000 |  | 50000 | >=0.95 | 114000 |  |  | 134.2222 |  |  | 9 | U8 | 25 | max. 10% at 100.000 hrs |  | Available | 730/339 | Cx=0.4338;Cy=0.4030 | Class I | IK08 | IP20 | IP20 | 50 | 1230 | -25 | 1 | 225 | RAL9016 | 50-60Hz | Passive | LED | embedded sensor system | High Bay Rectangular | Tungsram Auriso | Indoor industrial |  | 23.8 | 30200 | Yes |  | risk group 1 |  | Bracket kit. Tilted bracket kit. Busbar bracket kit. Cable hook pair
TBD | AUR-2S35-850-U6-RFS-ST | image | datasheet | deeplink | TUNGSRAM - Tungsram Auriso - 27700lm - 225W - 5000K - 80CRI - TBD[SKU] - Bracket. Y-cable | 3.06 | Bracket. Y-cable | LED | 1 | 225 | [8 empty] | CE | [6 empty] | 20 | 5000 | 752x250x80 |  | 220-240V |  | 5 | A++ | 65° | 3 | 80 |  | 5000 |  | 50000 | >=0.95 | 114000 |  |  | 123.1111 |  |  | 9 | U6 | 25 | max. 10% at 100.000 hrs |  | Available | 850/339 | Cx=0.3447;Cy=0.3553 | Class I | IK08 | IP50 | IP20 | 50 | 1230 | -25 | 1 | 225 | RAL9016 | 50-60Hz | Passive | LED | embedded sensor system | High Bay Rectangular | Tungsram Auriso | Indoor industrial |  | 22.3 | 27700 | Yes |  | risk group 1 |  | Bracket kit. Tilted bracket kit. Busbar bracket kit. Cable hook pair
TBD | AUR-2S35-840-U6-RFS-ST | image | datasheet | deeplink | TUNGSRAM - Tungsram Auriso - 27000lm - 225W - 4000K - 80CRI - TBD[SKU] - Bracket. Y-cable | 3.06 | Bracket. Y-cable | LED | 1 | 225 | [8 empty] | CE | [6 empty] | 20 | 4000 | 752x250x80 |  | 220-240V |  | 5 | A++ | 65° | 3 | 80 |  | 4000 |  | 50000 | >=0.95 | 114000 |  |  | 120 |  |  | 9 | U6 | 25 | max. 10% at 100.000 hrs |  | Available | 840/339 | Cx=0.3818;Cy=0.3797 | Class I | IK08 | IP50 | IP20 | 50 | 1230 | -25 | 1 | 225 | RAL9016 | 50-60Hz | Passive | LED | embedded sensor system | High Bay Rectangular | Tungsram Auriso | Indoor industrial |  | 22.3 | 27000 | Yes |  | risk group 1 |  | Bracket kit. Tilted bracket kit. Busbar bracket kit. Cable hook pair
TBD | AUR-2S35-830-U6-RFS-ST | image | datasheet | deeplink | TUNGSRAM - Tungsram Auriso - 25400lm - 225W - 3000K - 80CRI - TBD[SKU] - Bracket. Y-cable | 3.06 | Bracket. Y-cable | LED | 1 | 225 | [8 empty] | CE | [6 empty] | 20 | 3000 | 752x250x80 |  | 220-240V |  | 5 | A++ | 65° | 3 | 80 |  | 3000 |  | 50000 | >=0.95 | 114000 |  |  | 112.8889 |  |  | 9 | U6 | 25 | max. 10% at 100.000 hrs |  | Available | 830/339 | Cx=0.4338;Cy=0.4030 | Class I | IK08 | IP50 | IP20 | 50 | 1230 | -25 | 1 | 225 | RAL9016 | 50-60Hz | Passive | LED | embedded sensor system | High Bay Rectangular | Tungsram Auriso | Indoor industrial |  | 22.2 | 25400 | Yes |  | risk group 1 |  | Bracket kit. Tilted bracket kit. Busbar bracket kit. Cable hook pair
TBD | AUR-2S35-750-U6-RFS-ST | image | datasheet | deeplink | TUNGSRAM - Tungsram Auriso - 28500lm - 225W - 5000K - 70CRI - TBD[SKU] - Bracket. Y-cable | 3.06 | Bracket. Y-cable | LED | 1 | 225 | [8 empty] | CE | [6 empty] | 20 | 5000 | 752x250x80 |  | 220-240V |  | 5 | A++ | 65° | 3 | 70 |  | 5000 |  | 50000 | >=0.95 | 114000 |  |  | 126.6667 |  |  | 9 | U6 | 25 | max. 10% at 100.000 hrs |  | Available | 750/339 | Cx=0.3447;Cy=0.3553 | Class I | IK08 | IP50 | IP20 | 50 | 1230 | -25 | 1 | 225 | RAL9016 | 50-60Hz | Passive | LED | embedded sensor system | High Bay Rectangular | Tungsram Auriso | Indoor industrial |  | 22.6 | 28500 | Yes |  | risk group 1 |  | Bracket kit. Tilted bracket kit. Busbar bracket kit. Cable hook pair
TBD | AUR-2S35-740-U6-RFS-ST | image | datasheet | deeplink | TUNGSRAM - Tungsram Auriso - 28400lm - 225W - 4000K - 70CRI - TBD[SKU] - Bracket. Y-cable | 3.06 | Bracket. Y-cable | LED | 1 | 225 | [8 empty] | CE | [6 empty] | 20 | 4000 | 752x250x80 |  | 220-240V |  | 5 | A++ | 65° | 3 | 70 |  | 4000 |  | 50000 | >=0.95 | 114000 |  |  | 126.2222 |  |  | 9 | U6 | 25 | max. 10% at 100.000 hrs |  | Available | 740/339 | Cx=0.4338;Cy=0.4030 | Class I | IK08 | IP50 | IP20 | 50 | 1230 | -25 | 1 | 225 | RAL9016 | 50-60Hz | Passive | LED | embedded sensor system | High Bay Rectangular | Tungsram Auriso | Indoor industrial |  | 22.6 | 28400 | Yes |  | risk group 1 |  | Bracket kit. Tilted bracket kit. Busbar bracket kit. Cable hook pair
TBD | AUR-2S35-730-U6-RFS-ST | image | datasheet | deeplink | TUNGSRAM - Tungsram Auriso - 27600lm - 225W - 3000K - 70CRI - TBD[SKU] - Bracket. Y-cable | 3.06 | Bracket. Y-cable | LED | 1 | 225 | [8 empty] | CE | [6 empty] | 20 | 3000 | 752x250x80 |  | 220-240V |  | 5 | A++ | 65° | 3 | 70 |  | 3000 |  | 50000 | >=0.95 | 114000 |  |  | 122.6667 |  |  | 9 | U6 | 25 | max. 10% at 100.000 hrs |  | Available | 730/339 | Cx=0.4338;Cy=0.4030 | Class I | IK08 | IP50 | IP20 | 50 | 1230 | -25 | 1 | 225 | RAL9016 | 50-60Hz | Passive | LED | embedded sensor system | High Bay Rectangular | Tungsram Auriso | Indoor industrial |  | 22.5 | 27600 | Yes |  | risk group 1 |  | Bracket kit. Tilted bracket kit. Busbar bracket kit. Cable hook pair
TBD | AUR-2S35-850-U4-RFS-ST | image | datasheet | deeplink | TUNGSRAM - Tungsram Auriso - 28900lm - 225W - 5000K - 80CRI - TBD[SKU] - Bracket. Y-cable | 3.06 | Bracket. Y-cable | LED | 1 | 225 | [8 empty] | CE | [6 empty] | 20 | 5000 | 752x250x80 |  | 220-240V |  | 5 | A++ | 45° | 3 | 80 |  | 5000 |  | 50000 | >=0.95 | 114000 |  |  | 128.4444 |  |  | 9 | U4 | 25 | max. 10% at 100.000 hrs |  | Available | 850/339 | Cx=0.3447;Cy=0.3553 | Class I | IK08 | IP50 | IP20 | 50 | 1230 | -25 | 1 | 225 | RAL9016 | 50-60Hz | Passive | LED | embedded sensor system | High Bay Rectangular | Tungsram Auriso | Indoor industrial |  | 21.6 | 28900 | Yes |  | risk group 1 |  | Bracket kit. Tilted bracket kit. Busbar bracket kit. Cable hook pair
TBD | AUR-2S35-840-U4-RFS-ST | image | datasheet | deeplink | TUNGSRAM - Tungsram Auriso - 28100lm - 225W - 4000K - 80CRI - TBD[SKU] - Bracket. Y-cable | 3.06 | Bracket. Y-cable | LED | 1 | 225 | [8 empty] | CE | [6 empty] | 20 | 4000 | 752x250x80 |  | 220-240V |  | 5 | A++ | 45° | 3 | 80 |  | 4000 |  | 50000 | >=0.95 | 114000 |  |  | 124.8889 |  |  | 9 | U4 | 25 | max. 10% at 100.000 hrs |  | Available | 840/339 | Cx=0.3818;Cy=0.3797 | Class I | IK08 | IP50 | IP20 | 50 | 1230 | -25 | 1 | 225 | RAL9016 | 50-60Hz | Passive | LED | embedded sensor system | High Bay Rectangular | Tungsram Auriso | Indoor industrial |  | 21.6 | 28100 | Yes |  | risk group 1 |  | Bracket kit. Tilted bracket kit. Busbar bracket kit. Cable hook pair
TBD | AUR-2S35-830-U4-RFS-ST | image | datasheet | deeplink | TUNGSRAM - Tungsram Auriso - 26500lm - 225W - 3000K - 80CRI - TBD[SKU] - Bracket. Y-cable | 3.06 | Bracket. Y-cable | LED | 1 | 225 | [8 empty] | CE | [6 empty] | 20 | 3000 | 752x250x80 |  | 220-240V |  | 5 | A++ | 45° | 3 | 80 |  | 3000 |  | 50000 | >=0.95 | 114000 |  |  | 117.7778 |  |  | 9 | U4 | 25 | max. 10% at 100.000 hrs |  | Available | 830/339 | Cx=0.4338;Cy=0.4030 | Class I | IK08 | IP50 | IP20 | 50 | 1230 | -25 | 1 | 225 | RAL9016 | 50-60Hz | Passive | LED | embedded sensor system | High Bay Rectangular | Tungsram Auriso | Indoor industrial |  | 21.5 | 26500 | Yes |  | risk group 1 |  | Bracket kit. Tilted bracket kit. Busbar bracket kit. Cable hook pair
TBD | AUR-2S35-750-U4-RFS-ST | image | datasheet | deeplink | TUNGSRAM - Tungsram Auriso - 29700lm - 225W - 5000K - 70CRI - TBD[SKU] - Bracket. Y-cable | 3.06 | Bracket. Y-cable | LED | 1 | 225 | [8 empty] | CE | [6 empty] | 20 | 5000 | 752x250x80 |  | 220-240V |  | 5 | A++ | 45° | 3 | 70 |  | 5000 |  | 50000 | >=0.95 | 114000 |  |  | 132 |  |  | 9 | U4 | 25 | max. 10% at 100.000 hrs |  | Available | 750/339 | Cx=0.3447;Cy=0.3553 | Class I | IK08 | IP50 | IP20 | 50 | 1230 | -25 | 1 | 225 | RAL9016 | 50-60Hz | Passive | LED | embedded sensor system | High Bay Rectangular | Tungsram Auriso | Indoor industrial |  | 21.9 | 29700 | Yes |  | risk group 1 |  | Bracket kit. Tilted bracket kit. Busbar bracket kit. Cable hook pair
TBD | AUR-2S35-740-U4-RFS-ST | image | datasheet | deeplink | TUNGSRAM - Tungsram Auriso - 29600lm - 225W - 4000K - 70CRI - TBD[SKU] - Bracket. Y-cable | 3.06 | Bracket. Y-cable | LED | 1 | 225 | [8 empty] | CE | [6 empty] | 20 | 4000 | 752x250x80 |  | 220-240V |  | 5 | A++ | 45° | 3 | 70 |  | 4000 |  | 50000 | >=0.95 | 114000 |  |  | 131.5556 |  |  | 9 | U4 | 25 | max. 10% at 100.000 hrs |  | Available | 740/339 | Cx=0.4338;Cy=0.4030 | Class I | IK08 | IP50 | IP20 | 50 | 1230 | -25 | 1 | 225 | RAL9016 | 50-60Hz | Passive | LED | embedded sensor system | High Bay Rectangular | Tungsram Auriso | Indoor industrial |  | 21.9 | 29600 | Yes |  | risk group 1 |  | Bracket kit. Tilted bracket kit. Busbar bracket kit. Cable hook pair
TBD | AUR-2S35-730-U4-RFS-ST | image | datasheet | deeplink | TUNGSRAM - Tungsram Auriso - 28800lm - 225W - 3000K - 70CRI - TBD[SKU] - Bracket. Y-cable | 3.06 | Bracket. Y-cable | LED | 1 | 225 | [8 empty] | CE | [6 empty] | 20 | 3000 | 752x250x80 |  | 220-240V |  | 5 | A++ | 45° | 3 | 70 |  | 3000 |  | 50000 | >=0.95 | 114000 |  |  | 128 |  |  | 9 | U4 | 25 | max. 10% at 100.000 hrs |  | Available | 730/339 | Cx=0.4338;Cy=0.4030 | Class I | IK08 | IP50 | IP20 | 50 | 1230 | -25 | 1 | 225 | RAL9016 | 50-60Hz | Passive | LED | embedded sensor system | High Bay Rectangular | Tungsram Auriso | Indoor industrial |  | 21.8 | 28800 | Yes |  | risk group 1 |  | Bracket kit. Tilted bracket kit. Busbar bracket kit. Cable hook pair
TBD | AUR-2S35-850-L9-RFS-ST | image | datasheet | deeplink | TUNGSRAM - Tungsram Auriso - 35000lm - 225W - 5000K - 80CRI - TBD[SKU] - Bracket. Y-cable | 3.06 | Bracket. Y-cable | LED | 1 | 225 | [8 empty] | CE | [6 empty] | 20 | 5000 | 752x250x80 |  | 220-240V |  | 5 | A++ | 90° | 3 | 80 |  | 5000 |  | 50000 | >=0.95 | 114000 |  |  | 155.5556 |  |  | 9 | L9 | 25 | max. 10% at 100.000 hrs |  | Available | 850/339 | Cx=0.3447;Cy=0.3553 | Class I | IK08 | IP50 | IP20 | 50 | 1230 | -25 | 1 | 225 | RAL9016 | 50-60Hz | Passive | LED | embedded sensor system | High Bay Rectangular | Tungsram Auriso | Indoor industrial |  | 24.1 | 35000 | Yes |  | risk group 1 |  | Bracket kit. Tilted bracket kit. Busbar bracket kit. Cable hook pair
TBD | AUR-2S35-840-L9-RFS-ST | image | datasheet | deeplink | TUNGSRAM - Tungsram Auriso - 34100lm - 225W - 4000K - 80CRI - TBD[SKU] - Bracket. Y-cable | 3.06 | Bracket. Y-cable | LED | 1 | 225 | [8 empty] | CE | [6 empty] | 20 | 4000 | 752x250x80 |  | 220-240V |  | 5 | A++ | 90° | 3 | 80 |  | 4000 |  | 50000 | >=0.95 | 114000 |  |  | 151.5556 |  |  | 9 | L9 | 25 | max. 10% at 100.000 hrs |  | Available | 840/339 | Cx=0.3818;Cy=0.3797 | Class I | IK08 | IP50 | IP20 | 50 | 1230 | -25 | 1 | 225 | RAL9016 | 50-60Hz | Passive | LED | embedded sensor system | High Bay Rectangular | Tungsram Auriso | Indoor industrial |  | 24.1 | 34100 | Yes |  | risk group 1 |  | Bracket kit. Tilted bracket kit. Busbar bracket kit. Cable hook pair
TBD | AUR-2S35-830-L9-RFS-ST | image | datasheet | deeplink | TUNGSRAM - Tungsram Auriso - 32200lm - 225W - 3000K - 80CRI - TBD[SKU] - Bracket. Y-cable | 3.06 | Bracket. Y-cable | LED | 1 | 225 | [8 empty] | CE | [6 empty] | 20 | 3000 | 752x250x80 |  | 220-240V |  | 5 | A++ | 90° | 3 | 80 |  | 3000 |  | 50000 | >=0.95 | 114000 |  |  | 143.1111 |  |  | 9 | L9 | 25 | max. 10% at 100.000 hrs |  | Available | 830/339 | Cx=0.4338;Cy=0.4030 | Class I | IK08 | IP50 | IP20 | 50 | 1230 | -25 | 1 | 225 | RAL9016 | 50-60Hz | Passive | LED | embedded sensor system | High Bay Rectangular | Tungsram Auriso | Indoor industrial |  | 23.9 | 32200 | Yes |  | risk group 1 |  | Bracket kit. Tilted bracket kit. Busbar bracket kit. Cable hook pair
TBD | AUR-2S35-750-L9-RFS-ST | image | datasheet | deeplink | TUNGSRAM - Tungsram Auriso - 36000lm - 225W - 5000K - 70CRI - TBD[SKU] - Bracket. Y-cable | 3.06 | Bracket. Y-cable | LED | 1 | 225 | [8 empty] | CE | [6 empty] | 20 | 5000 | 752x250x80 |  | 220-240V |  | 5 | A++ | 90° | 3 | 70 |  | 5000 |  | 50000 | >=0.95 | 114000 |  |  | 160 |  |  | 9 | L9 | 25 | max. 10% at 100.000 hrs |  | Available | 750/339 | Cx=0.3447;Cy=0.3553 | Class I | IK08 | IP50 | IP20 | 50 | 1230 | -25 | 1 | 225 | RAL9016 | 50-60Hz | Passive | LED | embedded sensor system | High Bay Rectangular | Tungsram Auriso | Indoor industrial |  | 24.3 | 36000 | Yes |  | risk group 1 |  | Bracket kit. Tilted bracket kit. Busbar bracket kit. Cable hook pair
TBD | AUR-2S35-740-L9-RFS-ST | image | datasheet | deeplink | TUNGSRAM - Tungsram Auriso - 35900lm - 225W - 4000K - 70CRI - TBD[SKU] - Bracket. Y-cable | 3.06 | Bracket. Y-cable | LED | 1 | 225 | [8 empty] | CE | [6 empty] | 20 | 4000 | 752x250x80 |  | 220-240V |  | 5 | A++ | 90° | 3 | 70 |  | 4000 |  | 50000 | >=0.95 | 114000 |  |  | 159.5556 |  |  | 9 | L9 | 25 | max. 10% at 100.000 hrs |  | Available | 740/339 | Cx=0.4338;Cy=0.4030 | Class I | IK08 | IP50 | IP20 | 50 | 1230 | -25 | 1 | 225 | RAL9016 | 50-60Hz | Passive | LED | embedded sensor system | High Bay Rectangular | Tungsram Auriso | Indoor industrial |  | 24.3 | 35900 | Yes |  | risk group 1 |  | Bracket kit. Tilted bracket kit. Busbar bracket kit. Cable hook pair
TBD | AUR-2S35-730-L9-RFS-ST | image | datasheet | deeplink | TUNGSRAM - Tungsram Auriso - 34900lm - 225W - 3000K - 70CRI - TBD[SKU] - Bracket. Y-cable | 3.06 | Bracket. Y-cable | LED | 1 | 225 | [8 empty] | CE | [6 empty] | 20 | 3000 | 752x250x80 |  | 220-240V |  | 5 | A++ | 90° | 3 | 70 |  | 3000 |  | 50000 | >=0.95 | 114000 |  |  | 155.1111 |  |  | 9 | L9 | 25 | max. 10% at 100.000 hrs |  | Available | 730/339 | Cx=0.4338;Cy=0.4030 | Class I | IK08 | IP50 | IP20 | 50 | 1230 | -25 | 1 | 225 | RAL9016 | 50-60Hz | Passive | LED | embedded sensor system | High Bay Rectangular | Tungsram Auriso | Indoor industrial |  | 24.2 | 34900 | Yes |  | risk group 1 |  | Bracket kit. Tilted bracket kit. Busbar bracket kit. Cable hook pair
TBD | AUR-2S35-850-L6-RFS-ST | image | datasheet | deeplink | TUNGSRAM - Tungsram Auriso - 33700lm - 225W - 5000K - 80CRI - TBD[SKU] - Bracket. Y-cable | 3.06 | Bracket. Y-cable | LED | 1 | 225 | [8 empty] | CE | [6 empty] | 20 | 5000 | 752x250x80 |  | 220-240V |  | 5 | A++ | 70° | 3 | 80 |  | 5000 |  | 50000 | >=0.95 | 114000 |  |  | 149.7778 |  |  | 9 | L6 | 25 | max. 10% at 100.000 hrs |  | Available | 850/339 | Cx=0.3447;Cy=0.3553 | Class I | IK08 | IP50 | IP20 | 50 | 1230 | -25 | 1 | 225 | RAL9016 | 50-60Hz | Passive | LED | embedded sensor system | High Bay Rectangular | Tungsram Auriso | Indoor industrial |  | 22.5 | 33700 | Yes |  | risk group 1 |  | Bracket kit. Tilted bracket kit. Busbar bracket kit. Cable hook pair
TBD | AUR-2S35-840-L6-RFS-ST | image | datasheet | deeplink | TUNGSRAM - Tungsram Auriso - 32800lm - 225W - 4000K - 80CRI - TBD[SKU] - Bracket. Y-cable | 3.06 | Bracket. Y-cable | LED | 1 | 225 | [8 empty] | CE | [6 empty] | 20 | 4000 | 752x250x80 |  | 220-240V |  | 5 | A++ | 70° | 3 | 80 |  | 4000 |  | 50000 | >=0.95 | 114000 |  |  | 145.7778 |  |  | 9 | L6 | 25 | max. 10% at 100.000 hrs |  | Available | 840/339 | Cx=0.3818;Cy=0.3797 | Class I | IK08 | IP50 | IP20 | 50 | 1230 | -25 | 1 | 225 | RAL9016 | 50-60Hz | Passive | LED | embedded sensor system | High Bay Rectangular | Tungsram Auriso | Indoor industrial |  | 22.5 | 32800 | Yes |  | risk group 1 |  | Bracket kit. Tilted bracket kit. Busbar bracket kit. Cable hook pair
TBD | AUR-2S35-830-L6-RFS-ST | image | datasheet | deeplink | TUNGSRAM - Tungsram Auriso - 30900lm - 225W - 3000K - 80CRI - TBD[SKU] - Bracket. Y-cable | 3.06 | Bracket. Y-cable | LED | 1 | 225 | [8 empty] | CE | [6 empty] | 20 | 3000 | 752x250x80 |  | 220-240V |  | 5 | A++ | 70° | 3 | 80 |  | 3000 |  | 50000 | >=0.95 | 114000 |  |  | 137.3333 |  |  | 9 | L6 | 25 | max. 10% at 100.000 hrs |  | Available | 830/339 | Cx=0.4338;Cy=0.4030 | Class I | IK08 | IP50 | IP20 | 50 | 1230 | -25 | 1 | 225 | RAL9016 | 50-60Hz | Passive | LED | embedded sensor system | High Bay Rectangular | Tungsram Auriso | Indoor industrial |  | 22.4 | 30900 | Yes |  | risk group 1 |  | Bracket kit. Tilted bracket kit. Busbar bracket kit. Cable hook pair
TBD | AUR-2S35-750-L6-RFS-ST | image | datasheet | deeplink | TUNGSRAM - Tungsram Auriso - 34600lm - 225W - 5000K - 70CRI - TBD[SKU] - Bracket. Y-cable | 3.06 | Bracket. Y-cable | LED | 1 | 225 | [8 empty] | CE | [6 empty] | 20 | 5000 | 752x250x80 |  | 220-240V |  | 5 | A++ | 70° | 3 | 70 |  | 5000 |  | 50000 | >=0.95 | 114000 |  |  | 153.7778 |  |  | 9 | L6 | 25 | max. 10% at 100.000 hrs |  | Available | 750/339 | Cx=0.3447;Cy=0.3553 | Class I | IK08 | IP50 | IP20 | 50 | 1230 | -25 | 1 | 225 | RAL9016 | 50-60Hz | Passive | LED | embedded sensor system | High Bay Rectangular | Tungsram Auriso | Indoor industrial |  | 22.8 | 34600 | Yes |  | risk group 1 |  | Bracket kit. Tilted bracket kit. Busbar bracket kit. Cable hook pair
TBD | AUR-2S35-740-L6-RFS-ST | image | datasheet | deeplink | TUNGSRAM - Tungsram Auriso - 34500lm - 225W - 4000K - 70CRI - TBD[SKU] - Bracket. Y-cable | 3.06 | Bracket. Y-cable | LED | 1 | 225 | [8 empty] | CE | [6 empty] | 20 | 4000 | 752x250x80 |  | 220-240V |  | 5 | A++ | 70° | 3 | 70 |  | 4000 |  | 50000 | >=0.95 | 114000 |  |  | 153.3333 |  |  | 9 | L6 | 25 | max. 10% at 100.000 hrs |  | Available | 740/339 | Cx=0.4338;Cy=0.4030 | Class I | IK08 | IP50 | IP20 | 50 | 1230 | -25 | 1 | 225 | RAL9016 | 50-60Hz | Passive | LED | embedded sensor system | High Bay Rectangular | Tungsram Auriso | Indoor industrial |  | 22.8 | 34500 | Yes |  | risk group 1 |  | Bracket kit. Tilted bracket kit. Busbar bracket kit. Cable hook pair
TBD | AUR-2S35-730-L6-RFS-ST | image | datasheet | deeplink | TUNGSRAM - Tungsram Auriso - 33600lm - 225W - 3000K - 70CRI - TBD[SKU] - Bracket. Y-cable | 3.06 | Bracket. Y-cable | LED | 1 | 225 | [8 empty] | CE | [6 empty] | 20 | 3000 | 752x250x80 |  | 220-240V |  | 5 | A++ | 70° | 3 | 70 |  | 3000 |  | 50000 | >=0.95 | 114000 |  |  | 149.3333 |  |  | 9 | L6 | 25 | max. 10% at 100.000 hrs |  | Available | 730/339 | Cx=0.4338;Cy=0.4030 | Class I | IK08 | IP50 | IP20 | 50 | 1230 | -25 | 1 | 225 | RAL9016 | 50-60Hz | Passive | LED | embedded sensor system | High Bay Rectangular | Tungsram Auriso | Indoor industrial |  | 22.7 | 33600 | Yes |  | risk group 1 |  | Bracket kit. Tilted bracket kit. Busbar bracket kit. Cable hook pair
TBD | AUR-2S35-850-L3-RFS-ST | image | datasheet | deeplink | TUNGSRAM - Tungsram Auriso - 35800lm - 225W - 5000K - 80CRI - TBD[SKU] - Bracket. Y-cable | 3.06 | Bracket. Y-cable | LED | 1 | 225 | [8 empty] | CE | [6 empty] | 20 | 5000 | 752x250x80 |  | 220-240V |  | 5 | A++ | 35° | 3 | 80 |  | 5000 |  | 50000 | >=0.95 | 114000 |  |  | 159.1111 |  |  | 9 | L3 | 25 | max. 10% at 100.000 hrs |  | Available | 850/339 | Cx=0.3447;Cy=0.3553 | Class I | IK08 | IP50 | IP20 | 50 | 1230 | -25 | 1 | 225 | RAL9016 | 50-60Hz | Passive | LED | embedded sensor system | High Bay Rectangular | Tungsram Auriso | Indoor industrial |  | 18.1 | 35800 | Yes |  | risk group 1 |  | Bracket kit. Tilted bracket kit. Busbar bracket kit. Cable hook pair
TBD | AUR-2S35-840-L3-RFS-ST | image | datasheet | deeplink | TUNGSRAM - Tungsram Auriso - 34800lm - 225W - 4000K - 80CRI - TBD[SKU] - Bracket. Y-cable | 3.06 | Bracket. Y-cable | LED | 1 | 225 | [8 empty] | CE | [6 empty] | 20 | 4000 | 752x250x80 |  | 220-240V |  | 5 | A++ | 35° | 3 | 80 |  | 4000 |  | 50000 | >=0.95 | 114000 |  |  | 154.6667 |  |  | 9 | L3 | 25 | max. 10% at 100.000 hrs |  | Available | 840/339 | Cx=0.3818;Cy=0.3797 | Class I | IK08 | IP50 | IP20 | 50 | 1230 | -25 | 1 | 225 | RAL9016 | 50-60Hz | Passive | LED | embedded sensor system | High Bay Rectangular | Tungsram Auriso | Indoor industrial |  | 18.1 | 34800 | Yes |  | risk group 1 |  | Bracket kit. Tilted bracket kit. Busbar bracket kit. Cable hook pair
TBD | AUR-2S35-830-L3-RFS-ST | image | datasheet | deeplink | TUNGSRAM - Tungsram Auriso - 32800lm - 225W - 3000K - 80CRI - TBD[SKU] - Bracket. Y-cable | 3.06 | Bracket. Y-cable | LED | 1 | 225 | [8 empty] | CE | [6 empty] | 20 | 3000 | 752x250x80 |  | 220-240V |  | 5 | A++ | 35° | 3 | 80 |  | 3000 |  | 50000 | >=0.95 | 114000 |  |  | 145.7778 |  |  | 9 | L3 | 25 | max. 10% at 100.000 hrs |  | Available | 830/339 | Cx=0.4338;Cy=0.4030 | Class I | IK08 | IP50 | IP20 | 50 | 1230 | -25 | 1 | 225 | RAL9016 | 50-60Hz | Passive | LED | embedded sensor system | High Bay Rectangular | Tungsram Auriso | Indoor industrial |  | 18 | 32800 | Yes |  | risk group 1 |  | Bracket kit. Tilted bracket kit. Busbar bracket kit. Cable hook pair
TBD | AUR-2S35-750-L3-RFS-ST | image | datasheet | deeplink | TUNGSRAM - Tungsram Auriso - 36800lm - 225W - 5000K - 70CRI - TBD[SKU] - Bracket. Y-cable | 3.06 | Bracket. Y-cable | LED | 1 | 225 | [8 empty] | CE | [6 empty] | 20 | 5000 | 752x250x80 |  | 220-240V |  | 5 | A++ | 35° | 3 | 70 |  | 5000 |  | 50000 | >=0.95 | 114000 |  |  | 163.5556 |  |  | 9 | L3 | 25 | max. 10% at 100.000 hrs |  | Available | 750/339 | Cx=0.3447;Cy=0.3553 | Class I | IK08 | IP50 | IP20 | 50 | 1230 | -25 | 1 | 225 | RAL9016 | 50-60Hz | Passive | LED | embedded sensor system | High Bay Rectangular | Tungsram Auriso | Indoor industrial |  | 18.4 | 36800 | Yes |  | risk group 1 |  | Bracket kit. Tilted bracket kit. Busbar bracket kit. Cable hook pair
TBD | AUR-2S35-740-L3-RFS-ST | image | datasheet | deeplink | TUNGSRAM - Tungsram Auriso - 36700lm - 225W - 4000K - 70CRI - TBD[SKU] - Bracket. Y-cable | 3.06 | Bracket. Y-cable | LED | 1 | 225 | [8 empty] | CE | [6 empty] | 20 | 4000 | 752x250x80 |  | 220-240V |  | 5 | A++ | 35° | 3 | 70 |  | 4000 |  | 50000 | >=0.95 | 114000 |  |  | 163.1111 |  |  | 9 | L3 | 25 | max. 10% at 100.000 hrs |  | Available | 740/339 | Cx=0.4338;Cy=0.4030 | Class I | IK08 | IP50 | IP20 | 50 | 1230 | -25 | 1 | 225 | RAL9016 | 50-60Hz | Passive | LED | embedded sensor system | High Bay Rectangular | Tungsram Auriso | Indoor industrial |  | 18.4 | 36700 | Yes |  | risk group 1 |  | Bracket kit. Tilted bracket kit. Busbar bracket kit. Cable hook pair
TBD | AUR-2S35-730-L3-RFS-ST | image | datasheet | deeplink | TUNGSRAM - Tungsram Auriso - 35700lm - 225W - 3000K - 70CRI - TBD[SKU] - Bracket. Y-cable | 3.06 | Bracket. Y-cable | LED | 1 | 225 | [8 empty] | CE | [6 empty] | 20 | 3000 | 752x250x80 |  | 220-240V |  | 5 | A++ | 35° | 3 | 70 |  | 3000 |  | 50000 | >=0.95 | 114000 |  |  | 158.6667 |  |  | 9 | L3 | 25 | max. 10% at 100.000 hrs |  | Available | 730/339 | Cx=0.4338;Cy=0.4030 | Class I | IK08 | IP50 | IP20 | 50 | 1230 | -25 | 1 | 225 | RAL9016 | 50-60Hz | Passive | LED | embedded sensor system | High Bay Rectangular | Tungsram Auriso | Indoor industrial |  | 18.3 | 35700 | Yes |  | risk group 1 |  | Bracket kit. Tilted bracket kit. Busbar bracket kit. Cable hook pair
TBD | AUR-2S35-850-D1-RFS-ST | image | datasheet | deeplink | TUNGSRAM - Tungsram Auriso - 30600lm - 225W - 5000K - 80CRI - TBD[SKU] - Bracket. Y-cable | 3.06 | Bracket. Y-cable | LED | 1 | 225 | [8 empty] | CE | [6 empty] | 20 | 5000 | 752x250x80 |  | 220-240V |  | 5 | A++ | 100° | 3 | 80 |  | 5000 |  | 50000 | >=0.95 | 114000 |  |  | 136 |  |  | 9 | D1 | 25 | max. 10% at 100.000 hrs |  | Available | 850/339 | Cx=0.3447;Cy=0.3553 | Class I | IK08 | IP20 | IP20 | 50 | 1230 | -25 | 1 | 225 | RAL9016 | 50-60Hz | Passive | LED | embedded sensor system | High Bay Rectangular | Tungsram Auriso | Indoor industrial |  | 26.4 | 30600 | Yes |  | risk group 1 |  | Bracket kit. Tilted bracket kit. Busbar bracket kit. Cable hook pair
TBD | AUR-2S35-840-D1-RFS-ST | image | datasheet | deeplink | TUNGSRAM - Tungsram Auriso - 29800lm - 225W - 4000K - 80CRI - TBD[SKU] - Bracket. Y-cable | 3.06 | Bracket. Y-cable | LED | 1 | 225 | [8 empty] | CE | [6 empty] | 20 | 4000 | 752x250x80 |  | 220-240V |  | 5 | A++ | 100° | 3 | 80 |  | 4000 |  | 50000 | >=0.95 | 114000 |  |  | 132.4444 |  |  | 9 | D1 | 25 | max. 10% at 100.000 hrs |  | Available | 840/339 | Cx=0.3818;Cy=0.3797 | Class I | IK08 | IP20 | IP20 | 50 | 1230 | -25 | 1 | 225 | RAL9016 | 50-60Hz | Passive | LED | embedded sensor system | High Bay Rectangular | Tungsram Auriso | Indoor industrial |  | 26.4 | 29800 | Yes |  | risk group 1 |  | Bracket kit. Tilted bracket kit. Busbar bracket kit. Cable hook pair
TBD | AUR-2S35-830-D1-RFS-ST | image | datasheet | deeplink | TUNGSRAM - Tungsram Auriso - 28000lm - 225W - 3000K - 80CRI - TBD[SKU] - Bracket. Y-cable | 3.06 | Bracket. Y-cable | LED | 1 | 225 | [8 empty] | CE | [6 empty] | 20 | 3000 | 752x250x80 |  | 220-240V |  | 5 | A++ | 100° | 3 | 80 |  | 3000 |  | 50000 | >=0.95 | 114000 |  |  | 124.4444 |  |  | 9 | D1 | 25 | max. 10% at 100.000 hrs |  | Available | 830/339 | Cx=0.4338;Cy=0.4030 | Class I | IK08 | IP20 | IP20 | 50 | 1230 | -25 | 1 | 225 | RAL9016 | 50-60Hz | Passive | LED | embedded sensor system | High Bay Rectangular | Tungsram Auriso | Indoor industrial |  | 26.3 | 28000 | Yes |  | risk group 1 |  | Bracket kit. Tilted bracket kit. Busbar bracket kit. Cable hook pair
TBD | AUR-2S35-750-D1-RFS-ST | image | datasheet | deeplink | TUNGSRAM - Tungsram Auriso - 31400lm - 225W - 5000K - 70CRI - TBD[SKU] - Bracket. Y-cable | 3.06 | Bracket. Y-cable | LED | 1 | 225 | [8 empty] | CE | [6 empty] | 20 | 5000 | 752x250x80 |  | 220-240V |  | 5 | A++ | 100° | 3 | 70 |  | 5000 |  | 50000 | >=0.95 | 114000 |  |  | 139.5556 |  |  | 9 | D1 | 25 | max. 10% at 100.000 hrs |  | Available | 750/339 | Cx=0.3447;Cy=0.3553 | Class I | IK08 | IP20 | IP20 | 50 | 1230 | -25 | 1 | 225 | RAL9016 | 50-60Hz | Passive | LED | embedded sensor system | High Bay Rectangular | Tungsram Auriso | Indoor industrial |  | 26.7 | 31400 | Yes |  | risk group 1 |  | Bracket kit. Tilted bracket kit. Busbar bracket kit. Cable hook pair
TBD | AUR-2S35-740-D1-RFS-ST | image | datasheet | deeplink | TUNGSRAM - Tungsram Auriso - 31300lm - 225W - 4000K - 70CRI - TBD[SKU] - Bracket. Y-cable | 3.06 | Bracket. Y-cable | LED | 1 | 225 | [8 empty] | CE | [6 empty] | 20 | 4000 | 752x250x80 |  | 220-240V |  | 5 | A++ | 100° | 3 | 70 |  | 4000 |  | 50000 | >=0.95 | 114000 |  |  | 139.1111 |  |  | 9 | D1 | 25 | max. 10% at 100.000 hrs |  | Available | 740/339 | Cx=0.4338;Cy=0.4030 | Class I | IK08 | IP20 | IP20 | 50 | 1230 | -25 | 1 | 225 | RAL9016 | 50-60Hz | Passive | LED | embedded sensor system | High Bay Rectangular | Tungsram Auriso | Indoor industrial |  | 26.7 | 31300 | Yes |  | risk group 1 |  | Bracket kit. Tilted bracket kit. Busbar bracket kit. Cable hook pair
TBD | AUR-2S35-730-D1-RFS-ST | image | datasheet | deeplink | TUNGSRAM - Tungsram Auriso - 30500lm - 225W - 3000K - 70CRI - TBD[SKU] - Bracket. Y-cable | 3.06 | Bracket. Y-cable | LED | 1 | 225 | [8 empty] | CE | [6 empty] | 20 | 3000 | 752x250x80 |  | 220-240V |  | 5 | A++ | 100° | 3 | 70 |  | 3000 |  | 50000 | >=0.95 | 114000 |  |  | 135.5556 |  |  | 9 | D1 | 25 | max. 10% at 100.000 hrs |  | Available | 730/339 | Cx=0.4338;Cy=0.4030 | Class I | IK08 | IP20 | IP20 | 50 | 1230 | -25 | 1 | 225 | RAL9016 | 50-60Hz | Passive | LED | embedded sensor system | High Bay Rectangular | Tungsram Auriso | Indoor industrial |  | 26.6 | 30500 | Yes |  | risk group 1 |  | Bracket kit. Tilted bracket kit. Busbar bracket kit. Cable hook pair
TBD | AUR-2S35-850-C1-RFS-ST | image | datasheet | deeplink | TUNGSRAM - Tungsram Auriso - 34000lm - 225W - 5000K - 80CRI - TBD[SKU] - Bracket. Y-cable | 3.06 | Bracket. Y-cable | LED | 1 | 225 | [8 empty] | CE | [6 empty] | 20 | 5000 | 752x250x80 |  | 220-240V |  | 5 | A++ | 110° | 3 | 80 |  | 5000 |  | 50000 | >=0.95 | 114000 |  |  | 151.1111 |  |  | 9 | C1 | 25 | max. 10% at 100.000 hrs |  | Available | 850/339 | Cx=0.3447;Cy=0.3553 | Class I | IK08 | IP20 | IP20 | 50 | 1230 | -25 | 1 | 225 | RAL9016 | 50-60Hz | Passive | LED | embedded sensor system | High Bay Rectangular | Tungsram Auriso | Indoor industrial |  | 26.3 | 34000 | Yes |  | risk group 1 |  | Bracket kit. Tilted bracket kit. Busbar bracket kit. Cable hook pair
TBD | AUR-2S35-840-C1-RFS-ST | image | datasheet | deeplink | TUNGSRAM - Tungsram Auriso - 33100lm - 225W - 4000K - 80CRI - TBD[SKU] - Bracket. Y-cable | 3.06 | Bracket. Y-cable | LED | 1 | 225 | [8 empty] | CE | [6 empty] | 20 | 4000 | 752x250x80 |  | 220-240V |  | 5 | A++ | 110° | 3 | 80 |  | 4000 |  | 50000 | >=0.95 | 114000 |  |  | 147.1111 |  |  | 9 | C1 | 25 | max. 10% at 100.000 hrs |  | Available | 840/339 | Cx=0.3818;Cy=0.3797 | Class I | IK08 | IP20 | IP20 | 50 | 1230 | -25 | 1 | 225 | RAL9016 | 50-60Hz | Passive | LED | embedded sensor system | High Bay Rectangular | Tungsram Auriso | Indoor industrial |  | 26.3 | 33100 | Yes |  | risk group 1 |  | Bracket kit. Tilted bracket kit. Busbar bracket kit. Cable hook pair
TBD | AUR-2S35-830-C1-RFS-ST | image | datasheet | deeplink | TUNGSRAM - Tungsram Auriso - 31200lm - 225W - 3000K - 80CRI - TBD[SKU] - Bracket. Y-cable | 3.06 | Bracket. Y-cable | LED | 1 | 225 | [8 empty] | CE | [6 empty] | 20 | 3000 | 752x250x80 |  | 220-240V |  | 5 | A++ | 110° | 3 | 80 |  | 3000 |  | 50000 | >=0.95 | 114000 |  |  | 138.6667 |  |  | 9 | C1 | 25 | max. 10% at 100.000 hrs |  | Available | 830/339 | Cx=0.4338;Cy=0.4030 | Class I | IK08 | IP20 | IP20 | 50 | 1230 | -25 | 1 | 225 | RAL9016 | 50-60Hz | Passive | LED | embedded sensor system | High Bay Rectangular | Tungsram Auriso | Indoor industrial |  | 26.1 | 31200 | Yes |  | risk group 1 |  | Bracket kit. Tilted bracket kit. Busbar bracket kit. Cable hook pair
TBD | AUR-2S35-750-C1-RFS-ST | image | datasheet | deeplink | TUNGSRAM - Tungsram Auriso - 34900lm - 225W - 5000K - 70CRI - TBD[SKU] - Bracket. Y-cable | 3.06 | Bracket. Y-cable | LED | 1 | 225 | [8 empty] | CE | [6 empty] | 20 | 5000 | 752x250x80 |  | 220-240V |  | 5 | A++ | 110° | 3 | 70 |  | 5000 |  | 50000 | >=0.95 | 114000 |  |  | 155.1111 |  |  | 9 | C1 | 25 | max. 10% at 100.000 hrs |  | Available | 750/339 | Cx=0.3447;Cy=0.3553 | Class I | IK08 | IP20 | IP20 | 50 | 1230 | -25 | 1 | 225 | RAL9016 | 50-60Hz | Passive | LED | embedded sensor system | High Bay Rectangular | Tungsram Auriso | Indoor industrial |  | 26.5 | 34900 | Yes |  | risk group 1 |  | Bracket kit. Tilted bracket kit. Busbar bracket kit. Cable hook pair
TBD | AUR-2S35-740-C1-RFS-ST | image | datasheet | deeplink | TUNGSRAM - Tungsram Auriso - 34800lm - 225W - 4000K - 70CRI - TBD[SKU] - Bracket. Y-cable | 3.06 | Bracket. Y-cable | LED | 1 | 225 | [8 empty] | CE | [6 empty] | 20 | 4000 | 752x250x80 |  | 220-240V |  | 5 | A++ | 110° | 3 | 70 |  | 4000 |  | 50000 | >=0.95 | 114000 |  |  | 154.6667 |  |  | 9 | C1 | 25 | max. 10% at 100.000 hrs |  | Available | 740/339 | Cx=0.4338;Cy=0.4030 | Class I | IK08 | IP20 | IP20 | 50 | 1230 | -25 | 1 | 225 | RAL9016 | 50-60Hz | Passive | LED | embedded sensor system | High Bay Rectangular | Tungsram Auriso | Indoor industrial |  | 26.5 | 34800 | Yes |  | risk group 1 |  | Bracket kit. Tilted bracket kit. Busbar bracket kit. Cable hook pair
TBD | AUR-2S35-730-C1-RFS-ST | image | datasheet | deeplink | TUNGSRAM - Tungsram Auriso - 33900lm - 225W - 3000K - 70CRI - TBD[SKU] - Bracket. Y-cable | 3.06 | Bracket. Y-cable | LED | 1 | 225 | [8 empty] | CE | [6 empty] | 20 | 3000 | 752x250x80 |  | 220-240V |  | 5 | A++ | 110° | 3 | 70 |  | 3000 |  | 50000 | >=0.95 | 114000 |  |  | 150.6667 |  |  | 9 | C1 | 25 | max. 10% at 100.000 hrs |  | Available | 730/339 | Cx=0.4338;Cy=0.4030 | Class I | IK08 | IP20 | IP20 | 50 | 1230 | -25 | 1 | 225 | RAL9016 | 50-60Hz | Passive | LED | embedded sensor system | High Bay Rectangular | Tungsram Auriso | Indoor industrial |  | 26.4 | 33900 | Yes |  | risk group 1 |  | Bracket kit. Tilted bracket kit. Busbar bracket kit. Cable hook pair
TBD | AUR-1S30-850-U8-RFS-ST | image | datasheet | deeplink | TUNGSRAM - Tungsram Auriso - 26300lm - 202W - 5000K - 80CRI - TBD[SKU] - Bracket. Y-cable | 1.93 | Bracket. Y-cable | LED | 1 | 202 | [8 empty] | CE | [6 empty] | 20 | 5000 | 382x250x80 |  | 220-240V |  | 5 | A++ | 80° | 3 | 80 |  | 5000 |  | 58000 | >=0.95 | 140000 |  |  | 130.198 |  |  | 9 | U8 | 25 | max. 10% at 100.000 hrs |  | Available | 850/339 | Cx=0.3447;Cy=0.3553 | Class I | IK08 | IP20 | IP20 | 45 | 1100 | -25 | 1 | 202 | RAL9016 | 50-60Hz | Passive | LED | embedded sensor system | High Bay Rectangular | Tungsram Auriso | Indoor industrial |  | 25.4 | 26300 | Yes |  | risk group 1 |  | Bracket kit. Tilted bracket kit. Busbar bracket kit. Cable hook pair
TBD | AUR-1S30-840-U8-RFS-ST | image | datasheet | deeplink | TUNGSRAM - Tungsram Auriso - 25600lm - 202W - 4000K - 80CRI - TBD[SKU] - Bracket. Y-cable | 1.93 | Bracket. Y-cable | LED | 1 | 202 | [8 empty] | CE | [6 empty] | 20 | 4000 | 382x250x80 |  | 220-240V |  | 5 | A++ | 80° | 3 | 80 |  | 4000 |  | 58000 | >=0.95 | 140000 |  |  | 126.7327 |  |  | 9 | U8 | 25 | max. 10% at 100.000 hrs |  | Available | 840/339 | Cx=0.3818;Cy=0.3797 | Class I | IK08 | IP20 | IP20 | 45 | 1100 | -25 | 1 | 202 | RAL9016 | 50-60Hz | Passive | LED | embedded sensor system | High Bay Rectangular | Tungsram Auriso | Indoor industrial |  | 25.4 | 25600 | Yes |  | risk group 1 |  | Bracket kit. Tilted bracket kit. Busbar bracket kit. Cable hook pair
TBD | AUR-1S30-830-U8-RFS-ST | image | datasheet | deeplink | TUNGSRAM - Tungsram Auriso - 24100lm - 202W - 3000K - 80CRI - TBD[SKU] - Bracket. Y-cable | 1.93 | Bracket. Y-cable | LED | 1 | 202 | [8 empty] | CE | [6 empty] | 20 | 3000 | 382x250x80 |  | 220-240V |  | 5 | A++ | 80° | 3 | 80 |  | 3000 |  | 58000 | >=0.95 | 140000 |  |  | 119.3069 |  |  | 9 | U8 | 25 | max. 10% at 100.000 hrs |  | Available | 830/339 | Cx=0.4338;Cy=0.4030 | Class I | IK08 | IP20 | IP20 | 45 | 1100 | -25 | 1 | 202 | RAL9016 | 50-60Hz | Passive | LED | embedded sensor system | High Bay Rectangular | Tungsram Auriso | Indoor industrial |  | 25.2 | 24100 | Yes |  | risk group 1 |  | Bracket kit. Tilted bracket kit. Busbar bracket kit. Cable hook pair
TBD | AUR-1S30-750-U8-RFS-ST | image | datasheet | deeplink | TUNGSRAM - Tungsram Auriso - 27000lm - 202W - 5000K - 70CRI - TBD[SKU] - Bracket. Y-cable | 1.93 | Bracket. Y-cable | LED | 1 | 202 | [8 empty] | CE | [6 empty] | 20 | 5000 | 382x250x80 |  | 220-240V |  | 5 | A++ | 80° | 3 | 70 |  | 5000 |  | 58000 | >=0.95 | 140000 |  |  | 133.6634 |  |  | 9 | U8 | 25 | max. 10% at 100.000 hrs |  | Available | 750/339 | Cx=0.3447;Cy=0.3553 | Class I | IK08 | IP20 | IP20 | 45 | 1100 | -25 | 1 | 202 | RAL9016 | 50-60Hz | Passive | LED | embedded sensor system | High Bay Rectangular | Tungsram Auriso | Indoor industrial |  | 25.6 | 27000 | Yes |  | risk group 1 |  | Bracket kit. Tilted bracket kit. Busbar bracket kit. Cable hook pair
TBD | AUR-1S30-740-U8-RFS-ST | image | datasheet | deeplink | TUNGSRAM - Tungsram Auriso - 26900lm - 202W - 4000K - 70CRI - TBD[SKU] - Bracket. Y-cable | 1.93 | Bracket. Y-cable | LED | 1 | 202 | [8 empty] | CE | [6 empty] | 20 | 4000 | 382x250x80 |  | 220-240V |  | 5 | A++ | 80° | 3 | 70 |  | 4000 |  | 58000 | >=0.95 | 140000 |  |  | 133.1683 |  |  | 9 | U8 | 25 | max. 10% at 100.000 hrs |  | Available | 740/339 | Cx=0.4338;Cy=0.4030 | Class I | IK08 | IP20 | IP20 | 45 | 1100 | -25 | 1 | 202 | RAL9016 | 50-60Hz | Passive | LED | embedded sensor system | High Bay Rectangular | Tungsram Auriso | Indoor industrial |  | 25.6 | 26900 | Yes |  | risk group 1 |  | Bracket kit. Tilted bracket kit. Busbar bracket kit. Cable hook pair
TBD | AUR-1S30-730-U8-RFS-ST | image | datasheet | deeplink | TUNGSRAM - Tungsram Auriso - 26200lm - 202W - 3000K - 70CRI - TBD[SKU] - Bracket. Y-cable | 1.93 | Bracket. Y-cable | LED | 1 | 202 | [8 empty] | CE | [6 empty] | 20 | 3000 | 382x250x80 |  | 220-240V |  | 5 | A++ | 80° | 3 | 70 |  | 3000 |  | 58000 | >=0.95 | 140000 |  |  | 129.703 |  |  | 9 | U8 | 25 | max. 10% at 100.000 hrs |  | Available | 730/339 | Cx=0.4338;Cy=0.4030 | Class I | IK08 | IP20 | IP20 | 45 | 1100 | -25 | 1 | 202 | RAL9016 | 50-60Hz | Passive | LED | embedded sensor system | High Bay Rectangular | Tungsram Auriso | Indoor industrial |  | 25.5 | 26200 | Yes |  | risk group 1 |  | Bracket kit. Tilted bracket kit. Busbar bracket kit. Cable hook pair
TBD | AUR-1S30-850-U6-RFS-ST | image | datasheet | deeplink | TUNGSRAM - Tungsram Auriso - 24000lm - 202W - 5000K - 80CRI - TBD[SKU] - Bracket. Y-cable | 1.93 | Bracket. Y-cable | LED | 1 | 202 | [8 empty] | CE | [6 empty] | 20 | 5000 | 382x250x80 |  | 220-240V |  | 5 | A++ | 65° | 3 | 80 |  | 5000 |  | 58000 | >=0.95 | 140000 |  |  | 118.8119 |  |  | 9 | U6 | 25 | max. 10% at 100.000 hrs |  | Available | 850/339 | Cx=0.3447;Cy=0.3553 | Class I | IK08 | IP50 | IP20 | 45 | 1100 | -25 | 1 | 202 | RAL9016 | 50-60Hz | Passive | LED | embedded sensor system | High Bay Rectangular | Tungsram Auriso | Indoor industrial |  | 24.1 | 24000 | Yes |  | risk group 1 |  | Bracket kit. Tilted bracket kit. Busbar bracket kit. Cable hook pair
TBD | AUR-1S30-840-U6-RFS-ST | image | datasheet | deeplink | TUNGSRAM - Tungsram Auriso - 23400lm - 202W - 4000K - 80CRI - TBD[SKU] - Bracket. Y-cable | 1.93 | Bracket. Y-cable | LED | 1 | 202 | [8 empty] | CE | [6 empty] | 20 | 4000 | 382x250x80 |  | 220-240V |  | 5 | A++ | 65° | 3 | 80 |  | 4000 |  | 58000 | >=0.95 | 140000 |  |  | 115.8416 |  |  | 9 | U6 | 25 | max. 10% at 100.000 hrs |  | Available | 840/339 | Cx=0.3818;Cy=0.3797 | Class I | IK08 | IP50 | IP20 | 45 | 1100 | -25 | 1 | 202 | RAL9016 | 50-60Hz | Passive | LED | embedded sensor system | High Bay Rectangular | Tungsram Auriso | Indoor industrial |  | 24.1 | 23400 | Yes |  | risk group 1 |  | Bracket kit. Tilted bracket kit. Busbar bracket kit. Cable hook pair
TBD | AUR-1S30-830-U6-RFS-ST | image | datasheet | deeplink | TUNGSRAM - Tungsram Auriso - 22000lm - 202W - 3000K - 80CRI - TBD[SKU] - Bracket. Y-cable | 1.93 | Bracket. Y-cable | LED | 1 | 202 | [8 empty] | CE | [6 empty] | 20 | 3000 | 382x250x80 |  | 220-240V |  | 5 | A++ | 65° | 3 | 80 |  | 3000 |  | 58000 | >=0.95 | 140000 |  |  | 108.9109 |  |  | 9 | U6 | 25 | max. 10% at 100.000 hrs |  | Available | 830/339 | Cx=0.4338;Cy=0.4030 | Class I | IK08 | IP50 | IP20 | 45 | 1100 | -25 | 1 | 202 | RAL9016 | 50-60Hz | Passive | LED | embedded sensor system | High Bay Rectangular | Tungsram Auriso | Indoor industrial |  | 24 | 22000 | Yes |  | risk group 1 |  | Bracket kit. Tilted bracket kit. Busbar bracket kit. Cable hook pair
TBD | AUR-1S30-750-U6-RFS-ST | image | datasheet | deeplink | TUNGSRAM - Tungsram Auriso - 24700lm - 202W - 5000K - 70CRI - TBD[SKU] - Bracket. Y-cable | 1.93 | Bracket. Y-cable | LED | 1 | 202 | [8 empty] | CE | [6 empty] | 20 | 5000 | 382x250x80 |  | 220-240V |  | 5 | A++ | 65° | 3 | 70 |  | 5000 |  | 58000 | >=0.95 | 140000 |  |  | 122.2772 |  |  | 9 | U6 | 25 | max. 10% at 100.000 hrs |  | Available | 750/339 | Cx=0.3447;Cy=0.3553 | Class I | IK08 | IP50 | IP20 | 45 | 1100 | -25 | 1 | 202 | RAL9016 | 50-60Hz | Passive | LED | embedded sensor system | High Bay Rectangular | Tungsram Auriso | Indoor industrial |  | 24.4 | 24700 | Yes |  | risk group 1 |  | Bracket kit. Tilted bracket kit. Busbar bracket kit. Cable hook pair
TBD | AUR-1S30-740-U6-RFS-ST | image | datasheet | deeplink | TUNGSRAM - Tungsram Auriso - 24600lm - 202W - 4000K - 70CRI - TBD[SKU] - Bracket. Y-cable | 1.93 | Bracket. Y-cable | LED | 1 | 202 | [8 empty] | CE | [6 empty] | 20 | 4000 | 382x250x80 |  | 220-240V |  | 5 | A++ | 65° | 3 | 70 |  | 4000 |  | 58000 | >=0.95 | 140000 |  |  | 121.7822 |  |  | 9 | U6 | 25 | max. 10% at 100.000 hrs |  | Available | 740/339 | Cx=0.4338;Cy=0.4030 | Class I | IK08 | IP50 | IP20 | 45 | 1100 | -25 | 1 | 202 | RAL9016 | 50-60Hz | Passive | LED | embedded sensor system | High Bay Rectangular | Tungsram Auriso | Indoor industrial |  | 24.4 | 24600 | Yes |  | risk group 1 |  | Bracket kit. Tilted bracket kit. Busbar bracket kit. Cable hook pair
TBD | AUR-1S30-730-U6-RFS-ST | image | datasheet | deeplink | TUNGSRAM - Tungsram Auriso - 23900lm - 202W - 3000K - 70CRI - TBD[SKU] - Bracket. Y-cable | 1.93 | Bracket. Y-cable | LED | 1 | 202 | [8 empty] | CE | [6 empty] | 20 | 3000 | 382x250x80 |  | 220-240V |  | 5 | A++ | 65° | 3 | 70 |  | 3000 |  | 58000 | >=0.95 | 140000 |  |  | 118.3168 |  |  | 9 | U6 | 25 | max. 10% at 100.000 hrs |  | Available | 730/339 | Cx=0.4338;Cy=0.4030 | Class I | IK08 | IP50 | IP20 | 45 | 1100 | -25 | 1 | 202 | RAL9016 | 50-60Hz | Passive | LED | embedded sensor system | High Bay Rectangular | Tungsram Auriso | Indoor industrial |  | 24.3 | 23900 | Yes |  | risk group 1 |  | Bracket kit. Tilted bracket kit. Busbar bracket kit. Cable hook pair
TBD | AUR-1S30-850-U4-RFS-ST | image | datasheet | deeplink | TUNGSRAM - Tungsram Auriso - 25000lm - 202W - 5000K - 80CRI - TBD[SKU] - Bracket. Y-cable | 1.93 | Bracket. Y-cable | LED | 1 | 202 | [8 empty] | CE | [6 empty] | 20 | 5000 | 382x250x80 |  | 220-240V |  | 5 | A++ | 45° | 3 | 80 |  | 5000 |  | 58000 | >=0.95 | 140000 |  |  | 123.7624 |  |  | 9 | U4 | 25 | max. 10% at 100.000 hrs |  | Available | 850/339 | Cx=0.3447;Cy=0.3553 | Class I | IK08 | IP50 | IP20 | 45 | 1100 | -25 | 1 | 202 | RAL9016 | 50-60Hz | Passive | LED | embedded sensor system | High Bay Rectangular | Tungsram Auriso | Indoor industrial |  | 23.3 | 25000 | Yes |  | risk group 1 |  | Bracket kit. Tilted bracket kit. Busbar bracket kit. Cable hook pair
TBD | AUR-1S30-840-U4-RFS-ST | image | datasheet | deeplink | TUNGSRAM - Tungsram Auriso - 24400lm - 202W - 4000K - 80CRI - TBD[SKU] - Bracket. Y-cable | 1.93 | Bracket. Y-cable | LED | 1 | 202 | [8 empty] | CE | [6 empty] | 20 | 4000 | 382x250x80 |  | 220-240V |  | 5 | A++ | 45° | 3 | 80 |  | 4000 |  | 58000 | >=0.95 | 140000 |  |  | 120.7921 |  |  | 9 | U4 | 25 | max. 10% at 100.000 hrs |  | Available | 840/339 | Cx=0.3818;Cy=0.3797 | Class I | IK08 | IP50 | IP20 | 45 | 1100 | -25 | 1 | 202 | RAL9016 | 50-60Hz | Passive | LED | embedded sensor system | High Bay Rectangular | Tungsram Auriso | Indoor industrial |  | 23.3 | 24400 | Yes |  | risk group 1 |  | Bracket kit. Tilted bracket kit. Busbar bracket kit. Cable hook pair
TBD | AUR-1S30-830-U4-RFS-ST | image | datasheet | deeplink | TUNGSRAM - Tungsram Auriso - 23000lm - 202W - 3000K - 80CRI - TBD[SKU] - Bracket. Y-cable | 1.93 | Bracket. Y-cable | LED | 1 | 202 | [8 empty] | CE | [6 empty] | 20 | 3000 | 382x250x80 |  | 220-240V |  | 5 | A++ | 45° | 3 | 80 |  | 3000 |  | 58000 | >=0.95 | 140000 |  |  | 113.8614 |  |  | 9 | U4 | 25 | max. 10% at 100.000 hrs |  | Available | 830/339 | Cx=0.4338;Cy=0.4030 | Class I | IK08 | IP50 | IP20 | 45 | 1100 | -25 | 1 | 202 | RAL9016 | 50-60Hz | Passive | LED | embedded sensor system | High Bay Rectangular | Tungsram Auriso | Indoor industrial |  | 23.2 | 23000 | Yes |  | risk group 1 |  | Bracket kit. Tilted bracket kit. Busbar bracket kit. Cable hook pair
TBD | AUR-1S30-750-U4-RFS-ST | image | datasheet | deeplink | TUNGSRAM - Tungsram Auriso - 25700lm - 202W - 5000K - 70CRI - TBD[SKU] - Bracket. Y-cable | 1.93 | Bracket. Y-cable | LED | 1 | 202 | [8 empty] | CE | [6 empty] | 20 | 5000 | 382x250x80 |  | 220-240V |  | 5 | A++ | 45° | 3 | 70 |  | 5000 |  | 58000 | >=0.95 | 140000 |  |  | 127.2277 |  |  | 9 | U4 | 25 | max. 10% at 100.000 hrs |  | Available | 750/339 | Cx=0.3447;Cy=0.3553 | Class I | IK08 | IP50 | IP20 | 45 | 1100 | -25 | 1 | 202 | RAL9016 | 50-60Hz | Passive | LED | embedded sensor system | High Bay Rectangular | Tungsram Auriso | Indoor industrial |  | 23.6 | 25700 | Yes |  | risk group 1 |  | Bracket kit. Tilted bracket kit. Busbar bracket kit. Cable hook pair
TBD | AUR-1S30-740-U4-RFS-ST | image | datasheet | deeplink | TUNGSRAM - Tungsram Auriso - 25700lm - 202W - 4000K - 70CRI - TBD[SKU] - Bracket. Y-cable | 1.93 | Bracket. Y-cable | LED | 1 | 202 | [8 empty] | CE | [6 empty] | 20 | 4000 | 382x250x80 |  | 220-240V |  | 5 | A++ | 45° | 3 | 70 |  | 4000 |  | 58000 | >=0.95 | 140000 |  |  | 127.2277 |  |  | 9 | U4 | 25 | max. 10% at 100.000 hrs |  | Available | 740/339 | Cx=0.4338;Cy=0.4030 | Class I | IK08 | IP50 | IP20 | 45 | 1100 | -25 | 1 | 202 | RAL9016 | 50-60Hz | Passive | LED | embedded sensor system | High Bay Rectangular | Tungsram Auriso | Indoor industrial |  | 23.6 | 25700 | Yes |  | risk group 1 |  | Bracket kit. Tilted bracket kit. Busbar bracket kit. Cable hook pair
TBD | AUR-1S30-730-U4-RFS-ST | image | datasheet | deeplink | TUNGSRAM - Tungsram Auriso - 24900lm - 202W - 3000K - 70CRI - TBD[SKU] - Bracket. Y-cable | 1.93 | Bracket. Y-cable | LED | 1 | 202 | [8 empty] | CE | [6 empty] | 20 | 3000 | 382x250x80 |  | 220-240V |  | 5 | A++ | 45° | 3 | 70 |  | 3000 |  | 58000 | >=0.95 | 140000 |  |  | 123.2673 |  |  | 9 | U4 | 25 | max. 10% at 100.000 hrs |  | Available | 730/339 | Cx=0.4338;Cy=0.4030 | Class I | IK08 | IP50 | IP20 | 45 | 1100 | -25 | 1 | 202 | RAL9016 | 50-60Hz | Passive | LED | embedded sensor system | High Bay Rectangular | Tungsram Auriso | Indoor industrial |  | 23.5 | 24900 | Yes |  | risk group 1 |  | Bracket kit. Tilted bracket kit. Busbar bracket kit. Cable hook pair
TBD | AUR-1S30-850-L9-RFS-ST | image | datasheet | deeplink | TUNGSRAM - Tungsram Auriso - 30400lm - 202W - 5000K - 80CRI - TBD[SKU] - Bracket. Y-cable | 1.93 | Bracket. Y-cable | LED | 1 | 202 | [8 empty] | CE | [6 empty] | 20 | 5000 | 382x250x80 |  | 220-240V |  | 5 | A++ | 90° | 3 | 80 |  | 5000 |  | 58000 | >=0.95 | 140000 |  |  | 150.495 |  |  | 9 | L9 | 25 | max. 10% at 100.000 hrs |  | Available | 850/339 | Cx=0.3447;Cy=0.3553 | Class I | IK08 | IP50 | IP20 | 45 | 1100 | -25 | 1 | 202 | RAL9016 | 50-60Hz | Passive | LED | embedded sensor system | High Bay Rectangular | Tungsram Auriso | Indoor industrial |  | 25.9 | 30400 | Yes |  | risk group 1 |  | Bracket kit. Tilted bracket kit. Busbar bracket kit. Cable hook pair
TBD | AUR-1S30-840-L9-RFS-ST | image | datasheet | deeplink | TUNGSRAM - Tungsram Auriso - 29600lm - 202W - 4000K - 80CRI - TBD[SKU] - Bracket. Y-cable | 1.93 | Bracket. Y-cable | LED | 1 | 202 | [8 empty] | CE | [6 empty] | 20 | 4000 | 382x250x80 |  | 220-240V |  | 5 | A++ | 90° | 3 | 80 |  | 4000 |  | 58000 | >=0.95 | 140000 |  |  | 146.5347 |  |  | 9 | L9 | 25 | max. 10% at 100.000 hrs |  | Available | 840/339 | Cx=0.3818;Cy=0.3797 | Class I | IK08 | IP50 | IP20 | 45 | 1100 | -25 | 1 | 202 | RAL9016 | 50-60Hz | Passive | LED | embedded sensor system | High Bay Rectangular | Tungsram Auriso | Indoor industrial |  | 25.9 | 29600 | Yes |  | risk group 1 |  | Bracket kit. Tilted bracket kit. Busbar bracket kit. Cable hook pair
TBD | AUR-1S30-830-L9-RFS-ST | image | datasheet | deeplink | TUNGSRAM - Tungsram Auriso - 27900lm - 202W - 3000K - 80CRI - TBD[SKU] - Bracket. Y-cable | 1.93 | Bracket. Y-cable | LED | 1 | 202 | [8 empty] | CE | [6 empty] | 20 | 3000 | 382x250x80 |  | 220-240V |  | 5 | A++ | 90° | 3 | 80 |  | 3000 |  | 58000 | >=0.95 | 140000 |  |  | 138.1188 |  |  | 9 | L9 | 25 | max. 10% at 100.000 hrs |  | Available | 830/339 | Cx=0.4338;Cy=0.4030 | Class I | IK08 | IP50 | IP20 | 45 | 1100 | -25 | 1 | 202 | RAL9016 | 50-60Hz | Passive | LED | embedded sensor system | High Bay Rectangular | Tungsram Auriso | Indoor industrial |  | 25.7 | 27900 | Yes |  | risk group 1 |  | Bracket kit. Tilted bracket kit. Busbar bracket kit. Cable hook pair
TBD | AUR-1S30-750-L9-RFS-ST | image | datasheet | deeplink | TUNGSRAM - Tungsram Auriso - 31200lm - 202W - 5000K - 70CRI - TBD[SKU] - Bracket. Y-cable | 1.93 | Bracket. Y-cable | LED | 1 | 202 | [8 empty] | CE | [6 empty] | 20 | 5000 | 382x250x80 |  | 220-240V |  | 5 | A++ | 90° | 3 | 70 |  | 5000 |  | 58000 | >=0.95 | 140000 |  |  | 154.4554 |  |  | 9 | L9 | 25 | max. 10% at 100.000 hrs |  | Available | 750/339 | Cx=0.3447;Cy=0.3553 | Class I | IK08 | IP50 | IP20 | 45 | 1100 | -25 | 1 | 202 | RAL9016 | 50-60Hz | Passive | LED | embedded sensor system | High Bay Rectangular | Tungsram Auriso | Indoor industrial |  | 26.1 | 31200 | Yes |  | risk group 1 |  | Bracket kit. Tilted bracket kit. Busbar bracket kit. Cable hook pair
TBD | AUR-1S30-740-L9-RFS-ST | image | datasheet | deeplink | TUNGSRAM - Tungsram Auriso - 31100lm - 202W - 4000K - 70CRI - TBD[SKU] - Bracket. Y-cable | 1.93 | Bracket. Y-cable | LED | 1 | 202 | [8 empty] | CE | [6 empty] | 20 | 4000 | 382x250x80 |  | 220-240V |  | 5 | A++ | 90° | 3 | 70 |  | 4000 |  | 58000 | >=0.95 | 140000 |  |  | 153.9604 |  |  | 9 | L9 | 25 | max. 10% at 100.000 hrs |  | Available | 740/339 | Cx=0.4338;Cy=0.4030 | Class I | IK08 | IP50 | IP20 | 45 | 1100 | -25 | 1 | 202 | RAL9016 | 50-60Hz | Passive | LED | embedded sensor system | High Bay Rectangular | Tungsram Auriso | Indoor industrial |  | 26.1 | 31100 | Yes |  | risk group 1 |  | Bracket kit. Tilted bracket kit. Busbar bracket kit. Cable hook pair
TBD | AUR-1S30-730-L9-RFS-ST | image | datasheet | deeplink | TUNGSRAM - Tungsram Auriso - 30300lm - 202W - 3000K - 70CRI - TBD[SKU] - Bracket. Y-cable | 1.93 | Bracket. Y-cable | LED | 1 | 202 | [8 empty] | CE | [6 empty] | 20 | 3000 | 382x250x80 |  | 220-240V |  | 5 | A++ | 90° | 3 | 70 |  | 3000 |  | 58000 | >=0.95 | 140000 |  |  | 150 |  |  | 9 | L9 | 25 | max. 10% at 100.000 hrs |  | Available | 730/339 | Cx=0.4338;Cy=0.4030 | Class I | IK08 | IP50 | IP20 | 45 | 1100 | -25 | 1 | 202 | RAL9016 | 50-60Hz | Passive | LED | embedded sensor system | High Bay Rectangular | Tungsram Auriso | Indoor industrial |  | 26 | 30300 | Yes |  | risk group 1 |  | Bracket kit. Tilted bracket kit. Busbar bracket kit. Cable hook pair
TBD | AUR-1S30-850-L6-RFS-ST | image | datasheet | deeplink | TUNGSRAM - Tungsram Auriso - 29200lm - 202W - 5000K - 80CRI - TBD[SKU] - Bracket. Y-cable | 1.93 | Bracket. Y-cable | LED | 1 | 202 | [8 empty] | CE | [6 empty] | 20 | 5000 | 382x250x80 |  | 220-240V |  | 5 | A++ | 70° | 3 | 80 |  | 5000 |  | 58000 | >=0.95 | 140000 |  |  | 144.5545 |  |  | 9 | L6 | 25 | max. 10% at 100.000 hrs |  | Available | 850/339 | Cx=0.3447;Cy=0.3553 | Class I | IK08 | IP50 | IP20 | 45 | 1100 | -25 | 1 | 202 | RAL9016 | 50-60Hz | Passive | LED | embedded sensor system | High Bay Rectangular | Tungsram Auriso | Indoor industrial |  | 24.2 | 29200 | Yes |  | risk group 1 |  | Bracket kit. Tilted bracket kit. Busbar bracket kit. Cable hook pair
TBD | AUR-1S30-840-L6-RFS-ST | image | datasheet | deeplink | TUNGSRAM - Tungsram Auriso - 28400lm - 202W - 4000K - 80CRI - TBD[SKU] - Bracket. Y-cable | 1.93 | Bracket. Y-cable | LED | 1 | 202 | [8 empty] | CE | [6 empty] | 20 | 4000 | 382x250x80 |  | 220-240V |  | 5 | A++ | 70° | 3 | 80 |  | 4000 |  | 58000 | >=0.95 | 140000 |  |  | 140.5941 |  |  | 9 | L6 | 25 | max. 10% at 100.000 hrs |  | Available | 840/339 | Cx=0.3818;Cy=0.3797 | Class I | IK08 | IP50 | IP20 | 45 | 1100 | -25 | 1 | 202 | RAL9016 | 50-60Hz | Passive | LED | embedded sensor system | High Bay Rectangular | Tungsram Auriso | Indoor industrial |  | 24.2 | 28400 | Yes |  | risk group 1 |  | Bracket kit. Tilted bracket kit. Busbar bracket kit. Cable hook pair
TBD | AUR-1S30-830-L6-RFS-ST | image | datasheet | deeplink | TUNGSRAM - Tungsram Auriso - 26800lm - 202W - 3000K - 80CRI - TBD[SKU] - Bracket. Y-cable | 1.93 | Bracket. Y-cable | LED | 1 | 202 | [8 empty] | CE | [6 empty] | 20 | 3000 | 382x250x80 |  | 220-240V |  | 5 | A++ | 70° | 3 | 80 |  | 3000 |  | 58000 | >=0.95 | 140000 |  |  | 132.6733 |  |  | 9 | L6 | 25 | max. 10% at 100.000 hrs |  | Available | 830/339 | Cx=0.4338;Cy=0.4030 | Class I | IK08 | IP50 | IP20 | 45 | 1100 | -25 | 1 | 202 | RAL9016 | 50-60Hz | Passive | LED | embedded sensor system | High Bay Rectangular | Tungsram Auriso | Indoor industrial |  | 24.1 | 26800 | Yes |  | risk group 1 |  | Bracket kit. Tilted bracket kit. Busbar bracket kit. Cable hook pair
TBD | AUR-1S30-750-L6-RFS-ST | image | datasheet | deeplink | TUNGSRAM - Tungsram Auriso - 30000lm - 202W - 5000K - 70CRI - TBD[SKU] - Bracket. Y-cable | 1.93 | Bracket. Y-cable | LED | 1 | 202 | [8 empty] | CE | [6 empty] | 20 | 5000 | 382x250x80 |  | 220-240V |  | 5 | A++ | 70° | 3 | 70 |  | 5000 |  | 58000 | >=0.95 | 140000 |  |  | 148.5149 |  |  | 9 | L6 | 25 | max. 10% at 100.000 hrs |  | Available | 750/339 | Cx=0.3447;Cy=0.3553 | Class I | IK08 | IP50 | IP20 | 45 | 1100 | -25 | 1 | 202 | RAL9016 | 50-60Hz | Passive | LED | embedded sensor system | High Bay Rectangular | Tungsram Auriso | Indoor industrial |  | 24.5 | 30000 | Yes |  | risk group 1 |  | Bracket kit. Tilted bracket kit. Busbar bracket kit. Cable hook pair
TBD | AUR-1S30-740-L6-RFS-ST | image | datasheet | deeplink | TUNGSRAM - Tungsram Auriso - 29900lm - 202W - 4000K - 70CRI - TBD[SKU] - Bracket. Y-cable | 1.93 | Bracket. Y-cable | LED | 1 | 202 | [8 empty] | CE | [6 empty] | 20 | 4000 | 382x250x80 |  | 220-240V |  | 5 | A++ | 70° | 3 | 70 |  | 4000 |  | 58000 | >=0.95 | 140000 |  |  | 148.0198 |  |  | 9 | L6 | 25 | max. 10% at 100.000 hrs |  | Available | 740/339 | Cx=0.4338;Cy=0.4030 | Class I | IK08 | IP50 | IP20 | 45 | 1100 | -25 | 1 | 202 | RAL9016 | 50-60Hz | Passive | LED | embedded sensor system | High Bay Rectangular | Tungsram Auriso | Indoor industrial |  | 24.5 | 29900 | Yes |  | risk group 1 |  | Bracket kit. Tilted bracket kit. Busbar bracket kit. Cable hook pair
TBD | AUR-1S30-730-L6-RFS-ST | image | datasheet | deeplink | TUNGSRAM - Tungsram Auriso - 29100lm - 202W - 3000K - 70CRI - TBD[SKU] - Bracket. Y-cable | 1.93 | Bracket. Y-cable | LED | 1 | 202 | [8 empty] | CE | [6 empty] | 20 | 3000 | 382x250x80 |  | 220-240V |  | 5 | A++ | 70° | 3 | 70 |  | 3000 |  | 58000 | >=0.95 | 140000 |  |  | 144.0594 |  |  | 9 | L6 | 25 | max. 10% at 100.000 hrs |  | Available | 730/339 | Cx=0.4338;Cy=0.4030 | Class I | IK08 | IP50 | IP20 | 45 | 1100 | -25 | 1 | 202 | RAL9016 | 50-60Hz | Passive | LED | embedded sensor system | High Bay Rectangular | Tungsram Auriso | Indoor industrial |  | 24.4 | 29100 | Yes |  | risk group 1 |  | Bracket kit. Tilted bracket kit. Busbar bracket kit. Cable hook pair
TBD | AUR-1S30-850-L3-RFS-ST | image | datasheet | deeplink | TUNGSRAM - Tungsram Auriso - 31000lm - 202W - 5000K - 80CRI - TBD[SKU] - Bracket. Y-cable | 1.93 | Bracket. Y-cable | LED | 1 | 202 | [8 empty] | CE | [6 empty] | 20 | 5000 | 382x250x80 |  | 220-240V |  | 5 | A++ | 35° | 3 | 80 |  | 5000 |  | 58000 | >=0.95 | 140000 |  |  | 153.4653 |  |  | 9 | L3 | 25 | max. 10% at 100.000 hrs |  | Available | 850/339 | Cx=0.3447;Cy=0.3553 | Class I | IK08 | IP50 | IP20 | 45 | 1100 | -25 | 1 | 202 | RAL9016 | 50-60Hz | Passive | LED | embedded sensor system | High Bay Rectangular | Tungsram Auriso | Indoor industrial |  | 19.7 | 31000 | Yes |  | risk group 1 |  | Bracket kit. Tilted bracket kit. Busbar bracket kit. Cable hook pair
TBD | AUR-1S30-840-L3-RFS-ST | image | datasheet | deeplink | TUNGSRAM - Tungsram Auriso - 30200lm - 202W - 4000K - 80CRI - TBD[SKU] - Bracket. Y-cable | 1.93 | Bracket. Y-cable | LED | 1 | 202 | [8 empty] | CE | [6 empty] | 20 | 4000 | 382x250x80 |  | 220-240V |  | 5 | A++ | 35° | 3 | 80 |  | 4000 |  | 58000 | >=0.95 | 140000 |  |  | 149.505 |  |  | 9 | L3 | 25 | max. 10% at 100.000 hrs |  | Available | 840/339 | Cx=0.3818;Cy=0.3797 | Class I | IK08 | IP50 | IP20 | 45 | 1100 | -25 | 1 | 202 | RAL9016 | 50-60Hz | Passive | LED | embedded sensor system | High Bay Rectangular | Tungsram Auriso | Indoor industrial |  | 19.7 | 30200 | Yes |  | risk group 1 |  | Bracket kit. Tilted bracket kit. Busbar bracket kit. Cable hook pair
TBD | AUR-1S30-830-L3-RFS-ST | image | datasheet | deeplink | TUNGSRAM - Tungsram Auriso - 28400lm - 202W - 3000K - 80CRI - TBD[SKU] - Bracket. Y-cable | 1.93 | Bracket. Y-cable | LED | 1 | 202 | [8 empty] | CE | [6 empty] | 20 | 3000 | 382x250x80 |  | 220-240V |  | 5 | A++ | 35° | 3 | 80 |  | 3000 |  | 58000 | >=0.95 | 140000 |  |  | 140.5941 |  |  | 9 | L3 | 25 | max. 10% at 100.000 hrs |  | Available | 830/339 | Cx=0.4338;Cy=0.4030 | Class I | IK08 | IP50 | IP20 | 45 | 1100 | -25 | 1 | 202 | RAL9016 | 50-60Hz | Passive | LED | embedded sensor system | High Bay Rectangular | Tungsram Auriso | Indoor industrial |  | 19.6 | 28400 | Yes |  | risk group 1 |  | Bracket kit. Tilted bracket kit. Busbar bracket kit. Cable hook pair
TBD | AUR-1S30-750-L3-RFS-ST | image | datasheet | deeplink | TUNGSRAM - Tungsram Auriso - 31900lm - 202W - 5000K - 70CRI - TBD[SKU] - Bracket. Y-cable | 1.93 | Bracket. Y-cable | LED | 1 | 202 | [8 empty] | CE | [6 empty] | 20 | 5000 | 382x250x80 |  | 220-240V |  | 5 | A++ | 35° | 3 | 70 |  | 5000 |  | 58000 | >=0.95 | 140000 |  |  | 157.9208 |  |  | 9 | L3 | 25 | max. 10% at 100.000 hrs |  | Available | 750/339 | Cx=0.3447;Cy=0.3553 | Class I | IK08 | IP50 | IP20 | 45 | 1100 | -25 | 1 | 202 | RAL9016 | 50-60Hz | Passive | LED | embedded sensor system | High Bay Rectangular | Tungsram Auriso | Indoor industrial |  | 20 | 31900 | Yes |  | risk group 1 |  | Bracket kit. Tilted bracket kit. Busbar bracket kit. Cable hook pair
TBD | AUR-1S30-740-L3-RFS-ST | image | datasheet | deeplink | TUNGSRAM - Tungsram Auriso - 31800lm - 202W - 4000K - 70CRI - TBD[SKU] - Bracket. Y-cable | 1.93 | Bracket. Y-cable | LED | 1 | 202 | [8 empty] | CE | [6 empty] | 20 | 4000 | 382x250x80 |  | 220-240V |  | 5 | A++ | 35° | 3 | 70 |  | 4000 |  | 58000 | >=0.95 | 140000 |  |  | 157.4257 |  |  | 9 | L3 | 25 | max. 10% at 100.000 hrs |  | Available | 740/339 | Cx=0.4338;Cy=0.4030 | Class I | IK08 | IP50 | IP20 | 45 | 1100 | -25 | 1 | 202 | RAL9016 | 50-60Hz | Passive | LED | embedded sensor system | High Bay Rectangular | Tungsram Auriso | Indoor industrial |  | 20 | 31800 | Yes |  | risk group 1 |  | Bracket kit. Tilted bracket kit. Busbar bracket kit. Cable hook pair
TBD | AUR-1S30-730-L3-RFS-ST | image | datasheet | deeplink | TUNGSRAM - Tungsram Auriso - 30900lm - 202W - 3000K - 70CRI - TBD[SKU] - Bracket. Y-cable | 1.93 | Bracket. Y-cable | LED | 1 | 202 | [8 empty] | CE | [6 empty] | 20 | 3000 | 382x250x80 |  | 220-240V |  | 5 | A++ | 35° | 3 | 70 |  | 3000 |  | 58000 | >=0.95 | 140000 |  |  | 152.9703 |  |  | 9 | L3 | 25 | max. 10% at 100.000 hrs |  | Available | 730/339 | Cx=0.4338;Cy=0.4030 | Class I | IK08 | IP50 | IP20 | 45 | 1100 | -25 | 1 | 202 | RAL9016 | 50-60Hz | Passive | LED | embedded sensor system | High Bay Rectangular | Tungsram Auriso | Indoor industrial |  | 19.9 | 30900 | Yes |  | risk group 1 |  | Bracket kit. Tilted bracket kit. Busbar bracket kit. Cable hook pair
TBD | AUR-1S30-850-D1-RFS-ST | image | datasheet | deeplink | TUNGSRAM - Tungsram Auriso - 26500lm - 202W - 5000K - 80CRI - TBD[SKU] - Bracket. Y-cable | 1.93 | Bracket. Y-cable | LED | 1 | 202 | [8 empty] | CE | [6 empty] | 20 | 5000 | 382x250x80 |  | 220-240V |  | 5 | A++ | 100° | 3 | 80 |  | 5000 |  | 58000 | >=0.95 | 140000 |  |  | 131.1881 |  |  | 9 | D1 | 25 | max. 10% at 100.000 hrs |  | Available | 850/339 | Cx=0.3447;Cy=0.3553 | Class I | IK08 | IP20 | IP20 | 45 | 1100 | -25 | 1 | 202 | RAL9016 | 50-60Hz | Passive | LED | embedded sensor system | High Bay Rectangular | Tungsram Auriso | Indoor industrial |  | 28.1 | 26500 | Yes |  | risk group 1 |  | Bracket kit. Tilted bracket kit. Busbar bracket kit. Cable hook pair
TBD | AUR-1S30-840-D1-RFS-ST | image | datasheet | deeplink | TUNGSRAM - Tungsram Auriso - 25800lm - 202W - 4000K - 80CRI - TBD[SKU] - Bracket. Y-cable | 1.93 | Bracket. Y-cable | LED | 1 | 202 | [8 empty] | CE | [6 empty] | 20 | 4000 | 382x250x80 |  | 220-240V |  | 5 | A++ | 100° | 3 | 80 |  | 4000 |  | 58000 | >=0.95 | 140000 |  |  | 127.7228 |  |  | 9 | D1 | 25 | max. 10% at 100.000 hrs |  | Available | 840/339 | Cx=0.3818;Cy=0.3797 | Class I | IK08 | IP20 | IP20 | 45 | 1100 | -25 | 1 | 202 | RAL9016 | 50-60Hz | Passive | LED | embedded sensor system | High Bay Rectangular | Tungsram Auriso | Indoor industrial |  | 28.1 | 25800 | Yes |  | risk group 1 |  | Bracket kit. Tilted bracket kit. Busbar bracket kit. Cable hook pair
TBD | AUR-1S30-830-D1-RFS-ST | image | datasheet | deeplink | TUNGSRAM - Tungsram Auriso - 24300lm - 202W - 3000K - 80CRI - TBD[SKU] - Bracket. Y-cable | 1.93 | Bracket. Y-cable | LED | 1 | 202 | [8 empty] | CE | [6 empty] | 20 | 3000 | 382x250x80 |  | 220-240V |  | 5 | A++ | 100° | 3 | 80 |  | 3000 |  | 58000 | >=0.95 | 140000 |  |  | 120.297 |  |  | 9 | D1 | 25 | max. 10% at 100.000 hrs |  | Available | 830/339 | Cx=0.4338;Cy=0.4030 | Class I | IK08 | IP20 | IP20 | 45 | 1100 | -25 | 1 | 202 | RAL9016 | 50-60Hz | Passive | LED | embedded sensor system | High Bay Rectangular | Tungsram Auriso | Indoor industrial |  | 28 | 24300 | Yes |  | risk group 1 |  | Bracket kit. Tilted bracket kit. Busbar bracket kit. Cable hook pair
TBD | AUR-1S30-750-D1-RFS-ST | image | datasheet | deeplink | TUNGSRAM - Tungsram Auriso - 27200lm - 202W - 5000K - 70CRI - TBD[SKU] - Bracket. Y-cable | 1.93 | Bracket. Y-cable | LED | 1 | 202 | [8 empty] | CE | [6 empty] | 20 | 5000 | 382x250x80 |  | 220-240V |  | 5 | A++ | 100° | 3 | 70 |  | 5000 |  | 58000 | >=0.95 | 140000 |  |  | 134.6535 |  |  | 9 | D1 | 25 | max. 10% at 100.000 hrs |  | Available | 750/339 | Cx=0.3447;Cy=0.3553 | Class I | IK08 | IP20 | IP20 | 45 | 1100 | -25 | 1 | 202 | RAL9016 | 50-60Hz | Passive | LED | embedded sensor system | High Bay Rectangular | Tungsram Auriso | Indoor industrial |  | 28.4 | 27200 | Yes |  | risk group 1 |  | Bracket kit. Tilted bracket kit. Busbar bracket kit. Cable hook pair
TBD | AUR-1S30-740-D1-RFS-ST | image | datasheet | deeplink | TUNGSRAM - Tungsram Auriso - 27200lm - 202W - 4000K - 70CRI - TBD[SKU] - Bracket. Y-cable | 1.93 | Bracket. Y-cable | LED | 1 | 202 | [8 empty] | CE | [6 empty] | 20 | 4000 | 382x250x80 |  | 220-240V |  | 5 | A++ | 100° | 3 | 70 |  | 4000 |  | 58000 | >=0.95 | 140000 |  |  | 134.6535 |  |  | 9 | D1 | 25 | max. 10% at 100.000 hrs |  | Available | 740/339 | Cx=0.4338;Cy=0.4030 | Class I | IK08 | IP20 | IP20 | 45 | 1100 | -25 | 1 | 202 | RAL9016 | 50-60Hz | Passive | LED | embedded sensor system | High Bay Rectangular | Tungsram Auriso | Indoor industrial |  | 28.4 | 27200 | Yes |  | risk group 1 |  | Bracket kit. Tilted bracket kit. Busbar bracket kit. Cable hook pair
TBD | AUR-1S30-730-D1-RFS-ST | image | datasheet | deeplink | TUNGSRAM - Tungsram Auriso - 26400lm - 202W - 3000K - 70CRI - TBD[SKU] - Bracket. Y-cable | 1.93 | Bracket. Y-cable | LED | 1 | 202 | [8 empty] | CE | [6 empty] | 20 | 3000 | 382x250x80 |  | 220-240V |  | 5 | A++ | 100° | 3 | 70 |  | 3000 |  | 58000 | >=0.95 | 140000 |  |  | 130.6931 |  |  | 9 | D1 | 25 | max. 10% at 100.000 hrs |  | Available | 730/339 | Cx=0.4338;Cy=0.4030 | Class I | IK08 | IP20 | IP20 | 45 | 1100 | -25 | 1 | 202 | RAL9016 | 50-60Hz | Passive | LED | embedded sensor system | High Bay Rectangular | Tungsram Auriso | Indoor industrial |  | 28.2 | 26400 | Yes |  | risk group 1 |  | Bracket kit. Tilted bracket kit. Busbar bracket kit. Cable hook pair
TBD | AUR-1S30-850-C1-RFS-ST | image | datasheet | deeplink | TUNGSRAM - Tungsram Auriso - 29400lm - 202W - 5000K - 80CRI - TBD[SKU] - Bracket. Y-cable | 1.93 | Bracket. Y-cable | LED | 1 | 202 | [8 empty] | CE | [6 empty] | 20 | 5000 | 382x250x80 |  | 220-240V |  | 5 | A++ | 110° | 3 | 80 |  | 5000 |  | 58000 | >=0.95 | 140000 |  |  | 145.5446 |  |  | 9 | C1 | 25 | max. 10% at 100.000 hrs |  | Available | 850/339 | Cx=0.3447;Cy=0.3553 | Class I | IK08 | IP20 | IP20 | 45 | 1100 | -25 | 1 | 202 | RAL9016 | 50-60Hz | Passive | LED | embedded sensor system | High Bay Rectangular | Tungsram Auriso | Indoor industrial |  | 28 | 29400 | Yes |  | risk group 1 |  | Bracket kit. Tilted bracket kit. Busbar bracket kit. Cable hook pair
TBD | AUR-1S30-840-C1-RFS-ST | image | datasheet | deeplink | TUNGSRAM - Tungsram Auriso - 28700lm - 202W - 4000K - 80CRI - TBD[SKU] - Bracket. Y-cable | 1.93 | Bracket. Y-cable | LED | 1 | 202 | [8 empty] | CE | [6 empty] | 20 | 4000 | 382x250x80 |  | 220-240V |  | 5 | A++ | 110° | 3 | 80 |  | 4000 |  | 58000 | >=0.95 | 140000 |  |  | 142.0792 |  |  | 9 | C1 | 25 | max. 10% at 100.000 hrs |  | Available | 840/339 | Cx=0.3818;Cy=0.3797 | Class I | IK08 | IP20 | IP20 | 45 | 1100 | -25 | 1 | 202 | RAL9016 | 50-60Hz | Passive | LED | embedded sensor system | High Bay Rectangular | Tungsram Auriso | Indoor industrial |  | 28 | 28700 | Yes |  | risk group 1 |  | Bracket kit. Tilted bracket kit. Busbar bracket kit. Cable hook pair
TBD | AUR-1S30-830-C1-RFS-ST | image | datasheet | deeplink | TUNGSRAM - Tungsram Auriso - 27000lm - 202W - 3000K - 80CRI - TBD[SKU] - Bracket. Y-cable | 1.93 | Bracket. Y-cable | LED | 1 | 202 | [8 empty] | CE | [6 empty] | 20 | 3000 | 382x250x80 |  | 220-240V |  | 5 | A++ | 110° | 3 | 80 |  | 3000 |  | 58000 | >=0.95 | 140000 |  |  | 133.6634 |  |  | 9 | C1 | 25 | max. 10% at 100.000 hrs |  | Available | 830/339 | Cx=0.4338;Cy=0.4030 | Class I | IK08 | IP20 | IP20 | 45 | 1100 | -25 | 1 | 202 | RAL9016 | 50-60Hz | Passive | LED | embedded sensor system | High Bay Rectangular | Tungsram Auriso | Indoor industrial |  | 27.8 | 27000 | Yes |  | risk group 1 |  | Bracket kit. Tilted bracket kit. Busbar bracket kit. Cable hook pair
TBD | AUR-1S30-750-C1-RFS-ST | image | datasheet | deeplink | TUNGSRAM - Tungsram Auriso - 30300lm - 202W - 5000K - 70CRI - TBD[SKU] - Bracket. Y-cable | 1.93 | Bracket. Y-cable | LED | 1 | 202 | [8 empty] | CE | [6 empty] | 20 | 5000 | 382x250x80 |  | 220-240V |  | 5 | A++ | 110° | 3 | 70 |  | 5000 |  | 58000 | >=0.95 | 140000 |  |  | 150 |  |  | 9 | C1 | 25 | max. 10% at 100.000 hrs |  | Available | 750/339 | Cx=0.3447;Cy=0.3553 | Class I | IK08 | IP20 | IP20 | 45 | 1100 | -25 | 1 | 202 | RAL9016 | 50-60Hz | Passive | LED | embedded sensor system | High Bay Rectangular | Tungsram Auriso | Indoor industrial |  | 28.2 | 30300 | Yes |  | risk group 1 |  | Bracket kit. Tilted bracket kit. Busbar bracket kit. Cable hook pair
TBD | AUR-1S30-740-C1-RFS-ST | image | datasheet | deeplink | TUNGSRAM - Tungsram Auriso - 30200lm - 202W - 4000K - 70CRI - TBD[SKU] - Bracket. Y-cable | 1.93 | Bracket. Y-cable | LED | 1 | 202 | [8 empty] | CE | [6 empty] | 20 | 4000 | 382x250x80 |  | 220-240V |  | 5 | A++ | 110° | 3 | 70 |  | 4000 |  | 58000 | >=0.95 | 140000 |  |  | 149.505 |  |  | 9 | C1 | 25 | max. 10% at 100.000 hrs |  | Available | 740/339 | Cx=0.4338;Cy=0.4030 | Class I | IK08 | IP20 | IP20 | 45 | 1100 | -25 | 1 | 202 | RAL9016 | 50-60Hz | Passive | LED | embedded sensor system | High Bay Rectangular | Tungsram Auriso | Indoor industrial |  | 28.2 | 30200 | Yes |  | risk group 1 |  | Bracket kit. Tilted bracket kit. Busbar bracket kit. Cable hook pair
TBD | AUR-1S30-730-C1-RFS-ST | image | datasheet | deeplink | TUNGSRAM - Tungsram Auriso - 29300lm - 202W - 3000K - 70CRI - TBD[SKU] - Bracket. Y-cable | 1.93 | Bracket. Y-cable | LED | 1 | 202 | [8 empty] | CE | [6 empty] | 20 | 3000 | 382x250x80 |  | 220-240V |  | 5 | A++ | 110° | 3 | 70 |  | 3000 |  | 58000 | >=0.95 | 140000 |  |  | 145.0495 |  |  | 9 | C1 | 25 | max. 10% at 100.000 hrs |  | Available | 730/339 | Cx=0.4338;Cy=0.4030 | Class I | IK08 | IP20 | IP20 | 45 | 1100 | -25 | 1 | 202 | RAL9016 | 50-60Hz | Passive | LED | embedded sensor system | High Bay Rectangular | Tungsram Auriso | Indoor industrial |  | 28.1 | 29300 | Yes |  | risk group 1 |  | Bracket kit. Tilted bracket kit. Busbar bracket kit. Cable hook pair
TBD | AUR-1S25-850-U8-RFS-ST | image | datasheet | deeplink | TUNGSRAM - Tungsram Auriso - 21800lm - 162W - 5000K - 80CRI - TBD[SKU] - Bracket. Y-cable | 1.93 | Bracket. Y-cable | LED | 1 | 162 | [8 empty] | CE | [6 empty] | 20 | 5000 | 382x250x80 |  | 220-240V |  | 5 | A++ | 80° | 3 | 80 |  | 5000 |  | 82000 | >=0.95 | 196000 |  |  | 134.5679 |  |  | 9 | U8 | 25 | max. 10% at 100.000 hrs |  | Available | 850/339 | Cx=0.3447;Cy=0.3553 | Class I | IK08 | IP20 | IP20 | 50 | 880 | -25 | 1 | 162 | RAL9016 | 50-60Hz | Passive | LED | embedded sensor system | High Bay Rectangular | Tungsram Auriso | Indoor industrial |  | 24.7 | 21800 | Yes |  | risk group 1 |  | Bracket kit. Tilted bracket kit. Busbar bracket kit. Cable hook pair
TBD | AUR-1S25-840-U8-RFS-ST | image | datasheet | deeplink | TUNGSRAM - Tungsram Auriso - 21200lm - 162W - 4000K - 80CRI - TBD[SKU] - Bracket. Y-cable | 1.93 | Bracket. Y-cable | LED | 1 | 162 | [8 empty] | CE | [6 empty] | 20 | 4000 | 382x250x80 |  | 220-240V |  | 5 | A++ | 80° | 3 | 80 |  | 4000 |  | 82000 | >=0.95 | 196000 |  |  | 130.8642 |  |  | 9 | U8 | 25 | max. 10% at 100.000 hrs |  | Available | 840/339 | Cx=0.3818;Cy=0.3797 | Class I | IK08 | IP20 | IP20 | 50 | 880 | -25 | 1 | 162 | RAL9016 | 50-60Hz | Passive | LED | embedded sensor system | High Bay Rectangular | Tungsram Auriso | Indoor industrial |  | 24.7 | 21200 | Yes |  | risk group 1 |  | Bracket kit. Tilted bracket kit. Busbar bracket kit. Cable hook pair
TBD | AUR-1S25-830-U8-RFS-ST | image | datasheet | deeplink | TUNGSRAM - Tungsram Auriso - 20000lm - 162W - 3000K - 80CRI - TBD[SKU] - Bracket. Y-cable | 1.93 | Bracket. Y-cable | LED | 1 | 162 | [8 empty] | CE | [6 empty] | 20 | 3000 | 382x250x80 |  | 220-240V |  | 5 | A++ | 80° | 3 | 80 |  | 3000 |  | 82000 | >=0.95 | 196000 |  |  | 123.4568 |  |  | 9 | U8 | 25 | max. 10% at 100.000 hrs |  | Available | 830/339 | Cx=0.4338;Cy=0.4030 | Class I | IK08 | IP20 | IP20 | 50 | 880 | -25 | 1 | 162 | RAL9016 | 50-60Hz | Passive | LED | embedded sensor system | High Bay Rectangular | Tungsram Auriso | Indoor industrial |  | 24.6 | 20000 | Yes |  | risk group 1 |  | Bracket kit. Tilted bracket kit. Busbar bracket kit. Cable hook pair
TBD | AUR-1S25-750-U8-RFS-ST | image | datasheet | deeplink | TUNGSRAM - Tungsram Auriso - 22400lm - 162W - 5000K - 70CRI - TBD[SKU] - Bracket. Y-cable | 1.93 | Bracket. Y-cable | LED | 1 | 162 | [8 empty] | CE | [6 empty] | 20 | 5000 | 382x250x80 |  | 220-240V |  | 5 | A++ | 80° | 3 | 70 |  | 5000 |  | 82000 | >=0.95 | 196000 |  |  | 138.2716 |  |  | 9 | U8 | 25 | max. 10% at 100.000 hrs |  | Available | 750/339 | Cx=0.3447;Cy=0.3553 | Class I | IK08 | IP20 | IP20 | 50 | 880 | -25 | 1 | 162 | RAL9016 | 50-60Hz | Passive | LED | embedded sensor system | High Bay Rectangular | Tungsram Auriso | Indoor industrial |  | 25 | 22400 | Yes |  | risk group 1 |  | Bracket kit. Tilted bracket kit. Busbar bracket kit. Cable hook pair
TBD | AUR-1S25-740-U8-RFS-ST | image | datasheet | deeplink | TUNGSRAM - Tungsram Auriso - 22300lm - 162W - 4000K - 70CRI - TBD[SKU] - Bracket. Y-cable | 1.93 | Bracket. Y-cable | LED | 1 | 162 | [8 empty] | CE | [6 empty] | 20 | 4000 | 382x250x80 |  | 220-240V |  | 5 | A++ | 80° | 3 | 70 |  | 4000 |  | 82000 | >=0.95 | 196000 |  |  | 137.6543 |  |  | 9 | U8 | 25 | max. 10% at 100.000 hrs |  | Available | 740/339 | Cx=0.4338;Cy=0.4030 | Class I | IK08 | IP20 | IP20 | 50 | 880 | -25 | 1 | 162 | RAL9016 | 50-60Hz | Passive | LED | embedded sensor system | High Bay Rectangular | Tungsram Auriso | Indoor industrial |  | 25 | 22300 | Yes |  | risk group 1 |  | Bracket kit. Tilted bracket kit. Busbar bracket kit. Cable hook pair
TBD | AUR-1S25-730-U8-RFS-ST | image | datasheet | deeplink | TUNGSRAM - Tungsram Auriso - 21700lm - 162W - 3000K - 70CRI - TBD[SKU] - Bracket. Y-cable | 1.93 | Bracket. Y-cable | LED | 1 | 162 | [8 empty] | CE | [6 empty] | 20 | 3000 | 382x250x80 |  | 220-240V |  | 5 | A++ | 80° | 3 | 70 |  | 3000 |  | 82000 | >=0.95 | 196000 |  |  | 133.9506 |  |  | 9 | U8 | 25 | max. 10% at 100.000 hrs |  | Available | 730/339 | Cx=0.4338;Cy=0.4030 | Class I | IK08 | IP20 | IP20 | 50 | 880 | -25 | 1 | 162 | RAL9016 | 50-60Hz | Passive | LED | embedded sensor system | High Bay Rectangular | Tungsram Auriso | Indoor industrial |  | 24.9 | 21700 | Yes |  | risk group 1 |  | Bracket kit. Tilted bracket kit. Busbar bracket kit. Cable hook pair
TBD | AUR-1S25-850-U6-RFS-ST | image | datasheet | deeplink | TUNGSRAM - Tungsram Auriso - 19900lm - 162W - 5000K - 80CRI - TBD[SKU] - Bracket. Y-cable | 1.93 | Bracket. Y-cable | LED | 1 | 162 | [8 empty] | CE | [6 empty] | 20 | 5000 | 382x250x80 |  | 220-240V |  | 5 | A++ | 65° | 3 | 80 |  | 5000 |  | 82000 | >=0.95 | 196000 |  |  | 122.8395 |  |  | 9 | U6 | 25 | max. 10% at 100.000 hrs |  | Available | 850/339 | Cx=0.3447;Cy=0.3553 | Class I | IK08 | IP50 | IP20 | 50 | 880 | -25 | 1 | 162 | RAL9016 | 50-60Hz | Passive | LED | embedded sensor system | High Bay Rectangular | Tungsram Auriso | Indoor industrial |  | 23.4 | 19900 | Yes |  | risk group 1 |  | Bracket kit. Tilted bracket kit. Busbar bracket kit. Cable hook pair
TBD | AUR-1S25-840-U6-RFS-ST | image | datasheet | deeplink | TUNGSRAM - Tungsram Auriso - 19400lm - 162W - 4000K - 80CRI - TBD[SKU] - Bracket. Y-cable | 1.93 | Bracket. Y-cable | LED | 1 | 162 | [8 empty] | CE | [6 empty] | 20 | 4000 | 382x250x80 |  | 220-240V |  | 5 | A++ | 65° | 3 | 80 |  | 4000 |  | 82000 | >=0.95 | 196000 |  |  | 119.7531 |  |  | 9 | U6 | 25 | max. 10% at 100.000 hrs |  | Available | 840/339 | Cx=0.3818;Cy=0.3797 | Class I | IK08 | IP50 | IP20 | 50 | 880 | -25 | 1 | 162 | RAL9016 | 50-60Hz | Passive | LED | embedded sensor system | High Bay Rectangular | Tungsram Auriso | Indoor industrial |  | 23.4 | 19400 | Yes |  | risk group 1 |  | Bracket kit. Tilted bracket kit. Busbar bracket kit. Cable hook pair
TBD | AUR-1S25-830-U6-RFS-ST | image | datasheet | deeplink | TUNGSRAM - Tungsram Auriso - 18300lm - 162W - 3000K - 80CRI - TBD[SKU] - Bracket. Y-cable | 1.93 | Bracket. Y-cable | LED | 1 | 162 | [8 empty] | CE | [6 empty] | 20 | 3000 | 382x250x80 |  | 220-240V |  | 5 | A++ | 65° | 3 | 80 |  | 3000 |  | 82000 | >=0.95 | 196000 |  |  | 112.963 |  |  | 9 | U6 | 25 | max. 10% at 100.000 hrs |  | Available | 830/339 | Cx=0.4338;Cy=0.4030 | Class I | IK08 | IP50 | IP20 | 50 | 880 | -25 | 1 | 162 | RAL9016 | 50-60Hz | Passive | LED | embedded sensor system | High Bay Rectangular | Tungsram Auriso | Indoor industrial |  | 23.3 | 18300 | Yes |  | risk group 1 |  | Bracket kit. Tilted bracket kit. Busbar bracket kit. Cable hook pair
TBD | AUR-1S25-750-U6-RFS-ST | image | datasheet | deeplink | TUNGSRAM - Tungsram Auriso - 20500lm - 162W - 5000K - 70CRI - TBD[SKU] - Bracket. Y-cable | 1.93 | Bracket. Y-cable | LED | 1 | 162 | [8 empty] | CE | [6 empty] | 20 | 5000 | 382x250x80 |  | 220-240V |  | 5 | A++ | 65° | 3 | 70 |  | 5000 |  | 82000 | >=0.95 | 196000 |  |  | 126.5432 |  |  | 9 | U6 | 25 | max. 10% at 100.000 hrs |  | Available | 750/339 | Cx=0.3447;Cy=0.3553 | Class I | IK08 | IP50 | IP20 | 50 | 880 | -25 | 1 | 162 | RAL9016 | 50-60Hz | Passive | LED | embedded sensor system | High Bay Rectangular | Tungsram Auriso | Indoor industrial |  | 23.7 | 20500 | Yes |  | risk group 1 |  | Bracket kit. Tilted bracket kit. Busbar bracket kit. Cable hook pair
TBD | AUR-1S25-740-U6-RFS-ST | image | datasheet | deeplink | TUNGSRAM - Tungsram Auriso - 20400lm - 162W - 4000K - 70CRI - TBD[SKU] - Bracket. Y-cable | 1.93 | Bracket. Y-cable | LED | 1 | 162 | [8 empty] | CE | [6 empty] | 20 | 4000 | 382x250x80 |  | 220-240V |  | 5 | A++ | 65° | 3 | 70 |  | 4000 |  | 82000 | >=0.95 | 196000 |  |  | 125.9259 |  |  | 9 | U6 | 25 | max. 10% at 100.000 hrs |  | Available | 740/339 | Cx=0.4338;Cy=0.4030 | Class I | IK08 | IP50 | IP20 | 50 | 880 | -25 | 1 | 162 | RAL9016 | 50-60Hz | Passive | LED | embedded sensor system | High Bay Rectangular | Tungsram Auriso | Indoor industrial |  | 23.7 | 20400 | Yes |  | risk group 1 |  | Bracket kit. Tilted bracket kit. Busbar bracket kit. Cable hook pair
TBD | AUR-1S25-730-U6-RFS-ST | image | datasheet | deeplink | TUNGSRAM - Tungsram Auriso - 19800lm - 162W - 3000K - 70CRI - TBD[SKU] - Bracket. Y-cable | 1.93 | Bracket. Y-cable | LED | 1 | 162 | [8 empty] | CE | [6 empty] | 20 | 3000 | 382x250x80 |  | 220-240V |  | 5 | A++ | 65° | 3 | 70 |  | 3000 |  | 82000 | >=0.95 | 196000 |  |  | 122.2222 |  |  | 9 | U6 | 25 | max. 10% at 100.000 hrs |  | Available | 730/339 | Cx=0.4338;Cy=0.4030 | Class I | IK08 | IP50 | IP20 | 50 | 880 | -25 | 1 | 162 | RAL9016 | 50-60Hz | Passive | LED | embedded sensor system | High Bay Rectangular | Tungsram Auriso | Indoor industrial |  | 23.6 | 19800 | Yes |  | risk group 1 |  | Bracket kit. Tilted bracket kit. Busbar bracket kit. Cable hook pair
TBD | AUR-1S25-850-U4-RFS-ST | image | datasheet | deeplink | TUNGSRAM - Tungsram Auriso - 20700lm - 162W - 5000K - 80CRI - TBD[SKU] - Bracket. Y-cable | 1.93 | Bracket. Y-cable | LED | 1 | 162 | [8 empty] | CE | [6 empty] | 20 | 5000 | 382x250x80 |  | 220-240V |  | 5 | A++ | 45° | 3 | 80 |  | 5000 |  | 82000 | >=0.95 | 196000 |  |  | 127.7778 |  |  | 9 | U4 | 25 | max. 10% at 100.000 hrs |  | Available | 850/339 | Cx=0.3447;Cy=0.3553 | Class I | IK08 | IP50 | IP20 | 50 | 880 | -25 | 1 | 162 | RAL9016 | 50-60Hz | Passive | LED | embedded sensor system | High Bay Rectangular | Tungsram Auriso | Indoor industrial |  | 22.7 | 20700 | Yes |  | risk group 1 |  | Bracket kit. Tilted bracket kit. Busbar bracket kit. Cable hook pair
TBD | AUR-1S25-840-U4-RFS-ST | image | datasheet | deeplink | TUNGSRAM - Tungsram Auriso - 20200lm - 162W - 4000K - 80CRI - TBD[SKU] - Bracket. Y-cable | 1.93 | Bracket. Y-cable | LED | 1 | 162 | [8 empty] | CE | [6 empty] | 20 | 4000 | 382x250x80 |  | 220-240V |  | 5 | A++ | 45° | 3 | 80 |  | 4000 |  | 82000 | >=0.95 | 196000 |  |  | 124.6914 |  |  | 9 | U4 | 25 | max. 10% at 100.000 hrs |  | Available | 840/339 | Cx=0.3818;Cy=0.3797 | Class I | IK08 | IP50 | IP20 | 50 | 880 | -25 | 1 | 162 | RAL9016 | 50-60Hz | Passive | LED | embedded sensor system | High Bay Rectangular | Tungsram Auriso | Indoor industrial |  | 22.7 | 20200 | Yes |  | risk group 1 |  | Bracket kit. Tilted bracket kit. Busbar bracket kit. Cable hook pair
TBD | AUR-1S25-830-U4-RFS-ST | image | datasheet | deeplink | TUNGSRAM - Tungsram Auriso - 19000lm - 162W - 3000K - 80CRI - TBD[SKU] - Bracket. Y-cable | 1.93 | Bracket. Y-cable | LED | 1 | 162 | [8 empty] | CE | [6 empty] | 20 | 3000 | 382x250x80 |  | 220-240V |  | 5 | A++ | 45° | 3 | 80 |  | 3000 |  | 82000 | >=0.95 | 196000 |  |  | 117.284 |  |  | 9 | U4 | 25 | max. 10% at 100.000 hrs |  | Available | 830/339 | Cx=0.4338;Cy=0.4030 | Class I | IK08 | IP50 | IP20 | 50 | 880 | -25 | 1 | 162 | RAL9016 | 50-60Hz | Passive | LED | embedded sensor system | High Bay Rectangular | Tungsram Auriso | Indoor industrial |  | 22.5 | 19000 | Yes |  | risk group 1 |  | Bracket kit. Tilted bracket kit. Busbar bracket kit. Cable hook pair
TBD | AUR-1S25-750-U4-RFS-ST | image | datasheet | deeplink | TUNGSRAM - Tungsram Auriso - 21300lm - 162W - 5000K - 70CRI - TBD[SKU] - Bracket. Y-cable | 1.93 | Bracket. Y-cable | LED | 1 | 162 | [8 empty] | CE | [6 empty] | 20 | 5000 | 382x250x80 |  | 220-240V |  | 5 | A++ | 45° | 3 | 70 |  | 5000 |  | 82000 | >=0.95 | 196000 |  |  | 131.4815 |  |  | 9 | U4 | 25 | max. 10% at 100.000 hrs |  | Available | 750/339 | Cx=0.3447;Cy=0.3553 | Class I | IK08 | IP50 | IP20 | 50 | 880 | -25 | 1 | 162 | RAL9016 | 50-60Hz | Passive | LED | embedded sensor system | High Bay Rectangular | Tungsram Auriso | Indoor industrial |  | 22.9 | 21300 | Yes |  | risk group 1 |  | Bracket kit. Tilted bracket kit. Busbar bracket kit. Cable hook pair
TBD | AUR-1S25-740-U4-RFS-ST | image | datasheet | deeplink | TUNGSRAM - Tungsram Auriso - 21300lm - 162W - 4000K - 70CRI - TBD[SKU] - Bracket. Y-cable | 1.93 | Bracket. Y-cable | LED | 1 | 162 | [8 empty] | CE | [6 empty] | 20 | 4000 | 382x250x80 |  | 220-240V |  | 5 | A++ | 45° | 3 | 70 |  | 4000 |  | 82000 | >=0.95 | 196000 |  |  | 131.4815 |  |  | 9 | U4 | 25 | max. 10% at 100.000 hrs |  | Available | 740/339 | Cx=0.4338;Cy=0.4030 | Class I | IK08 | IP50 | IP20 | 50 | 880 | -25 | 1 | 162 | RAL9016 | 50-60Hz | Passive | LED | embedded sensor system | High Bay Rectangular | Tungsram Auriso | Indoor industrial |  | 22.9 | 21300 | Yes |  | risk group 1 |  | Bracket kit. Tilted bracket kit. Busbar bracket kit. Cable hook pair
TBD | AUR-1S25-730-U4-RFS-ST | image | datasheet | deeplink | TUNGSRAM - Tungsram Auriso - 20700lm - 162W - 3000K - 70CRI - TBD[SKU] - Bracket. Y-cable | 1.93 | Bracket. Y-cable | LED | 1 | 162 | [8 empty] | CE | [6 empty] | 20 | 3000 | 382x250x80 |  | 220-240V |  | 5 | A++ | 45° | 3 | 70 |  | 3000 |  | 82000 | >=0.95 | 196000 |  |  | 127.7778 |  |  | 9 | U4 | 25 | max. 10% at 100.000 hrs |  | Available | 730/339 | Cx=0.4338;Cy=0.4030 | Class I | IK08 | IP50 | IP20 | 50 | 880 | -25 | 1 | 162 | RAL9016 | 50-60Hz | Passive | LED | embedded sensor system | High Bay Rectangular | Tungsram Auriso | Indoor industrial |  | 22.8 | 20700 | Yes |  | risk group 1 |  | Bracket kit. Tilted bracket kit. Busbar bracket kit. Cable hook pair
TBD | AUR-1S25-850-L9-RFS-ST | image | datasheet | deeplink | TUNGSRAM - Tungsram Auriso - 25200lm - 162W - 5000K - 80CRI - TBD[SKU] - Bracket. Y-cable | 1.93 | Bracket. Y-cable | LED | 1 | 162 | [8 empty] | CE | [6 empty] | 20 | 5000 | 382x250x80 |  | 220-240V |  | 5 | A++ | 90° | 3 | 80 |  | 5000 |  | 82000 | >=0.95 | 196000 |  |  | 155.5556 |  |  | 9 | L9 | 25 | max. 10% at 100.000 hrs |  | Available | 850/339 | Cx=0.3447;Cy=0.3553 | Class I | IK08 | IP50 | IP20 | 50 | 880 | -25 | 1 | 162 | RAL9016 | 50-60Hz | Passive | LED | embedded sensor system | High Bay Rectangular | Tungsram Auriso | Indoor industrial |  | 25.2 | 25200 | Yes |  | risk group 1 |  | Bracket kit. Tilted bracket kit. Busbar bracket kit. Cable hook pair
TBD | AUR-1S25-840-L9-RFS-ST | image | datasheet | deeplink | TUNGSRAM - Tungsram Auriso - 24500lm - 162W - 4000K - 80CRI - TBD[SKU] - Bracket. Y-cable | 1.93 | Bracket. Y-cable | LED | 1 | 162 | [8 empty] | CE | [6 empty] | 20 | 4000 | 382x250x80 |  | 220-240V |  | 5 | A++ | 90° | 3 | 80 |  | 4000 |  | 82000 | >=0.95 | 196000 |  |  | 151.2346 |  |  | 9 | L9 | 25 | max. 10% at 100.000 hrs |  | Available | 840/339 | Cx=0.3818;Cy=0.3797 | Class I | IK08 | IP50 | IP20 | 50 | 880 | -25 | 1 | 162 | RAL9016 | 50-60Hz | Passive | LED | embedded sensor system | High Bay Rectangular | Tungsram Auriso | Indoor industrial |  | 25.2 | 24500 | Yes |  | risk group 1 |  | Bracket kit. Tilted bracket kit. Busbar bracket kit. Cable hook pair
TBD | AUR-1S25-830-L9-RFS-ST | image | datasheet | deeplink | TUNGSRAM - Tungsram Auriso - 23100lm - 162W - 3000K - 80CRI - TBD[SKU] - Bracket. Y-cable | 1.93 | Bracket. Y-cable | LED | 1 | 162 | [8 empty] | CE | [6 empty] | 20 | 3000 | 382x250x80 |  | 220-240V |  | 5 | A++ | 90° | 3 | 80 |  | 3000 |  | 82000 | >=0.95 | 196000 |  |  | 142.5926 |  |  | 9 | L9 | 25 | max. 10% at 100.000 hrs |  | Available | 830/339 | Cx=0.4338;Cy=0.4030 | Class I | IK08 | IP50 | IP20 | 50 | 880 | -25 | 1 | 162 | RAL9016 | 50-60Hz | Passive | LED | embedded sensor system | High Bay Rectangular | Tungsram Auriso | Indoor industrial |  | 25.1 | 23100 | Yes |  | risk group 1 |  | Bracket kit. Tilted bracket kit. Busbar bracket kit. Cable hook pair
TBD | AUR-1S25-750-L9-RFS-ST | image | datasheet | deeplink | TUNGSRAM - Tungsram Auriso - 25900lm - 162W - 5000K - 70CRI - TBD[SKU] - Bracket. Y-cable | 1.93 | Bracket. Y-cable | LED | 1 | 162 | [8 empty] | CE | [6 empty] | 20 | 5000 | 382x250x80 |  | 220-240V |  | 5 | A++ | 90° | 3 | 70 |  | 5000 |  | 82000 | >=0.95 | 196000 |  |  | 159.8765 |  |  | 9 | L9 | 25 | max. 10% at 100.000 hrs |  | Available | 750/339 | Cx=0.3447;Cy=0.3553 | Class I | IK08 | IP50 | IP20 | 50 | 880 | -25 | 1 | 162 | RAL9016 | 50-60Hz | Passive | LED | embedded sensor system | High Bay Rectangular | Tungsram Auriso | Indoor industrial |  | 25.5 | 25900 | Yes |  | risk group 1 |  | Bracket kit. Tilted bracket kit. Busbar bracket kit. Cable hook pair
TBD | AUR-1S25-740-L9-RFS-ST | image | datasheet | deeplink | TUNGSRAM - Tungsram Auriso - 25800lm - 162W - 4000K - 70CRI - TBD[SKU] - Bracket. Y-cable | 1.93 | Bracket. Y-cable | LED | 1 | 162 | [8 empty] | CE | [6 empty] | 20 | 4000 | 382x250x80 |  | 220-240V |  | 5 | A++ | 90° | 3 | 70 |  | 4000 |  | 82000 | >=0.95 | 196000 |  |  | 159.2593 |  |  | 9 | L9 | 25 | max. 10% at 100.000 hrs |  | Available | 740/339 | Cx=0.4338;Cy=0.4030 | Class I | IK08 | IP50 | IP20 | 50 | 880 | -25 | 1 | 162 | RAL9016 | 50-60Hz | Passive | LED | embedded sensor system | High Bay Rectangular | Tungsram Auriso | Indoor industrial |  | 25.5 | 25800 | Yes |  | risk group 1 |  | Bracket kit. Tilted bracket kit. Busbar bracket kit. Cable hook pair
TBD | AUR-1S25-730-L9-RFS-ST | image | datasheet | deeplink | TUNGSRAM - Tungsram Auriso - 25100lm - 162W - 3000K - 70CRI - TBD[SKU] - Bracket. Y-cable | 1.93 | Bracket. Y-cable | LED | 1 | 162 | [8 empty] | CE | [6 empty] | 20 | 3000 | 382x250x80 |  | 220-240V |  | 5 | A++ | 90° | 3 | 70 |  | 3000 |  | 82000 | >=0.95 | 196000 |  |  | 154.9383 |  |  | 9 | L9 | 25 | max. 10% at 100.000 hrs |  | Available | 730/339 | Cx=0.4338;Cy=0.4030 | Class I | IK08 | IP50 | IP20 | 50 | 880 | -25 | 1 | 162 | RAL9016 | 50-60Hz | Passive | LED | embedded sensor system | High Bay Rectangular | Tungsram Auriso | Indoor industrial |  | 25.4 | 25100 | Yes |  | risk group 1 |  | Bracket kit. Tilted bracket kit. Busbar bracket kit. Cable hook pair
TBD | AUR-1S25-850-L6-RFS-ST | image | datasheet | deeplink | TUNGSRAM - Tungsram Auriso - 24200lm - 162W - 5000K - 80CRI - TBD[SKU] - Bracket. Y-cable | 1.93 | Bracket. Y-cable | LED | 1 | 162 | [8 empty] | CE | [6 empty] | 20 | 5000 | 382x250x80 |  | 220-240V |  | 5 | A++ | 70° | 3 | 80 |  | 5000 |  | 82000 | >=0.95 | 196000 |  |  | 149.3827 |  |  | 9 | L6 | 25 | max. 10% at 100.000 hrs |  | Available | 850/339 | Cx=0.3447;Cy=0.3553 | Class I | IK08 | IP50 | IP20 | 50 | 880 | -25 | 1 | 162 | RAL9016 | 50-60Hz | Passive | LED | embedded sensor system | High Bay Rectangular | Tungsram Auriso | Indoor industrial |  | 23.6 | 24200 | Yes |  | risk group 1 |  | Bracket kit. Tilted bracket kit. Busbar bracket kit. Cable hook pair
TBD | AUR-1S25-840-L6-RFS-ST | image | datasheet | deeplink | TUNGSRAM - Tungsram Auriso - 23600lm - 162W - 4000K - 80CRI - TBD[SKU] - Bracket. Y-cable | 1.93 | Bracket. Y-cable | LED | 1 | 162 | [8 empty] | CE | [6 empty] | 20 | 4000 | 382x250x80 |  | 220-240V |  | 5 | A++ | 70° | 3 | 80 |  | 4000 |  | 82000 | >=0.95 | 196000 |  |  | 145.679 |  |  | 9 | L6 | 25 | max. 10% at 100.000 hrs |  | Available | 840/339 | Cx=0.3818;Cy=0.3797 | Class I | IK08 | IP50 | IP20 | 50 | 880 | -25 | 1 | 162 | RAL9016 | 50-60Hz | Passive | LED | embedded sensor system | High Bay Rectangular | Tungsram Auriso | Indoor industrial |  | 23.6 | 23600 | Yes |  | risk group 1 |  | Bracket kit. Tilted bracket kit. Busbar bracket kit. Cable hook pair
TBD | AUR-1S25-830-L6-RFS-ST | image | datasheet | deeplink | TUNGSRAM - Tungsram Auriso - 22200lm - 162W - 3000K - 80CRI - TBD[SKU] - Bracket. Y-cable | 1.93 | Bracket. Y-cable | LED | 1 | 162 | [8 empty] | CE | [6 empty] | 20 | 3000 | 382x250x80 |  | 220-240V |  | 5 | A++ | 70° | 3 | 80 |  | 3000 |  | 82000 | >=0.95 | 196000 |  |  | 137.037 |  |  | 9 | L6 | 25 | max. 10% at 100.000 hrs |  | Available | 830/339 | Cx=0.4338;Cy=0.4030 | Class I | IK08 | IP50 | IP20 | 50 | 880 | -25 | 1 | 162 | RAL9016 | 50-60Hz | Passive | LED | embedded sensor system | High Bay Rectangular | Tungsram Auriso | Indoor industrial |  | 23.5 | 22200 | Yes |  | risk group 1 |  | Bracket kit. Tilted bracket kit. Busbar bracket kit. Cable hook pair
TBD | AUR-1S25-750-L6-RFS-ST | image | datasheet | deeplink | TUNGSRAM - Tungsram Auriso - 24900lm - 162W - 5000K - 70CRI - TBD[SKU] - Bracket. Y-cable | 1.93 | Bracket. Y-cable | LED | 1 | 162 | [8 empty] | CE | [6 empty] | 20 | 5000 | 382x250x80 |  | 220-240V |  | 5 | A++ | 70° | 3 | 70 |  | 5000 |  | 82000 | >=0.95 | 196000 |  |  | 153.7037 |  |  | 9 | L6 | 25 | max. 10% at 100.000 hrs |  | Available | 750/339 | Cx=0.3447;Cy=0.3553 | Class I | IK08 | IP50 | IP20 | 50 | 880 | -25 | 1 | 162 | RAL9016 | 50-60Hz | Passive | LED | embedded sensor system | High Bay Rectangular | Tungsram Auriso | Indoor industrial |  | 23.9 | 24900 | Yes |  | risk group 1 |  | Bracket kit. Tilted bracket kit. Busbar bracket kit. Cable hook pair
TBD | AUR-1S25-740-L6-RFS-ST | image | datasheet | deeplink | TUNGSRAM - Tungsram Auriso - 24800lm - 162W - 4000K - 70CRI - TBD[SKU] - Bracket. Y-cable | 1.93 | Bracket. Y-cable | LED | 1 | 162 | [8 empty] | CE | [6 empty] | 20 | 4000 | 382x250x80 |  | 220-240V |  | 5 | A++ | 70° | 3 | 70 |  | 4000 |  | 82000 | >=0.95 | 196000 |  |  | 153.0864 |  |  | 9 | L6 | 25 | max. 10% at 100.000 hrs |  | Available | 740/339 | Cx=0.4338;Cy=0.4030 | Class I | IK08 | IP50 | IP20 | 50 | 880 | -25 | 1 | 162 | RAL9016 | 50-60Hz | Passive | LED | embedded sensor system | High Bay Rectangular | Tungsram Auriso | Indoor industrial |  | 23.9 | 24800 | Yes |  | risk group 1 |  | Bracket kit. Tilted bracket kit. Busbar bracket kit. Cable hook pair
TBD | AUR-1S25-730-L6-RFS-ST | image | datasheet | deeplink | TUNGSRAM - Tungsram Auriso - 24100lm - 162W - 3000K - 70CRI - TBD[SKU] - Bracket. Y-cable | 1.93 | Bracket. Y-cable | LED | 1 | 162 | [8 empty] | CE | [6 empty] | 20 | 3000 | 382x250x80 |  | 220-240V |  | 5 | A++ | 70° | 3 | 70 |  | 3000 |  | 82000 | >=0.95 | 196000 |  |  | 148.7654 |  |  | 9 | L6 | 25 | max. 10% at 100.000 hrs |  | Available | 730/339 | Cx=0.4338;Cy=0.4030 | Class I | IK08 | IP50 | IP20 | 50 | 880 | -25 | 1 | 162 | RAL9016 | 50-60Hz | Passive | LED | embedded sensor system | High Bay Rectangular | Tungsram Auriso | Indoor industrial |  | 23.7 | 24100 | Yes |  | risk group 1 |  | Bracket kit. Tilted bracket kit. Busbar bracket kit. Cable hook pair
TBD | AUR-1S25-850-L3-RFS-ST | image | datasheet | deeplink | TUNGSRAM - Tungsram Auriso - 25700lm - 162W - 5000K - 80CRI - TBD[SKU] - Bracket. Y-cable | 1.93 | Bracket. Y-cable | LED | 1 | 162 | [8 empty] | CE | [6 empty] | 20 | 5000 | 382x250x80 |  | 220-240V |  | 5 | A++ | 35° | 3 | 80 |  | 5000 |  | 82000 | >=0.95 | 196000 |  |  | 158.642 |  |  | 9 | L3 | 25 | max. 10% at 100.000 hrs |  | Available | 850/339 | Cx=0.3447;Cy=0.3553 | Class I | IK08 | IP50 | IP20 | 50 | 880 | -25 | 1 | 162 | RAL9016 | 50-60Hz | Passive | LED | embedded sensor system | High Bay Rectangular | Tungsram Auriso | Indoor industrial |  | 19.1 | 25700 | Yes |  | risk group 1 |  | Bracket kit. Tilted bracket kit. Busbar bracket kit. Cable hook pair
TBD | AUR-1S25-840-L3-RFS-ST | image | datasheet | deeplink | TUNGSRAM - Tungsram Auriso - 25000lm - 162W - 4000K - 80CRI - TBD[SKU] - Bracket. Y-cable | 1.93 | Bracket. Y-cable | LED | 1 | 162 | [8 empty] | CE | [6 empty] | 20 | 4000 | 382x250x80 |  | 220-240V |  | 5 | A++ | 35° | 3 | 80 |  | 4000 |  | 82000 | >=0.95 | 196000 |  |  | 154.321 |  |  | 9 | L3 | 25 | max. 10% at 100.000 hrs |  | Available | 840/339 | Cx=0.3818;Cy=0.3797 | Class I | IK08 | IP50 | IP20 | 50 | 880 | -25 | 1 | 162 | RAL9016 | 50-60Hz | Passive | LED | embedded sensor system | High Bay Rectangular | Tungsram Auriso | Indoor industrial |  | 19.1 | 25000 | Yes |  | risk group 1 |  | Bracket kit. Tilted bracket kit. Busbar bracket kit. Cable hook pair
TBD | AUR-1S25-830-L3-RFS-ST | image | datasheet | deeplink | TUNGSRAM - Tungsram Auriso - 23600lm - 162W - 3000K - 80CRI - TBD[SKU] - Bracket. Y-cable | 1.93 | Bracket. Y-cable | LED | 1 | 162 | [8 empty] | CE | [6 empty] | 20 | 3000 | 382x250x80 |  | 220-240V |  | 5 | A++ | 35° | 3 | 80 |  | 3000 |  | 82000 | >=0.95 | 196000 |  |  | 145.679 |  |  | 9 | L3 | 25 | max. 10% at 100.000 hrs |  | Available | 830/339 | Cx=0.4338;Cy=0.4030 | Class I | IK08 | IP50 | IP20 | 50 | 880 | -25 | 1 | 162 | RAL9016 | 50-60Hz | Passive | LED | embedded sensor system | High Bay Rectangular | Tungsram Auriso | Indoor industrial |  | 19 | 23600 | Yes |  | risk group 1 |  | Bracket kit. Tilted bracket kit. Busbar bracket kit. Cable hook pair
TBD | AUR-1S25-750-L3-RFS-ST | image | datasheet | deeplink | TUNGSRAM - Tungsram Auriso - 26400lm - 162W - 5000K - 70CRI - TBD[SKU] - Bracket. Y-cable | 1.93 | Bracket. Y-cable | LED | 1 | 162 | [8 empty] | CE | [6 empty] | 20 | 5000 | 382x250x80 |  | 220-240V |  | 5 | A++ | 35° | 3 | 70 |  | 5000 |  | 82000 | >=0.95 | 196000 |  |  | 162.963 |  |  | 9 | L3 | 25 | max. 10% at 100.000 hrs |  | Available | 750/339 | Cx=0.3447;Cy=0.3553 | Class I | IK08 | IP50 | IP20 | 50 | 880 | -25 | 1 | 162 | RAL9016 | 50-60Hz | Passive | LED | embedded sensor system | High Bay Rectangular | Tungsram Auriso | Indoor industrial |  | 19.4 | 26400 | Yes |  | risk group 1 |  | Bracket kit. Tilted bracket kit. Busbar bracket kit. Cable hook pair
TBD | AUR-1S25-740-L3-RFS-ST | image | datasheet | deeplink | TUNGSRAM - Tungsram Auriso - 26300lm - 162W - 4000K - 70CRI - TBD[SKU] - Bracket. Y-cable | 1.93 | Bracket. Y-cable | LED | 1 | 162 | [8 empty] | CE | [6 empty] | 20 | 4000 | 382x250x80 |  | 220-240V |  | 5 | A++ | 35° | 3 | 70 |  | 4000 |  | 82000 | >=0.95 | 196000 |  |  | 162.3457 |  |  | 9 | L3 | 25 | max. 10% at 100.000 hrs |  | Available | 740/339 | Cx=0.4338;Cy=0.4030 | Class I | IK08 | IP50 | IP20 | 50 | 880 | -25 | 1 | 162 | RAL9016 | 50-60Hz | Passive | LED | embedded sensor system | High Bay Rectangular | Tungsram Auriso | Indoor industrial |  | 19.4 | 26300 | Yes |  | risk group 1 |  | Bracket kit. Tilted bracket kit. Busbar bracket kit. Cable hook pair
TBD | AUR-1S25-730-L3-RFS-ST | image | datasheet | deeplink | TUNGSRAM - Tungsram Auriso - 25600lm - 162W - 3000K - 70CRI - TBD[SKU] - Bracket. Y-cable | 1.93 | Bracket. Y-cable | LED | 1 | 162 | [8 empty] | CE | [6 empty] | 20 | 3000 | 382x250x80 |  | 220-240V |  | 5 | A++ | 35° | 3 | 70 |  | 3000 |  | 82000 | >=0.95 | 196000 |  |  | 158.0247 |  |  | 9 | L3 | 25 | max. 10% at 100.000 hrs |  | Available | 730/339 | Cx=0.4338;Cy=0.4030 | Class I | IK08 | IP50 | IP20 | 50 | 880 | -25 | 1 | 162 | RAL9016 | 50-60Hz | Passive | LED | embedded sensor system | High Bay Rectangular | Tungsram Auriso | Indoor industrial |  | 19.2 | 25600 | Yes |  | risk group 1 |  | Bracket kit. Tilted bracket kit. Busbar bracket kit. Cable hook pair
TBD | AUR-1S25-850-D1-RFS-ST | image | datasheet | deeplink | TUNGSRAM - Tungsram Auriso - 21900lm - 162W - 5000K - 80CRI - TBD[SKU] - Bracket. Y-cable | 1.93 | Bracket. Y-cable | LED | 1 | 162 | [8 empty] | CE | [6 empty] | 20 | 5000 | 382x250x80 |  | 220-240V |  | 5 | A++ | 100° | 3 | 80 |  | 5000 |  | 82000 | >=0.95 | 196000 |  |  | 135.1852 |  |  | 9 | D1 | 25 | max. 10% at 100.000 hrs |  | Available | 850/339 | Cx=0.3447;Cy=0.3553 | Class I | IK08 | IP20 | IP20 | 50 | 880 | -25 | 1 | 162 | RAL9016 | 50-60Hz | Passive | LED | embedded sensor system | High Bay Rectangular | Tungsram Auriso | Indoor industrial |  | 27.4 | 21900 | Yes |  | risk group 1 |  | Bracket kit. Tilted bracket kit. Busbar bracket kit. Cable hook pair
TBD | AUR-1S25-840-D1-RFS-ST | image | datasheet | deeplink | TUNGSRAM - Tungsram Auriso - 21400lm - 162W - 4000K - 80CRI - TBD[SKU] - Bracket. Y-cable | 1.93 | Bracket. Y-cable | LED | 1 | 162 | [8 empty] | CE | [6 empty] | 20 | 4000 | 382x250x80 |  | 220-240V |  | 5 | A++ | 100° | 3 | 80 |  | 4000 |  | 82000 | >=0.95 | 196000 |  |  | 132.0988 |  |  | 9 | D1 | 25 | max. 10% at 100.000 hrs |  | Available | 840/339 | Cx=0.3818;Cy=0.3797 | Class I | IK08 | IP20 | IP20 | 50 | 880 | -25 | 1 | 162 | RAL9016 | 50-60Hz | Passive | LED | embedded sensor system | High Bay Rectangular | Tungsram Auriso | Indoor industrial |  | 27.4 | 21400 | Yes |  | risk group 1 |  | Bracket kit. Tilted bracket kit. Busbar bracket kit. Cable hook pair
TBD | AUR-1S25-830-D1-RFS-ST | image | datasheet | deeplink | TUNGSRAM - Tungsram Auriso - 20100lm - 162W - 3000K - 80CRI - TBD[SKU] - Bracket. Y-cable | 1.93 | Bracket. Y-cable | LED | 1 | 162 | [8 empty] | CE | [6 empty] | 20 | 3000 | 382x250x80 |  | 220-240V |  | 5 | A++ | 100° | 3 | 80 |  | 3000 |  | 82000 | >=0.95 | 196000 |  |  | 124.0741 |  |  | 9 | D1 | 25 | max. 10% at 100.000 hrs |  | Available | 830/339 | Cx=0.4338;Cy=0.4030 | Class I | IK08 | IP20 | IP20 | 50 | 880 | -25 | 1 | 162 | RAL9016 | 50-60Hz | Passive | LED | embedded sensor system | High Bay Rectangular | Tungsram Auriso | Indoor industrial |  | 27.3 | 20100 | Yes |  | risk group 1 |  | Bracket kit. Tilted bracket kit. Busbar bracket kit. Cable hook pair
TBD | AUR-1S25-750-D1-RFS-ST | image | datasheet | deeplink | TUNGSRAM - Tungsram Auriso - 22600lm - 162W - 5000K - 70CRI - TBD[SKU] - Bracket. Y-cable | 1.93 | Bracket. Y-cable | LED | 1 | 162 | [8 empty] | CE | [6 empty] | 20 | 5000 | 382x250x80 |  | 220-240V |  | 5 | A++ | 100° | 3 | 70 |  | 5000 |  | 82000 | >=0.95 | 196000 |  |  | 139.5062 |  |  | 9 | D1 | 25 | max. 10% at 100.000 hrs |  | Available | 750/339 | Cx=0.3447;Cy=0.3553 | Class I | IK08 | IP20 | IP20 | 50 | 880 | -25 | 1 | 162 | RAL9016 | 50-60Hz | Passive | LED | embedded sensor system | High Bay Rectangular | Tungsram Auriso | Indoor industrial |  | 27.7 | 22600 | Yes |  | risk group 1 |  | Bracket kit. Tilted bracket kit. Busbar bracket kit. Cable hook pair
TBD | AUR-1S25-740-D1-RFS-ST | image | datasheet | deeplink | TUNGSRAM - Tungsram Auriso - 22500lm - 162W - 4000K - 70CRI - TBD[SKU] - Bracket. Y-cable | 1.93 | Bracket. Y-cable | LED | 1 | 162 | [8 empty] | CE | [6 empty] | 20 | 4000 | 382x250x80 |  | 220-240V |  | 5 | A++ | 100° | 3 | 70 |  | 4000 |  | 82000 | >=0.95 | 196000 |  |  | 138.8889 |  |  | 9 | D1 | 25 | max. 10% at 100.000 hrs |  | Available | 740/339 | Cx=0.4338;Cy=0.4030 | Class I | IK08 | IP20 | IP20 | 50 | 880 | -25 | 1 | 162 | RAL9016 | 50-60Hz | Passive | LED | embedded sensor system | High Bay Rectangular | Tungsram Auriso | Indoor industrial |  | 27.7 | 22500 | Yes |  | risk group 1 |  | Bracket kit. Tilted bracket kit. Busbar bracket kit. Cable hook pair
TBD | AUR-1S25-730-D1-RFS-ST | image | datasheet | deeplink | TUNGSRAM - Tungsram Auriso - 21900lm - 162W - 3000K - 70CRI - TBD[SKU] - Bracket. Y-cable | 1.93 | Bracket. Y-cable | LED | 1 | 162 | [8 empty] | CE | [6 empty] | 20 | 3000 | 382x250x80 |  | 220-240V |  | 5 | A++ | 100° | 3 | 70 |  | 3000 |  | 82000 | >=0.95 | 196000 |  |  | 135.1852 |  |  | 9 | D1 | 25 | max. 10% at 100.000 hrs |  | Available | 730/339 | Cx=0.4338;Cy=0.4030 | Class I | IK08 | IP20 | IP20 | 50 | 880 | -25 | 1 | 162 | RAL9016 | 50-60Hz | Passive | LED | embedded sensor system | High Bay Rectangular | Tungsram Auriso | Indoor industrial |  | 27.6 | 21900 | Yes |  | risk group 1 |  | Bracket kit. Tilted bracket kit. Busbar bracket kit. Cable hook pair
TBD | AUR-1S25-850-C1-RFS-ST | image | datasheet | deeplink | TUNGSRAM - Tungsram Auriso - 24400lm - 162W - 5000K - 80CRI - TBD[SKU] - Bracket. Y-cable | 1.93 | Bracket. Y-cable | LED | 1 | 162 | [8 empty] | CE | [6 empty] | 20 | 5000 | 382x250x80 |  | 220-240V |  | 5 | A++ | 110° | 3 | 80 |  | 5000 |  | 82000 | >=0.95 | 196000 |  |  | 150.6173 |  |  | 9 | C1 | 25 | max. 10% at 100.000 hrs |  | Available | 850/339 | Cx=0.3447;Cy=0.3553 | Class I | IK08 | IP20 | IP20 | 50 | 880 | -25 | 1 | 162 | RAL9016 | 50-60Hz | Passive | LED | embedded sensor system | High Bay Rectangular | Tungsram Auriso | Indoor industrial |  | 27.3 | 24400 | Yes |  | risk group 1 |  | Bracket kit. Tilted bracket kit. Busbar bracket kit. Cable hook pair
TBD | AUR-1S25-840-C1-RFS-ST | image | datasheet | deeplink | TUNGSRAM - Tungsram Auriso - 23800lm - 162W - 4000K - 80CRI - TBD[SKU] - Bracket. Y-cable | 1.93 | Bracket. Y-cable | LED | 1 | 162 | [8 empty] | CE | [6 empty] | 20 | 4000 | 382x250x80 |  | 220-240V |  | 5 | A++ | 110° | 3 | 80 |  | 4000 |  | 82000 | >=0.95 | 196000 |  |  | 146.9136 |  |  | 9 | C1 | 25 | max. 10% at 100.000 hrs |  | Available | 840/339 | Cx=0.3818;Cy=0.3797 | Class I | IK08 | IP20 | IP20 | 50 | 880 | -25 | 1 | 162 | RAL9016 | 50-60Hz | Passive | LED | embedded sensor system | High Bay Rectangular | Tungsram Auriso | Indoor industrial |  | 27.3 | 23800 | Yes |  | risk group 1 |  | Bracket kit. Tilted bracket kit. Busbar bracket kit. Cable hook pair
TBD | AUR-1S25-830-C1-RFS-ST | image | datasheet | deeplink | TUNGSRAM - Tungsram Auriso - 22400lm - 162W - 3000K - 80CRI - TBD[SKU] - Bracket. Y-cable | 1.93 | Bracket. Y-cable | LED | 1 | 162 | [8 empty] | CE | [6 empty] | 20 | 3000 | 382x250x80 |  | 220-240V |  | 5 | A++ | 110° | 3 | 80 |  | 3000 |  | 82000 | >=0.95 | 196000 |  |  | 138.2716 |  |  | 9 | C1 | 25 | max. 10% at 100.000 hrs |  | Available | 830/339 | Cx=0.4338;Cy=0.4030 | Class I | IK08 | IP20 | IP20 | 50 | 880 | -25 | 1 | 162 | RAL9016 | 50-60Hz | Passive | LED | embedded sensor system | High Bay Rectangular | Tungsram Auriso | Indoor industrial |  | 27.2 | 22400 | Yes |  | risk group 1 |  | Bracket kit. Tilted bracket kit. Busbar bracket kit. Cable hook pair
TBD | AUR-1S25-750-C1-RFS-ST | image | datasheet | deeplink | TUNGSRAM - Tungsram Auriso - 25100lm - 162W - 5000K - 70CRI - TBD[SKU] - Bracket. Y-cable | 1.93 | Bracket. Y-cable | LED | 1 | 162 | [8 empty] | CE | [6 empty] | 20 | 5000 | 382x250x80 |  | 220-240V |  | 5 | A++ | 110° | 3 | 70 |  | 5000 |  | 82000 | >=0.95 | 196000 |  |  | 154.9383 |  |  | 9 | C1 | 25 | max. 10% at 100.000 hrs |  | Available | 750/339 | Cx=0.3447;Cy=0.3553 | Class I | IK08 | IP20 | IP20 | 50 | 880 | -25 | 1 | 162 | RAL9016 | 50-60Hz | Passive | LED | embedded sensor system | High Bay Rectangular | Tungsram Auriso | Indoor industrial |  | 27.6 | 25100 | Yes |  | risk group 1 |  | Bracket kit. Tilted bracket kit. Busbar bracket kit. Cable hook pair
TBD | AUR-1S25-740-C1-RFS-ST | image | datasheet | deeplink | TUNGSRAM - Tungsram Auriso - 25000lm - 162W - 4000K - 70CRI - TBD[SKU] - Bracket. Y-cable | 1.93 | Bracket. Y-cable | LED | 1 | 162 | [8 empty] | CE | [6 empty] | 20 | 4000 | 382x250x80 |  | 220-240V |  | 5 | A++ | 110° | 3 | 70 |  | 4000 |  | 82000 | >=0.95 | 196000 |  |  | 154.321 |  |  | 9 | C1 | 25 | max. 10% at 100.000 hrs |  | Available | 740/339 | Cx=0.4338;Cy=0.4030 | Class I | IK08 | IP20 | IP20 | 50 | 880 | -25 | 1 | 162 | RAL9016 | 50-60Hz | Passive | LED | embedded sensor system | High Bay Rectangular | Tungsram Auriso | Indoor industrial |  | 27.6 | 25000 | Yes |  | risk group 1 |  | Bracket kit. Tilted bracket kit. Busbar bracket kit. Cable hook pair
TBD | AUR-1S25-730-C1-RFS-ST | image | datasheet | deeplink | TUNGSRAM - Tungsram Auriso - 24300lm - 162W - 3000K - 70CRI - TBD[SKU] - Bracket. Y-cable | 1.93 | Bracket. Y-cable | LED | 1 | 162 | [8 empty] | CE | [6 empty] | 20 | 3000 | 382x250x80 |  | 220-240V |  | 5 | A++ | 110° | 3 | 70 |  | 3000 |  | 82000 | >=0.95 | 196000 |  |  | 150 |  |  | 9 | C1 | 25 | max. 10% at 100.000 hrs |  | Available | 730/339 | Cx=0.4338;Cy=0.4030 | Class I | IK08 | IP20 | IP20 | 50 | 880 | -25 | 1 | 162 | RAL9016 | 50-60Hz | Passive | LED | embedded sensor system | High Bay Rectangular | Tungsram Auriso | Indoor industrial |  | 27.5 | 24300 | Yes |  | risk group 1 |  | Bracket kit. Tilted bracket kit. Busbar bracket kit. Cable hook pair
TBD | AUR-1S20-850-U8-RFS-ST | image | datasheet | deeplink | TUNGSRAM - Tungsram Auriso - 17300lm - 132W - 5000K - 80CRI - TBD[SKU] - Bracket. Y-cable | 1.76 | Bracket. Y-cable | LED | 1 | 132 | [8 empty] | CE | [6 empty] | 20 | 5000 | 382x250x80 |  | 220-240V |  | 5 | A++ | 80° | 3 | 80 |  | 5000 |  | 54000 | >=0.95 | 124000 |  |  | 131.0606 |  |  | 9 | U8 | 25 | max. 10% at 100.000 hrs |  | Available | 850/339 | Cx=0.3447;Cy=0.3553 | Class I | IK08 | IP20 | IP20 | 50 | 720 | -25 | 1 | 132 | RAL9016 | 50-60Hz | Passive | LED | embedded sensor system | High Bay Rectangular | Tungsram Auriso | Indoor industrial |  | 23.9 | 17300 | Yes |  | risk group 1 |  | Bracket kit. Tilted bracket kit. Busbar bracket kit. Cable hook pair
TBD | AUR-1S20-840-U8-RFS-ST | image | datasheet | deeplink | TUNGSRAM - Tungsram Auriso - 16900lm - 132W - 4000K - 80CRI - TBD[SKU] - Bracket. Y-cable | 1.76 | Bracket. Y-cable | LED | 1 | 132 | [8 empty] | CE | [6 empty] | 20 | 4000 | 382x250x80 |  | 220-240V |  | 5 | A++ | 80° | 3 | 80 |  | 4000 |  | 54000 | >=0.95 | 124000 |  |  | 128.0303 |  |  | 9 | U8 | 25 | max. 10% at 100.000 hrs |  | Available | 840/339 | Cx=0.3818;Cy=0.3797 | Class I | IK08 | IP20 | IP20 | 50 | 720 | -25 | 1 | 132 | RAL9016 | 50-60Hz | Passive | LED | embedded sensor system | High Bay Rectangular | Tungsram Auriso | Indoor industrial |  | 23.9 | 16900 | Yes |  | risk group 1 |  | Bracket kit. Tilted bracket kit. Busbar bracket kit. Cable hook pair
TBD | AUR-1S20-830-U8-RFS-ST | image | datasheet | deeplink | TUNGSRAM - Tungsram Auriso - 15900lm - 132W - 3000K - 80CRI - TBD[SKU] - Bracket. Y-cable | 1.76 | Bracket. Y-cable | LED | 1 | 132 | [8 empty] | CE | [6 empty] | 20 | 3000 | 382x250x80 |  | 220-240V |  | 5 | A++ | 80° | 3 | 80 |  | 3000 |  | 54000 | >=0.95 | 124000 |  |  | 120.4545 |  |  | 9 | U8 | 25 | max. 10% at 100.000 hrs |  | Available | 830/339 | Cx=0.4338;Cy=0.4030 | Class I | IK08 | IP20 | IP20 | 50 | 720 | -25 | 1 | 132 | RAL9016 | 50-60Hz | Passive | LED | embedded sensor system | High Bay Rectangular | Tungsram Auriso | Indoor industrial |  | 23.8 | 15900 | Yes |  | risk group 1 |  | Bracket kit. Tilted bracket kit. Busbar bracket kit. Cable hook pair
TBD | AUR-1S20-750-U8-RFS-ST | image | datasheet | deeplink | TUNGSRAM - Tungsram Auriso - 17800lm - 132W - 5000K - 70CRI - TBD[SKU] - Bracket. Y-cable | 1.76 | Bracket. Y-cable | LED | 1 | 132 | [8 empty] | CE | [6 empty] | 20 | 5000 | 382x250x80 |  | 220-240V |  | 5 | A++ | 80° | 3 | 70 |  | 5000 |  | 54000 | >=0.95 | 124000 |  |  | 134.8485 |  |  | 9 | U8 | 25 | max. 10% at 100.000 hrs |  | Available | 750/339 | Cx=0.3447;Cy=0.3553 | Class I | IK08 | IP20 | IP20 | 50 | 720 | -25 | 1 | 132 | RAL9016 | 50-60Hz | Passive | LED | embedded sensor system | High Bay Rectangular | Tungsram Auriso | Indoor industrial |  | 24.2 | 17800 | Yes |  | risk group 1 |  | Bracket kit. Tilted bracket kit. Busbar bracket kit. Cable hook pair
TBD | AUR-1S20-740-U8-RFS-ST | image | datasheet | deeplink | TUNGSRAM - Tungsram Auriso - 17800lm - 132W - 4000K - 70CRI - TBD[SKU] - Bracket. Y-cable | 1.76 | Bracket. Y-cable | LED | 1 | 132 | [8 empty] | CE | [6 empty] | 20 | 4000 | 382x250x80 |  | 220-240V |  | 5 | A++ | 80° | 3 | 70 |  | 4000 |  | 54000 | >=0.95 | 124000 |  |  | 134.8485 |  |  | 9 | U8 | 25 | max. 10% at 100.000 hrs |  | Available | 740/339 | Cx=0.4338;Cy=0.4030 | Class I | IK08 | IP20 | IP20 | 50 | 720 | -25 | 1 | 132 | RAL9016 | 50-60Hz | Passive | LED | embedded sensor system | High Bay Rectangular | Tungsram Auriso | Indoor industrial |  | 24.2 | 17800 | Yes |  | risk group 1 |  | Bracket kit. Tilted bracket kit. Busbar bracket kit. Cable hook pair
TBD | AUR-1S20-730-U8-RFS-ST | image | datasheet | deeplink | TUNGSRAM - Tungsram Auriso - 17300lm - 132W - 3000K - 70CRI - TBD[SKU] - Bracket. Y-cable | 1.76 | Bracket. Y-cable | LED | 1 | 132 | [8 empty] | CE | [6 empty] | 20 | 3000 | 382x250x80 |  | 220-240V |  | 5 | A++ | 80° | 3 | 70 |  | 3000 |  | 54000 | >=0.95 | 124000 |  |  | 131.0606 |  |  | 9 | U8 | 25 | max. 10% at 100.000 hrs |  | Available | 730/339 | Cx=0.4338;Cy=0.4030 | Class I | IK08 | IP20 | IP20 | 50 | 720 | -25 | 1 | 132 | RAL9016 | 50-60Hz | Passive | LED | embedded sensor system | High Bay Rectangular | Tungsram Auriso | Indoor industrial |  | 24.1 | 17300 | Yes |  | risk group 1 |  | Bracket kit. Tilted bracket kit. Busbar bracket kit. Cable hook pair
TBD | AUR-1S20-850-U6-RFS-ST | image | datasheet | deeplink | TUNGSRAM - Tungsram Auriso - 15800lm - 132W - 5000K - 80CRI - TBD[SKU] - Bracket. Y-cable | 1.76 | Bracket. Y-cable | LED | 1 | 132 | [8 empty] | CE | [6 empty] | 20 | 5000 | 382x250x80 |  | 220-240V |  | 5 | A++ | 65° | 3 | 80 |  | 5000 |  | 54000 | >=0.95 | 124000 |  |  | 119.697 |  |  | 9 | U6 | 25 | max. 10% at 100.000 hrs |  | Available | 850/339 | Cx=0.3447;Cy=0.3553 | Class I | IK08 | IP50 | IP20 | 50 | 720 | -25 | 1 | 132 | RAL9016 | 50-60Hz | Passive | LED | embedded sensor system | High Bay Rectangular | Tungsram Auriso | Indoor industrial |  | 22.7 | 15800 | Yes |  | risk group 1 |  | Bracket kit. Tilted bracket kit. Busbar bracket kit. Cable hook pair
TBD | AUR-1S20-840-U6-RFS-ST | image | datasheet | deeplink | TUNGSRAM - Tungsram Auriso - 15400lm - 132W - 4000K - 80CRI - TBD[SKU] - Bracket. Y-cable | 1.76 | Bracket. Y-cable | LED | 1 | 132 | [8 empty] | CE | [6 empty] | 20 | 4000 | 382x250x80 |  | 220-240V |  | 5 | A++ | 65° | 3 | 80 |  | 4000 |  | 54000 | >=0.95 | 124000 |  |  | 116.6667 |  |  | 9 | U6 | 25 | max. 10% at 100.000 hrs |  | Available | 840/339 | Cx=0.3818;Cy=0.3797 | Class I | IK08 | IP50 | IP20 | 50 | 720 | -25 | 1 | 132 | RAL9016 | 50-60Hz | Passive | LED | embedded sensor system | High Bay Rectangular | Tungsram Auriso | Indoor industrial |  | 22.7 | 15400 | Yes |  | risk group 1 |  | Bracket kit. Tilted bracket kit. Busbar bracket kit. Cable hook pair
TBD | AUR-1S20-830-U6-RFS-ST | image | datasheet | deeplink | TUNGSRAM - Tungsram Auriso - 14500lm - 132W - 3000K - 80CRI - TBD[SKU] - Bracket. Y-cable | 1.76 | Bracket. Y-cable | LED | 1 | 132 | [8 empty] | CE | [6 empty] | 20 | 3000 | 382x250x80 |  | 220-240V |  | 5 | A++ | 65° | 3 | 80 |  | 3000 |  | 54000 | >=0.95 | 124000 |  |  | 109.8485 |  |  | 9 | U6 | 25 | max. 10% at 100.000 hrs |  | Available | 830/339 | Cx=0.4338;Cy=0.4030 | Class I | IK08 | IP50 | IP20 | 50 | 720 | -25 | 1 | 132 | RAL9016 | 50-60Hz | Passive | LED | embedded sensor system | High Bay Rectangular | Tungsram Auriso | Indoor industrial |  | 22.5 | 14500 | Yes |  | risk group 1 |  | Bracket kit. Tilted bracket kit. Busbar bracket kit. Cable hook pair
TBD | AUR-1S20-750-U6-RFS-ST | image | datasheet | deeplink | TUNGSRAM - Tungsram Auriso - 16300lm - 132W - 5000K - 70CRI - TBD[SKU] - Bracket. Y-cable | 1.76 | Bracket. Y-cable | LED | 1 | 132 | [8 empty] | CE | [6 empty] | 20 | 5000 | 382x250x80 |  | 220-240V |  | 5 | A++ | 65° | 3 | 70 |  | 5000 |  | 54000 | >=0.95 | 124000 |  |  | 123.4848 |  |  | 9 | U6 | 25 | max. 10% at 100.000 hrs |  | Available | 750/339 | Cx=0.3447;Cy=0.3553 | Class I | IK08 | IP50 | IP20 | 50 | 720 | -25 | 1 | 132 | RAL9016 | 50-60Hz | Passive | LED | embedded sensor system | High Bay Rectangular | Tungsram Auriso | Indoor industrial |  | 22.9 | 16300 | Yes |  | risk group 1 |  | Bracket kit. Tilted bracket kit. Busbar bracket kit. Cable hook pair
TBD | AUR-1S20-740-U6-RFS-ST | image | datasheet | deeplink | TUNGSRAM - Tungsram Auriso - 16200lm - 132W - 4000K - 70CRI - TBD[SKU] - Bracket. Y-cable | 1.76 | Bracket. Y-cable | LED | 1 | 132 | [8 empty] | CE | [6 empty] | 20 | 4000 | 382x250x80 |  | 220-240V |  | 5 | A++ | 65° | 3 | 70 |  | 4000 |  | 54000 | >=0.95 | 124000 |  |  | 122.7273 |  |  | 9 | U6 | 25 | max. 10% at 100.000 hrs |  | Available | 740/339 | Cx=0.4338;Cy=0.4030 | Class I | IK08 | IP50 | IP20 | 50 | 720 | -25 | 1 | 132 | RAL9016 | 50-60Hz | Passive | LED | embedded sensor system | High Bay Rectangular | Tungsram Auriso | Indoor industrial |  | 22.9 | 16200 | Yes |  | risk group 1 |  | Bracket kit. Tilted bracket kit. Busbar bracket kit. Cable hook pair
TBD | AUR-1S20-730-U6-RFS-ST | image | datasheet | deeplink | TUNGSRAM - Tungsram Auriso - 15800lm - 132W - 3000K - 70CRI - TBD[SKU] - Bracket. Y-cable | 1.76 | Bracket. Y-cable | LED | 1 | 132 | [8 empty] | CE | [6 empty] | 20 | 3000 | 382x250x80 |  | 220-240V |  | 5 | A++ | 65° | 3 | 70 |  | 3000 |  | 54000 | >=0.95 | 124000 |  |  | 119.697 |  |  | 9 | U6 | 25 | max. 10% at 100.000 hrs |  | Available | 730/339 | Cx=0.4338;Cy=0.4030 | Class I | IK08 | IP50 | IP20 | 50 | 720 | -25 | 1 | 132 | RAL9016 | 50-60Hz | Passive | LED | embedded sensor system | High Bay Rectangular | Tungsram Auriso | Indoor industrial |  | 22.8 | 15800 | Yes |  | risk group 1 |  | Bracket kit. Tilted bracket kit. Busbar bracket kit. Cable hook pair
TBD | AUR-1S20-850-U4-RFS-ST | image | datasheet | deeplink | TUNGSRAM - Tungsram Auriso - 16500lm - 132W - 5000K - 80CRI - TBD[SKU] - Bracket. Y-cable | 1.76 | Bracket. Y-cable | LED | 1 | 132 | [8 empty] | CE | [6 empty] | 20 | 5000 | 382x250x80 |  | 220-240V |  | 5 | A++ | 45° | 3 | 80 |  | 5000 |  | 54000 | >=0.95 | 124000 |  |  | 125 |  |  | 9 | U4 | 25 | max. 10% at 100.000 hrs |  | Available | 850/339 | Cx=0.3447;Cy=0.3553 | Class I | IK08 | IP50 | IP20 | 50 | 720 | -25 | 1 | 132 | RAL9016 | 50-60Hz | Passive | LED | embedded sensor system | High Bay Rectangular | Tungsram Auriso | Indoor industrial |  | 21.8 | 16500 | Yes |  | risk group 1 |  | Bracket kit. Tilted bracket kit. Busbar bracket kit. Cable hook pair
TBD | AUR-1S20-840-U4-RFS-ST | image | datasheet | deeplink | TUNGSRAM - Tungsram Auriso - 16100lm - 132W - 4000K - 80CRI - TBD[SKU] - Bracket. Y-cable | 1.76 | Bracket. Y-cable | LED | 1 | 132 | [8 empty] | CE | [6 empty] | 20 | 4000 | 382x250x80 |  | 220-240V |  | 5 | A++ | 45° | 3 | 80 |  | 4000 |  | 54000 | >=0.95 | 124000 |  |  | 121.9697 |  |  | 9 | U4 | 25 | max. 10% at 100.000 hrs |  | Available | 840/339 | Cx=0.3818;Cy=0.3797 | Class I | IK08 | IP50 | IP20 | 50 | 720 | -25 | 1 | 132 | RAL9016 | 50-60Hz | Passive | LED | embedded sensor system | High Bay Rectangular | Tungsram Auriso | Indoor industrial |  | 21.8 | 16100 | Yes |  | risk group 1 |  | Bracket kit. Tilted bracket kit. Busbar bracket kit. Cable hook pair
TBD | AUR-1S20-830-U4-RFS-ST | image | datasheet | deeplink | TUNGSRAM - Tungsram Auriso - 15100lm - 132W - 3000K - 80CRI - TBD[SKU] - Bracket. Y-cable | 1.76 | Bracket. Y-cable | LED | 1 | 132 | [8 empty] | CE | [6 empty] | 20 | 3000 | 382x250x80 |  | 220-240V |  | 5 | A++ | 45° | 3 | 80 |  | 3000 |  | 54000 | >=0.95 | 124000 |  |  | 114.3939 |  |  | 9 | U4 | 25 | max. 10% at 100.000 hrs |  | Available | 830/339 | Cx=0.4338;Cy=0.4030 | Class I | IK08 | IP50 | IP20 | 50 | 720 | -25 | 1 | 132 | RAL9016 | 50-60Hz | Passive | LED | embedded sensor system | High Bay Rectangular | Tungsram Auriso | Indoor industrial |  | 21.7 | 15100 | Yes |  | risk group 1 |  | Bracket kit. Tilted bracket kit. Busbar bracket kit. Cable hook pair
TBD | AUR-1S20-750-U4-RFS-ST | image | datasheet | deeplink | TUNGSRAM - Tungsram Auriso - 17000lm - 132W - 5000K - 70CRI - TBD[SKU] - Bracket. Y-cable | 1.76 | Bracket. Y-cable | LED | 1 | 132 | [8 empty] | CE | [6 empty] | 20 | 5000 | 382x250x80 |  | 220-240V |  | 5 | A++ | 45° | 3 | 70 |  | 5000 |  | 54000 | >=0.95 | 124000 |  |  | 128.7879 |  |  | 9 | U4 | 25 | max. 10% at 100.000 hrs |  | Available | 750/339 | Cx=0.3447;Cy=0.3553 | Class I | IK08 | IP50 | IP20 | 50 | 720 | -25 | 1 | 132 | RAL9016 | 50-60Hz | Passive | LED | embedded sensor system | High Bay Rectangular | Tungsram Auriso | Indoor industrial |  | 22.1 | 17000 | Yes |  | risk group 1 |  | Bracket kit. Tilted bracket kit. Busbar bracket kit. Cable hook pair
TBD | AUR-1S20-740-U4-RFS-ST | image | datasheet | deeplink | TUNGSRAM - Tungsram Auriso - 16900lm - 132W - 4000K - 70CRI - TBD[SKU] - Bracket. Y-cable | 1.76 | Bracket. Y-cable | LED | 1 | 132 | [8 empty] | CE | [6 empty] | 20 | 4000 | 382x250x80 |  | 220-240V |  | 5 | A++ | 45° | 3 | 70 |  | 4000 |  | 54000 | >=0.95 | 124000 |  |  | 128.0303 |  |  | 9 | U4 | 25 | max. 10% at 100.000 hrs |  | Available | 740/339 | Cx=0.4338;Cy=0.4030 | Class I | IK08 | IP50 | IP20 | 50 | 720 | -25 | 1 | 132 | RAL9016 | 50-60Hz | Passive | LED | embedded sensor system | High Bay Rectangular | Tungsram Auriso | Indoor industrial |  | 22.1 | 16900 | Yes |  | risk group 1 |  | Bracket kit. Tilted bracket kit. Busbar bracket kit. Cable hook pair
TBD | AUR-1S20-730-U4-RFS-ST | image | datasheet | deeplink | TUNGSRAM - Tungsram Auriso - 16400lm - 132W - 3000K - 70CRI - TBD[SKU] - Bracket. Y-cable | 1.76 | Bracket. Y-cable | LED | 1 | 132 | [8 empty] | CE | [6 empty] | 20 | 3000 | 382x250x80 |  | 220-240V |  | 5 | A++ | 45° | 3 | 70 |  | 3000 |  | 54000 | >=0.95 | 124000 |  |  | 124.2424 |  |  | 9 | U4 | 25 | max. 10% at 100.000 hrs |  | Available | 730/339 | Cx=0.4338;Cy=0.4030 | Class I | IK08 | IP50 | IP20 | 50 | 720 | -25 | 1 | 132 | RAL9016 | 50-60Hz | Passive | LED | embedded sensor system | High Bay Rectangular | Tungsram Auriso | Indoor industrial |  | 22 | 16400 | Yes |  | risk group 1 |  | Bracket kit. Tilted bracket kit. Busbar bracket kit. Cable hook pair
TBD | AUR-1S20-850-L9-RFS-ST | image | datasheet | deeplink | TUNGSRAM - Tungsram Auriso - 20000lm - 132W - 5000K - 80CRI - TBD[SKU] - Bracket. Y-cable | 1.76 | Bracket. Y-cable | LED | 1 | 132 | [8 empty] | CE | [6 empty] | 20 | 5000 | 382x250x80 |  | 220-240V |  | 5 | A++ | 90° | 3 | 80 |  | 5000 |  | 54000 | >=0.95 | 124000 |  |  | 151.5152 |  |  | 9 | L9 | 25 | max. 10% at 100.000 hrs |  | Available | 850/339 | Cx=0.3447;Cy=0.3553 | Class I | IK08 | IP50 | IP20 | 50 | 720 | -25 | 1 | 132 | RAL9016 | 50-60Hz | Passive | LED | embedded sensor system | High Bay Rectangular | Tungsram Auriso | Indoor industrial |  | 24.4 | 20000 | Yes |  | risk group 1 |  | Bracket kit. Tilted bracket kit. Busbar bracket kit. Cable hook pair
TBD | AUR-1S20-840-L9-RFS-ST | image | datasheet | deeplink | TUNGSRAM - Tungsram Auriso - 19500lm - 132W - 4000K - 80CRI - TBD[SKU] - Bracket. Y-cable | 1.76 | Bracket. Y-cable | LED | 1 | 132 | [8 empty] | CE | [6 empty] | 20 | 4000 | 382x250x80 |  | 220-240V |  | 5 | A++ | 90° | 3 | 80 |  | 4000 |  | 54000 | >=0.95 | 124000 |  |  | 147.7273 |  |  | 9 | L9 | 25 | max. 10% at 100.000 hrs |  | Available | 840/339 | Cx=0.3818;Cy=0.3797 | Class I | IK08 | IP50 | IP20 | 50 | 720 | -25 | 1 | 132 | RAL9016 | 50-60Hz | Passive | LED | embedded sensor system | High Bay Rectangular | Tungsram Auriso | Indoor industrial |  | 24.4 | 19500 | Yes |  | risk group 1 |  | Bracket kit. Tilted bracket kit. Busbar bracket kit. Cable hook pair
TBD | AUR-1S20-830-L9-RFS-ST | image | datasheet | deeplink | TUNGSRAM - Tungsram Auriso - 18400lm - 132W - 3000K - 80CRI - TBD[SKU] - Bracket. Y-cable | 1.76 | Bracket. Y-cable | LED | 1 | 132 | [8 empty] | CE | [6 empty] | 20 | 3000 | 382x250x80 |  | 220-240V |  | 5 | A++ | 90° | 3 | 80 |  | 3000 |  | 54000 | >=0.95 | 124000 |  |  | 139.3939 |  |  | 9 | L9 | 25 | max. 10% at 100.000 hrs |  | Available | 830/339 | Cx=0.4338;Cy=0.4030 | Class I | IK08 | IP50 | IP20 | 50 | 720 | -25 | 1 | 132 | RAL9016 | 50-60Hz | Passive | LED | embedded sensor system | High Bay Rectangular | Tungsram Auriso | Indoor industrial |  | 24.3 | 18400 | Yes |  | risk group 1 |  | Bracket kit. Tilted bracket kit. Busbar bracket kit. Cable hook pair
TBD | AUR-1S20-750-L9-RFS-ST | image | datasheet | deeplink | TUNGSRAM - Tungsram Auriso - 20600lm - 132W - 5000K - 70CRI - TBD[SKU] - Bracket. Y-cable | 1.76 | Bracket. Y-cable | LED | 1 | 132 | [8 empty] | CE | [6 empty] | 20 | 5000 | 382x250x80 |  | 220-240V |  | 5 | A++ | 90° | 3 | 70 |  | 5000 |  | 54000 | >=0.95 | 124000 |  |  | 156.0606 |  |  | 9 | L9 | 25 | max. 10% at 100.000 hrs |  | Available | 750/339 | Cx=0.3447;Cy=0.3553 | Class I | IK08 | IP50 | IP20 | 50 | 720 | -25 | 1 | 132 | RAL9016 | 50-60Hz | Passive | LED | embedded sensor system | High Bay Rectangular | Tungsram Auriso | Indoor industrial |  | 24.7 | 20600 | Yes |  | risk group 1 |  | Bracket kit. Tilted bracket kit. Busbar bracket kit. Cable hook pair
TBD | AUR-1S20-740-L9-RFS-ST | image | datasheet | deeplink | TUNGSRAM - Tungsram Auriso - 20500lm - 132W - 4000K - 70CRI - TBD[SKU] - Bracket. Y-cable | 1.76 | Bracket. Y-cable | LED | 1 | 132 | [8 empty] | CE | [6 empty] | 20 | 4000 | 382x250x80 |  | 220-240V |  | 5 | A++ | 90° | 3 | 70 |  | 4000 |  | 54000 | >=0.95 | 124000 |  |  | 155.303 |  |  | 9 | L9 | 25 | max. 10% at 100.000 hrs |  | Available | 740/339 | Cx=0.4338;Cy=0.4030 | Class I | IK08 | IP50 | IP20 | 50 | 720 | -25 | 1 | 132 | RAL9016 | 50-60Hz | Passive | LED | embedded sensor system | High Bay Rectangular | Tungsram Auriso | Indoor industrial |  | 24.7 | 20500 | Yes |  | risk group 1 |  | Bracket kit. Tilted bracket kit. Busbar bracket kit. Cable hook pair
TBD | AUR-1S20-730-L9-RFS-ST | image | datasheet | deeplink | TUNGSRAM - Tungsram Auriso - 20000lm - 132W - 3000K - 70CRI - TBD[SKU] - Bracket. Y-cable | 1.76 | Bracket. Y-cable | LED | 1 | 132 | [8 empty] | CE | [6 empty] | 20 | 3000 | 382x250x80 |  | 220-240V |  | 5 | A++ | 90° | 3 | 70 |  | 3000 |  | 54000 | >=0.95 | 124000 |  |  | 151.5152 |  |  | 9 | L9 | 25 | max. 10% at 100.000 hrs |  | Available | 730/339 | Cx=0.4338;Cy=0.4030 | Class I | IK08 | IP50 | IP20 | 50 | 720 | -25 | 1 | 132 | RAL9016 | 50-60Hz | Passive | LED | embedded sensor system | High Bay Rectangular | Tungsram Auriso | Indoor industrial |  | 24.6 | 20000 | Yes |  | risk group 1 |  | Bracket kit. Tilted bracket kit. Busbar bracket kit. Cable hook pair
TBD | AUR-1S20-850-L6-RFS-ST | image | datasheet | deeplink | TUNGSRAM - Tungsram Auriso - 19200lm - 132W - 5000K - 80CRI - TBD[SKU] - Bracket. Y-cable | 1.76 | Bracket. Y-cable | LED | 1 | 132 | [8 empty] | CE | [6 empty] | 20 | 5000 | 382x250x80 |  | 220-240V |  | 5 | A++ | 70° | 3 | 80 |  | 5000 |  | 54000 | >=0.95 | 124000 |  |  | 145.4545 |  |  | 9 | L6 | 25 | max. 10% at 100.000 hrs |  | Available | 850/339 | Cx=0.3447;Cy=0.3553 | Class I | IK08 | IP50 | IP20 | 50 | 720 | -25 | 1 | 132 | RAL9016 | 50-60Hz | Passive | LED | embedded sensor system | High Bay Rectangular | Tungsram Auriso | Indoor industrial |  | 22.8 | 19200 | Yes |  | risk group 1 |  | Bracket kit. Tilted bracket kit. Busbar bracket kit. Cable hook pair
TBD | AUR-1S20-840-L6-RFS-ST | image | datasheet | deeplink | TUNGSRAM - Tungsram Auriso - 18700lm - 132W - 4000K - 80CRI - TBD[SKU] - Bracket. Y-cable | 1.76 | Bracket. Y-cable | LED | 1 | 132 | [8 empty] | CE | [6 empty] | 20 | 4000 | 382x250x80 |  | 220-240V |  | 5 | A++ | 70° | 3 | 80 |  | 4000 |  | 54000 | >=0.95 | 124000 |  |  | 141.6667 |  |  | 9 | L6 | 25 | max. 10% at 100.000 hrs |  | Available | 840/339 | Cx=0.3818;Cy=0.3797 | Class I | IK08 | IP50 | IP20 | 50 | 720 | -25 | 1 | 132 | RAL9016 | 50-60Hz | Passive | LED | embedded sensor system | High Bay Rectangular | Tungsram Auriso | Indoor industrial |  | 22.8 | 18700 | Yes |  | risk group 1 |  | Bracket kit. Tilted bracket kit. Busbar bracket kit. Cable hook pair
TBD | AUR-1S20-830-L6-RFS-ST | image | datasheet | deeplink | TUNGSRAM - Tungsram Auriso - 17700lm - 132W - 3000K - 80CRI - TBD[SKU] - Bracket. Y-cable | 1.76 | Bracket. Y-cable | LED | 1 | 132 | [8 empty] | CE | [6 empty] | 20 | 3000 | 382x250x80 |  | 220-240V |  | 5 | A++ | 70° | 3 | 80 |  | 3000 |  | 54000 | >=0.95 | 124000 |  |  | 134.0909 |  |  | 9 | L6 | 25 | max. 10% at 100.000 hrs |  | Available | 830/339 | Cx=0.4338;Cy=0.4030 | Class I | IK08 | IP50 | IP20 | 50 | 720 | -25 | 1 | 132 | RAL9016 | 50-60Hz | Passive | LED | embedded sensor system | High Bay Rectangular | Tungsram Auriso | Indoor industrial |  | 22.7 | 17700 | Yes |  | risk group 1 |  | Bracket kit. Tilted bracket kit. Busbar bracket kit. Cable hook pair
TBD | AUR-1S20-750-L6-RFS-ST | image | datasheet | deeplink | TUNGSRAM - Tungsram Auriso - 19800lm - 132W - 5000K - 70CRI - TBD[SKU] - Bracket. Y-cable | 1.76 | Bracket. Y-cable | LED | 1 | 132 | [8 empty] | CE | [6 empty] | 20 | 5000 | 382x250x80 |  | 220-240V |  | 5 | A++ | 70° | 3 | 70 |  | 5000 |  | 54000 | >=0.95 | 124000 |  |  | 150 |  |  | 9 | L6 | 25 | max. 10% at 100.000 hrs |  | Available | 750/339 | Cx=0.3447;Cy=0.3553 | Class I | IK08 | IP50 | IP20 | 50 | 720 | -25 | 1 | 132 | RAL9016 | 50-60Hz | Passive | LED | embedded sensor system | High Bay Rectangular | Tungsram Auriso | Indoor industrial |  | 23.1 | 19800 | Yes |  | risk group 1 |  | Bracket kit. Tilted bracket kit. Busbar bracket kit. Cable hook pair
TBD | AUR-1S20-740-L6-RFS-ST | image | datasheet | deeplink | TUNGSRAM - Tungsram Auriso - 19700lm - 132W - 4000K - 70CRI - TBD[SKU] - Bracket. Y-cable | 1.76 | Bracket. Y-cable | LED | 1 | 132 | [8 empty] | CE | [6 empty] | 20 | 4000 | 382x250x80 |  | 220-240V |  | 5 | A++ | 70° | 3 | 70 |  | 4000 |  | 54000 | >=0.95 | 124000 |  |  | 149.2424 |  |  | 9 | L6 | 25 | max. 10% at 100.000 hrs |  | Available | 740/339 | Cx=0.4338;Cy=0.4030 | Class I | IK08 | IP50 | IP20 | 50 | 720 | -25 | 1 | 132 | RAL9016 | 50-60Hz | Passive | LED | embedded sensor system | High Bay Rectangular | Tungsram Auriso | Indoor industrial |  | 23.1 | 19700 | Yes |  | risk group 1 |  | Bracket kit. Tilted bracket kit. Busbar bracket kit. Cable hook pair
TBD | AUR-1S20-730-L6-RFS-ST | image | datasheet | deeplink | TUNGSRAM - Tungsram Auriso - 19200lm - 132W - 3000K - 70CRI - TBD[SKU] - Bracket. Y-cable | 1.76 | Bracket. Y-cable | LED | 1 | 132 | [8 empty] | CE | [6 empty] | 20 | 3000 | 382x250x80 |  | 220-240V |  | 5 | A++ | 70° | 3 | 70 |  | 3000 |  | 54000 | >=0.95 | 124000 |  |  | 145.4545 |  |  | 9 | L6 | 25 | max. 10% at 100.000 hrs |  | Available | 730/339 | Cx=0.4338;Cy=0.4030 | Class I | IK08 | IP50 | IP20 | 50 | 720 | -25 | 1 | 132 | RAL9016 | 50-60Hz | Passive | LED | embedded sensor system | High Bay Rectangular | Tungsram Auriso | Indoor industrial |  | 22.9 | 19200 | Yes |  | risk group 1 |  | Bracket kit. Tilted bracket kit. Busbar bracket kit. Cable hook pair
TBD | AUR-1S20-850-L3-RFS-ST | image | datasheet | deeplink | TUNGSRAM - Tungsram Auriso - 20400lm - 132W - 5000K - 80CRI - TBD[SKU] - Bracket. Y-cable | 1.76 | Bracket. Y-cable | LED | 1 | 132 | [8 empty] | CE | [6 empty] | 20 | 5000 | 382x250x80 |  | 220-240V |  | 5 | A++ | 35° | 3 | 80 |  | 5000 |  | 54000 | >=0.95 | 124000 |  |  | 154.5455 |  |  | 9 | L3 | 25 | max. 10% at 100.000 hrs |  | Available | 850/339 | Cx=0.3447;Cy=0.3553 | Class I | IK08 | IP50 | IP20 | 50 | 720 | -25 | 1 | 132 | RAL9016 | 50-60Hz | Passive | LED | embedded sensor system | High Bay Rectangular | Tungsram Auriso | Indoor industrial |  | 18.3 | 20400 | Yes |  | risk group 1 |  | Bracket kit. Tilted bracket kit. Busbar bracket kit. Cable hook pair
TBD | AUR-1S20-840-L3-RFS-ST | image | datasheet | deeplink | TUNGSRAM - Tungsram Auriso - 19900lm - 132W - 4000K - 80CRI - TBD[SKU] - Bracket. Y-cable | 1.76 | Bracket. Y-cable | LED | 1 | 132 | [8 empty] | CE | [6 empty] | 20 | 4000 | 382x250x80 |  | 220-240V |  | 5 | A++ | 35° | 3 | 80 |  | 4000 |  | 54000 | >=0.95 | 124000 |  |  | 150.7576 |  |  | 9 | L3 | 25 | max. 10% at 100.000 hrs |  | Available | 840/339 | Cx=0.3818;Cy=0.3797 | Class I | IK08 | IP50 | IP20 | 50 | 720 | -25 | 1 | 132 | RAL9016 | 50-60Hz | Passive | LED | embedded sensor system | High Bay Rectangular | Tungsram Auriso | Indoor industrial |  | 18.3 | 19900 | Yes |  | risk group 1 |  | Bracket kit. Tilted bracket kit. Busbar bracket kit. Cable hook pair
TBD | AUR-1S20-830-L3-RFS-ST | image | datasheet | deeplink | TUNGSRAM - Tungsram Auriso - 18700lm - 132W - 3000K - 80CRI - TBD[SKU] - Bracket. Y-cable | 1.76 | Bracket. Y-cable | LED | 1 | 132 | [8 empty] | CE | [6 empty] | 20 | 3000 | 382x250x80 |  | 220-240V |  | 5 | A++ | 35° | 3 | 80 |  | 3000 |  | 54000 | >=0.95 | 124000 |  |  | 141.6667 |  |  | 9 | L3 | 25 | max. 10% at 100.000 hrs |  | Available | 830/339 | Cx=0.4338;Cy=0.4030 | Class I | IK08 | IP50 | IP20 | 50 | 720 | -25 | 1 | 132 | RAL9016 | 50-60Hz | Passive | LED | embedded sensor system | High Bay Rectangular | Tungsram Auriso | Indoor industrial |  | 18.2 | 18700 | Yes |  | risk group 1 |  | Bracket kit. Tilted bracket kit. Busbar bracket kit. Cable hook pair
TBD | AUR-1S20-750-L3-RFS-ST | image | datasheet | deeplink | TUNGSRAM - Tungsram Auriso - 21000lm - 132W - 5000K - 70CRI - TBD[SKU] - Bracket. Y-cable | 1.76 | Bracket. Y-cable | LED | 1 | 132 | [8 empty] | CE | [6 empty] | 20 | 5000 | 382x250x80 |  | 220-240V |  | 5 | A++ | 35° | 3 | 70 |  | 5000 |  | 54000 | >=0.95 | 124000 |  |  | 159.0909 |  |  | 9 | L3 | 25 | max. 10% at 100.000 hrs |  | Available | 750/339 | Cx=0.3447;Cy=0.3553 | Class I | IK08 | IP50 | IP20 | 50 | 720 | -25 | 1 | 132 | RAL9016 | 50-60Hz | Passive | LED | embedded sensor system | High Bay Rectangular | Tungsram Auriso | Indoor industrial |  | 18.6 | 21000 | Yes |  | risk group 1 |  | Bracket kit. Tilted bracket kit. Busbar bracket kit. Cable hook pair
TBD | AUR-1S20-740-L3-RFS-ST | image | datasheet | deeplink | TUNGSRAM - Tungsram Auriso - 21000lm - 132W - 4000K - 70CRI - TBD[SKU] - Bracket. Y-cable | 1.76 | Bracket. Y-cable | LED | 1 | 132 | [8 empty] | CE | [6 empty] | 20 | 4000 | 382x250x80 |  | 220-240V |  | 5 | A++ | 35° | 3 | 70 |  | 4000 |  | 54000 | >=0.95 | 124000 |  |  | 159.0909 |  |  | 9 | L3 | 25 | max. 10% at 100.000 hrs |  | Available | 740/339 | Cx=0.4338;Cy=0.4030 | Class I | IK08 | IP50 | IP20 | 50 | 720 | -25 | 1 | 132 | RAL9016 | 50-60Hz | Passive | LED | embedded sensor system | High Bay Rectangular | Tungsram Auriso | Indoor industrial |  | 18.6 | 21000 | Yes |  | risk group 1 |  | Bracket kit. Tilted bracket kit. Busbar bracket kit. Cable hook pair
TBD | AUR-1S20-730-L3-RFS-ST | image | datasheet | deeplink | TUNGSRAM - Tungsram Auriso - 20400lm - 132W - 3000K - 70CRI - TBD[SKU] - Bracket. Y-cable | 1.76 | Bracket. Y-cable | LED | 1 | 132 | [8 empty] | CE | [6 empty] | 20 | 3000 | 382x250x80 |  | 220-240V |  | 5 | A++ | 35° | 3 | 70 |  | 3000 |  | 54000 | >=0.95 | 124000 |  |  | 154.5455 |  |  | 9 | L3 | 25 | max. 10% at 100.000 hrs |  | Available | 730/339 | Cx=0.4338;Cy=0.4030 | Class I | IK08 | IP50 | IP20 | 50 | 720 | -25 | 1 | 132 | RAL9016 | 50-60Hz | Passive | LED | embedded sensor system | High Bay Rectangular | Tungsram Auriso | Indoor industrial |  | 18.4 | 20400 | Yes |  | risk group 1 |  | Bracket kit. Tilted bracket kit. Busbar bracket kit. Cable hook pair
TBD | AUR-1S20-850-D1-RFS-ST | image | datasheet | deeplink | TUNGSRAM - Tungsram Auriso - 17500lm - 132W - 5000K - 80CRI - TBD[SKU] - Bracket. Y-cable | 1.76 | Bracket. Y-cable | LED | 1 | 132 | [8 empty] | CE | [6 empty] | 20 | 5000 | 382x250x80 |  | 220-240V |  | 5 | A++ | 100° | 3 | 80 |  | 5000 |  | 54000 | >=0.95 | 124000 |  |  | 132.5758 |  |  | 9 | D1 | 25 | max. 10% at 100.000 hrs |  | Available | 850/339 | Cx=0.3447;Cy=0.3553 | Class I | IK08 | IP20 | IP20 | 50 | 720 | -25 | 1 | 132 | RAL9016 | 50-60Hz | Passive | LED | embedded sensor system | High Bay Rectangular | Tungsram Auriso | Indoor industrial |  | 26.7 | 17500 | Yes |  | risk group 1 |  | Bracket kit. Tilted bracket kit. Busbar bracket kit. Cable hook pair
TBD | AUR-1S20-840-D1-RFS-ST | image | datasheet | deeplink | TUNGSRAM - Tungsram Auriso - 17000lm - 132W - 4000K - 80CRI - TBD[SKU] - Bracket. Y-cable | 1.76 | Bracket. Y-cable | LED | 1 | 132 | [8 empty] | CE | [6 empty] | 20 | 4000 | 382x250x80 |  | 220-240V |  | 5 | A++ | 100° | 3 | 80 |  | 4000 |  | 54000 | >=0.95 | 124000 |  |  | 128.7879 |  |  | 9 | D1 | 25 | max. 10% at 100.000 hrs |  | Available | 840/339 | Cx=0.3818;Cy=0.3797 | Class I | IK08 | IP20 | IP20 | 50 | 720 | -25 | 1 | 132 | RAL9016 | 50-60Hz | Passive | LED | embedded sensor system | High Bay Rectangular | Tungsram Auriso | Indoor industrial |  | 26.7 | 17000 | Yes |  | risk group 1 |  | Bracket kit. Tilted bracket kit. Busbar bracket kit. Cable hook pair
TBD | AUR-1S20-830-D1-RFS-ST | image | datasheet | deeplink | TUNGSRAM - Tungsram Auriso - 16000lm - 132W - 3000K - 80CRI - TBD[SKU] - Bracket. Y-cable | 1.76 | Bracket. Y-cable | LED | 1 | 132 | [8 empty] | CE | [6 empty] | 20 | 3000 | 382x250x80 |  | 220-240V |  | 5 | A++ | 100° | 3 | 80 |  | 3000 |  | 54000 | >=0.95 | 124000 |  |  | 121.2121 |  |  | 9 | D1 | 25 | max. 10% at 100.000 hrs |  | Available | 830/339 | Cx=0.4338;Cy=0.4030 | Class I | IK08 | IP20 | IP20 | 50 | 720 | -25 | 1 | 132 | RAL9016 | 50-60Hz | Passive | LED | embedded sensor system | High Bay Rectangular | Tungsram Auriso | Indoor industrial |  | 26.5 | 16000 | Yes |  | risk group 1 |  | Bracket kit. Tilted bracket kit. Busbar bracket kit. Cable hook pair
TBD | AUR-1S20-750-D1-RFS-ST | image | datasheet | deeplink | TUNGSRAM - Tungsram Auriso - 18000lm - 132W - 5000K - 70CRI - TBD[SKU] - Bracket. Y-cable | 1.76 | Bracket. Y-cable | LED | 1 | 132 | [8 empty] | CE | [6 empty] | 20 | 5000 | 382x250x80 |  | 220-240V |  | 5 | A++ | 100° | 3 | 70 |  | 5000 |  | 54000 | >=0.95 | 124000 |  |  | 136.3636 |  |  | 9 | D1 | 25 | max. 10% at 100.000 hrs |  | Available | 750/339 | Cx=0.3447;Cy=0.3553 | Class I | IK08 | IP20 | IP20 | 50 | 720 | -25 | 1 | 132 | RAL9016 | 50-60Hz | Passive | LED | embedded sensor system | High Bay Rectangular | Tungsram Auriso | Indoor industrial |  | 26.9 | 18000 | Yes |  | risk group 1 |  | Bracket kit. Tilted bracket kit. Busbar bracket kit. Cable hook pair
TBD | AUR-1S20-740-D1-RFS-ST | image | datasheet | deeplink | TUNGSRAM - Tungsram Auriso - 17900lm - 132W - 4000K - 70CRI - TBD[SKU] - Bracket. Y-cable | 1.76 | Bracket. Y-cable | LED | 1 | 132 | [8 empty] | CE | [6 empty] | 20 | 4000 | 382x250x80 |  | 220-240V |  | 5 | A++ | 100° | 3 | 70 |  | 4000 |  | 54000 | >=0.95 | 124000 |  |  | 135.6061 |  |  | 9 | D1 | 25 | max. 10% at 100.000 hrs |  | Available | 740/339 | Cx=0.4338;Cy=0.4030 | Class I | IK08 | IP20 | IP20 | 50 | 720 | -25 | 1 | 132 | RAL9016 | 50-60Hz | Passive | LED | embedded sensor system | High Bay Rectangular | Tungsram Auriso | Indoor industrial |  | 26.9 | 17900 | Yes |  | risk group 1 |  | Bracket kit. Tilted bracket kit. Busbar bracket kit. Cable hook pair
TBD | AUR-1S20-730-D1-RFS-ST | image | datasheet | deeplink | TUNGSRAM - Tungsram Auriso - 17400lm - 132W - 3000K - 70CRI - TBD[SKU] - Bracket. Y-cable | 1.76 | Bracket. Y-cable | LED | 1 | 132 | [8 empty] | CE | [6 empty] | 20 | 3000 | 382x250x80 |  | 220-240V |  | 5 | A++ | 100° | 3 | 70 |  | 3000 |  | 54000 | >=0.95 | 124000 |  |  | 131.8182 |  |  | 9 | D1 | 25 | max. 10% at 100.000 hrs |  | Available | 730/339 | Cx=0.4338;Cy=0.4030 | Class I | IK08 | IP20 | IP20 | 50 | 720 | -25 | 1 | 132 | RAL9016 | 50-60Hz | Passive | LED | embedded sensor system | High Bay Rectangular | Tungsram Auriso | Indoor industrial |  | 26.8 | 17400 | Yes |  | risk group 1 |  | Bracket kit. Tilted bracket kit. Busbar bracket kit. Cable hook pair
TBD | AUR-1S20-850-C1-RFS-ST | image | datasheet | deeplink | TUNGSRAM - Tungsram Auriso - 19400lm - 132W - 5000K - 80CRI - TBD[SKU] - Bracket. Y-cable | 1.76 | Bracket. Y-cable | LED | 1 | 132 | [8 empty] | CE | [6 empty] | 20 | 5000 | 382x250x80 |  | 220-240V |  | 5 | A++ | 110° | 3 | 80 |  | 5000 |  | 54000 | >=0.95 | 124000 |  |  | 146.9697 |  |  | 9 | C1 | 25 | max. 10% at 100.000 hrs |  | Available | 850/339 | Cx=0.3447;Cy=0.3553 | Class I | IK08 | IP20 | IP20 | 50 | 720 | -25 | 1 | 132 | RAL9016 | 50-60Hz | Passive | LED | embedded sensor system | High Bay Rectangular | Tungsram Auriso | Indoor industrial |  | 26.5 | 19400 | Yes |  | risk group 1 |  | Bracket kit. Tilted bracket kit. Busbar bracket kit. Cable hook pair
TBD | AUR-1S20-840-C1-RFS-ST | image | datasheet | deeplink | TUNGSRAM - Tungsram Auriso - 18900lm - 132W - 4000K - 80CRI - TBD[SKU] - Bracket. Y-cable | 1.76 | Bracket. Y-cable | LED | 1 | 132 | [8 empty] | CE | [6 empty] | 20 | 4000 | 382x250x80 |  | 220-240V |  | 5 | A++ | 110° | 3 | 80 |  | 4000 |  | 54000 | >=0.95 | 124000 |  |  | 143.1818 |  |  | 9 | C1 | 25 | max. 10% at 100.000 hrs |  | Available | 840/339 | Cx=0.3818;Cy=0.3797 | Class I | IK08 | IP20 | IP20 | 50 | 720 | -25 | 1 | 132 | RAL9016 | 50-60Hz | Passive | LED | embedded sensor system | High Bay Rectangular | Tungsram Auriso | Indoor industrial |  | 26.5 | 18900 | Yes |  | risk group 1 |  | Bracket kit. Tilted bracket kit. Busbar bracket kit. Cable hook pair
TBD | AUR-1S20-830-C1-RFS-ST | image | datasheet | deeplink | TUNGSRAM - Tungsram Auriso - 17800lm - 132W - 3000K - 80CRI - TBD[SKU] - Bracket. Y-cable | 1.76 | Bracket. Y-cable | LED | 1 | 132 | [8 empty] | CE | [6 empty] | 20 | 3000 | 382x250x80 |  | 220-240V |  | 5 | A++ | 110° | 3 | 80 |  | 3000 |  | 54000 | >=0.95 | 124000 |  |  | 134.8485 |  |  | 9 | C1 | 25 | max. 10% at 100.000 hrs |  | Available | 830/339 | Cx=0.4338;Cy=0.4030 | Class I | IK08 | IP20 | IP20 | 50 | 720 | -25 | 1 | 132 | RAL9016 | 50-60Hz | Passive | LED | embedded sensor system | High Bay Rectangular | Tungsram Auriso | Indoor industrial |  | 26.4 | 17800 | Yes |  | risk group 1 |  | Bracket kit. Tilted bracket kit. Busbar bracket kit. Cable hook pair
TBD | AUR-1S20-750-C1-RFS-ST | image | datasheet | deeplink | TUNGSRAM - Tungsram Auriso - 20000lm - 132W - 5000K - 70CRI - TBD[SKU] - Bracket. Y-cable | 1.76 | Bracket. Y-cable | LED | 1 | 132 | [8 empty] | CE | [6 empty] | 20 | 5000 | 382x250x80 |  | 220-240V |  | 5 | A++ | 110° | 3 | 70 |  | 5000 |  | 54000 | >=0.95 | 124000 |  |  | 151.5152 |  |  | 9 | C1 | 25 | max. 10% at 100.000 hrs |  | Available | 750/339 | Cx=0.3447;Cy=0.3553 | Class I | IK08 | IP20 | IP20 | 50 | 720 | -25 | 1 | 132 | RAL9016 | 50-60Hz | Passive | LED | embedded sensor system | High Bay Rectangular | Tungsram Auriso | Indoor industrial |  | 26.8 | 20000 | Yes |  | risk group 1 |  | Bracket kit. Tilted bracket kit. Busbar bracket kit. Cable hook pair
TBD | AUR-1S20-740-C1-RFS-ST | image | datasheet | deeplink | TUNGSRAM - Tungsram Auriso - 19900lm - 132W - 4000K - 70CRI - TBD[SKU] - Bracket. Y-cable | 1.76 | Bracket. Y-cable | LED | 1 | 132 | [8 empty] | CE | [6 empty] | 20 | 4000 | 382x250x80 |  | 220-240V |  | 5 | A++ | 110° | 3 | 70 |  | 4000 |  | 54000 | >=0.95 | 124000 |  |  | 150.7576 |  |  | 9 | C1 | 25 | max. 10% at 100.000 hrs |  | Available | 740/339 | Cx=0.4338;Cy=0.4030 | Class I | IK08 | IP20 | IP20 | 50 | 720 | -25 | 1 | 132 | RAL9016 | 50-60Hz | Passive | LED | embedded sensor system | High Bay Rectangular | Tungsram Auriso | Indoor industrial |  | 26.8 | 19900 | Yes |  | risk group 1 |  | Bracket kit. Tilted bracket kit. Busbar bracket kit. Cable hook pair
TBD | AUR-1S20-730-C1-RFS-ST | image | datasheet | deeplink | TUNGSRAM - Tungsram Auriso - 19300lm - 132W - 3000K - 70CRI - TBD[SKU] - Bracket. Y-cable | 1.76 | Bracket. Y-cable | LED | 1 | 132 | [8 empty] | CE | [6 empty] | 20 | 3000 | 382x250x80 |  | 220-240V |  | 5 | A++ | 110° | 3 | 70 |  | 3000 |  | 54000 | >=0.95 | 124000 |  |  | 146.2121 |  |  | 9 | C1 | 25 | max. 10% at 100.000 hrs |  | Available | 730/339 | Cx=0.4338;Cy=0.4030 | Class I | IK08 | IP20 | IP20 | 50 | 720 | -25 | 1 | 132 | RAL9016 | 50-60Hz | Passive | LED | embedded sensor system | High Bay Rectangular | Tungsram Auriso | Indoor industrial |  | 26.7 | 19300 | Yes |  | risk group 1 |  | Bracket kit. Tilted bracket kit. Busbar bracket kit. Cable hook pair
TBD | AUR-1S15-850-U8-RFS-ST | image | datasheet | deeplink | TUNGSRAM - Tungsram Auriso - 13000lm - 102W - 5000K - 80CRI - TBD[SKU] - Bracket. Y-cable | 1.72 | Bracket. Y-cable | LED | 1 | 102 | [8 empty] | CE | [6 empty] | 20 | 5000 | 382x250x80 |  | 220-240V |  | 5 | A++ | 80° | 3 | 80 |  | 5000 |  | 62000 | >=0.95 | 142000 |  |  | 127.451 |  |  | 9 | U8 | 25 | max. 10% at 100.000 hrs |  | Available | 850/339 | Cx=0.3447;Cy=0.3553 | Class I | IK08 | IP20 | IP20 | 50 | 560 | -25 | 1 | 102 | RAL9016 | 50-60Hz | Passive | LED | embedded sensor system | High Bay Rectangular | Tungsram Auriso | Indoor industrial |  | 22.9 | 13000 | Yes |  | risk group 1 |  | Bracket kit. Tilted bracket kit. Busbar bracket kit. Cable hook pair
TBD | AUR-1S15-840-U8-RFS-ST | image | datasheet | deeplink | TUNGSRAM - Tungsram Auriso - 12700lm - 102W - 4000K - 80CRI - TBD[SKU] - Bracket. Y-cable | 1.72 | Bracket. Y-cable | LED | 1 | 102 | [8 empty] | CE | [6 empty] | 20 | 4000 | 382x250x80 |  | 220-240V |  | 5 | A++ | 80° | 3 | 80 |  | 4000 |  | 62000 | >=0.95 | 142000 |  |  | 124.5098 |  |  | 9 | U8 | 25 | max. 10% at 100.000 hrs |  | Available | 840/339 | Cx=0.3818;Cy=0.3797 | Class I | IK08 | IP20 | IP20 | 50 | 560 | -25 | 1 | 102 | RAL9016 | 50-60Hz | Passive | LED | embedded sensor system | High Bay Rectangular | Tungsram Auriso | Indoor industrial |  | 22.9 | 12700 | Yes |  | risk group 1 |  | Bracket kit. Tilted bracket kit. Busbar bracket kit. Cable hook pair
TBD | AUR-1S15-830-U8-RFS-ST | image | datasheet | deeplink | TUNGSRAM - Tungsram Auriso - 11900lm - 102W - 3000K - 80CRI - TBD[SKU] - Bracket. Y-cable | 1.72 | Bracket. Y-cable | LED | 1 | 102 | [8 empty] | CE | [6 empty] | 20 | 3000 | 382x250x80 |  | 220-240V |  | 5 | A++ | 80° | 3 | 80 |  | 3000 |  | 62000 | >=0.95 | 142000 |  |  | 116.6667 |  |  | 9 | U8 | 25 | max. 10% at 100.000 hrs |  | Available | 830/339 | Cx=0.4338;Cy=0.4030 | Class I | IK08 | IP20 | IP20 | 50 | 560 | -25 | 1 | 102 | RAL9016 | 50-60Hz | Passive | LED | embedded sensor system | High Bay Rectangular | Tungsram Auriso | Indoor industrial |  | 22.8 | 11900 | Yes |  | risk group 1 |  | Bracket kit. Tilted bracket kit. Busbar bracket kit. Cable hook pair
TBD | AUR-1S15-750-U8-RFS-ST | image | datasheet | deeplink | TUNGSRAM - Tungsram Auriso - 13400lm - 102W - 5000K - 70CRI - TBD[SKU] - Bracket. Y-cable | 1.72 | Bracket. Y-cable | LED | 1 | 102 | [8 empty] | CE | [6 empty] | 20 | 5000 | 382x250x80 |  | 220-240V |  | 5 | A++ | 80° | 3 | 70 |  | 5000 |  | 62000 | >=0.95 | 142000 |  |  | 131.3725 |  |  | 9 | U8 | 25 | max. 10% at 100.000 hrs |  | Available | 750/339 | Cx=0.3447;Cy=0.3553 | Class I | IK08 | IP20 | IP20 | 50 | 560 | -25 | 1 | 102 | RAL9016 | 50-60Hz | Passive | LED | embedded sensor system | High Bay Rectangular | Tungsram Auriso | Indoor industrial |  | 23.2 | 13400 | Yes |  | risk group 1 |  | Bracket kit. Tilted bracket kit. Busbar bracket kit. Cable hook pair
TBD | AUR-1S15-740-U8-RFS-ST | image | datasheet | deeplink | TUNGSRAM - Tungsram Auriso - 13400lm - 102W - 4000K - 70CRI - TBD[SKU] - Bracket. Y-cable | 1.72 | Bracket. Y-cable | LED | 1 | 102 | [8 empty] | CE | [6 empty] | 20 | 4000 | 382x250x80 |  | 220-240V |  | 5 | A++ | 80° | 3 | 70 |  | 4000 |  | 62000 | >=0.95 | 142000 |  |  | 131.3725 |  |  | 9 | U8 | 25 | max. 10% at 100.000 hrs |  | Available | 740/339 | Cx=0.4338;Cy=0.4030 | Class I | IK08 | IP20 | IP20 | 50 | 560 | -25 | 1 | 102 | RAL9016 | 50-60Hz | Passive | LED | embedded sensor system | High Bay Rectangular | Tungsram Auriso | Indoor industrial |  | 23.2 | 13400 | Yes |  | risk group 1 |  | Bracket kit. Tilted bracket kit. Busbar bracket kit. Cable hook pair
TBD | AUR-1S15-730-U8-RFS-ST | image | datasheet | deeplink | TUNGSRAM - Tungsram Auriso - 13000lm - 102W - 3000K - 70CRI - TBD[SKU] - Bracket. Y-cable | 1.72 | Bracket. Y-cable | LED | 1 | 102 | [8 empty] | CE | [6 empty] | 20 | 3000 | 382x250x80 |  | 220-240V |  | 5 | A++ | 80° | 3 | 70 |  | 3000 |  | 62000 | >=0.95 | 142000 |  |  | 127.451 |  |  | 9 | U8 | 25 | max. 10% at 100.000 hrs |  | Available | 730/339 | Cx=0.4338;Cy=0.4030 | Class I | IK08 | IP20 | IP20 | 50 | 560 | -25 | 1 | 102 | RAL9016 | 50-60Hz | Passive | LED | embedded sensor system | High Bay Rectangular | Tungsram Auriso | Indoor industrial |  | 23.1 | 13000 | Yes |  | risk group 1 |  | Bracket kit. Tilted bracket kit. Busbar bracket kit. Cable hook pair
TBD | AUR-1S15-850-U6-RFS-ST | image | datasheet | deeplink | TUNGSRAM - Tungsram Auriso - 11900lm - 102W - 5000K - 80CRI - TBD[SKU] - Bracket. Y-cable | 1.72 | Bracket. Y-cable | LED | 1 | 102 | [8 empty] | CE | [6 empty] | 20 | 5000 | 382x250x80 |  | 220-240V |  | 5 | A++ | 65° | 3 | 80 |  | 5000 |  | 62000 | >=0.95 | 142000 |  |  | 116.6667 |  |  | 9 | U6 | 25 | max. 10% at 100.000 hrs |  | Available | 850/339 | Cx=0.3447;Cy=0.3553 | Class I | IK08 | IP50 | IP20 | 50 | 560 | -25 | 1 | 102 | RAL9016 | 50-60Hz | Passive | LED | embedded sensor system | High Bay Rectangular | Tungsram Auriso | Indoor industrial |  | 21.7 | 11900 | Yes |  | risk group 1 |  | Bracket kit. Tilted bracket kit. Busbar bracket kit. Cable hook pair
TBD | AUR-1S15-840-U6-RFS-ST | image | datasheet | deeplink | TUNGSRAM - Tungsram Auriso - 11600lm - 102W - 4000K - 80CRI - TBD[SKU] - Bracket. Y-cable | 1.72 | Bracket. Y-cable | LED | 1 | 102 | [8 empty] | CE | [6 empty] | 20 | 4000 | 382x250x80 |  | 220-240V |  | 5 | A++ | 65° | 3 | 80 |  | 4000 |  | 62000 | >=0.95 | 142000 |  |  | 113.7255 |  |  | 9 | U6 | 25 | max. 10% at 100.000 hrs |  | Available | 840/339 | Cx=0.3818;Cy=0.3797 | Class I | IK08 | IP50 | IP20 | 50 | 560 | -25 | 1 | 102 | RAL9016 | 50-60Hz | Passive | LED | embedded sensor system | High Bay Rectangular | Tungsram Auriso | Indoor industrial |  | 21.7 | 11600 | Yes |  | risk group 1 |  | Bracket kit. Tilted bracket kit. Busbar bracket kit. Cable hook pair
TBD | AUR-1S15-830-U6-RFS-ST | image | datasheet | deeplink | TUNGSRAM - Tungsram Auriso - 10900lm - 102W - 3000K - 80CRI - TBD[SKU] - Bracket. Y-cable | 1.72 | Bracket. Y-cable | LED | 1 | 102 | [8 empty] | CE | [6 empty] | 20 | 3000 | 382x250x80 |  | 220-240V |  | 5 | A++ | 65° | 3 | 80 |  | 3000 |  | 62000 | >=0.95 | 142000 |  |  | 106.8627 |  |  | 9 | U6 | 25 | max. 10% at 100.000 hrs |  | Available | 830/339 | Cx=0.4338;Cy=0.4030 | Class I | IK08 | IP50 | IP20 | 50 | 560 | -25 | 1 | 102 | RAL9016 | 50-60Hz | Passive | LED | embedded sensor system | High Bay Rectangular | Tungsram Auriso | Indoor industrial |  | 21.5 | 10900 | Yes |  | risk group 1 |  | Bracket kit. Tilted bracket kit. Busbar bracket kit. Cable hook pair
TBD | AUR-1S15-750-U6-RFS-ST | image | datasheet | deeplink | TUNGSRAM - Tungsram Auriso - 12200lm - 102W - 5000K - 70CRI - TBD[SKU] - Bracket. Y-cable | 1.72 | Bracket. Y-cable | LED | 1 | 102 | [8 empty] | CE | [6 empty] | 20 | 5000 | 382x250x80 |  | 220-240V |  | 5 | A++ | 65° | 3 | 70 |  | 5000 |  | 62000 | >=0.95 | 142000 |  |  | 119.6078 |  |  | 9 | U6 | 25 | max. 10% at 100.000 hrs |  | Available | 750/339 | Cx=0.3447;Cy=0.3553 | Class I | IK08 | IP50 | IP20 | 50 | 560 | -25 | 1 | 102 | RAL9016 | 50-60Hz | Passive | LED | embedded sensor system | High Bay Rectangular | Tungsram Auriso | Indoor industrial |  | 21.9 | 12200 | Yes |  | risk group 1 |  | Bracket kit. Tilted bracket kit. Busbar bracket kit. Cable hook pair
TBD | AUR-1S15-740-U6-RFS-ST | image | datasheet | deeplink | TUNGSRAM - Tungsram Auriso - 12200lm - 102W - 4000K - 70CRI - TBD[SKU] - Bracket. Y-cable | 1.72 | Bracket. Y-cable | LED | 1 | 102 | [8 empty] | CE | [6 empty] | 20 | 4000 | 382x250x80 |  | 220-240V |  | 5 | A++ | 65° | 3 | 70 |  | 4000 |  | 62000 | >=0.95 | 142000 |  |  | 119.6078 |  |  | 9 | U6 | 25 | max. 10% at 100.000 hrs |  | Available | 740/339 | Cx=0.4338;Cy=0.4030 | Class I | IK08 | IP50 | IP20 | 50 | 560 | -25 | 1 | 102 | RAL9016 | 50-60Hz | Passive | LED | embedded sensor system | High Bay Rectangular | Tungsram Auriso | Indoor industrial |  | 21.9 | 12200 | Yes |  | risk group 1 |  | Bracket kit. Tilted bracket kit. Busbar bracket kit. Cable hook pair
TBD | AUR-1S15-730-U6-RFS-ST | image | datasheet | deeplink | TUNGSRAM - Tungsram Auriso - 11900lm - 102W - 3000K - 70CRI - TBD[SKU] - Bracket. Y-cable | 1.72 | Bracket. Y-cable | LED | 1 | 102 | [8 empty] | CE | [6 empty] | 20 | 3000 | 382x250x80 |  | 220-240V |  | 5 | A++ | 65° | 3 | 70 |  | 3000 |  | 62000 | >=0.95 | 142000 |  |  | 116.6667 |  |  | 9 | U6 | 25 | max. 10% at 100.000 hrs |  | Available | 730/339 | Cx=0.4338;Cy=0.4030 | Class I | IK08 | IP50 | IP20 | 50 | 560 | -25 | 1 | 102 | RAL9016 | 50-60Hz | Passive | LED | embedded sensor system | High Bay Rectangular | Tungsram Auriso | Indoor industrial |  | 21.8 | 11900 | Yes |  | risk group 1 |  | Bracket kit. Tilted bracket kit. Busbar bracket kit. Cable hook pair
TBD | AUR-1S15-850-U4-RFS-ST | image | datasheet | deeplink | TUNGSRAM - Tungsram Auriso - 12400lm - 102W - 5000K - 80CRI - TBD[SKU] - Bracket. Y-cable | 1.72 | Bracket. Y-cable | LED | 1 | 102 | [8 empty] | CE | [6 empty] | 20 | 5000 | 382x250x80 |  | 220-240V |  | 5 | A++ | 45° | 3 | 80 |  | 5000 |  | 62000 | >=0.95 | 142000 |  |  | 121.5686 |  |  | 9 | U4 | 25 | max. 10% at 100.000 hrs |  | Available | 850/339 | Cx=0.3447;Cy=0.3553 | Class I | IK08 | IP50 | IP20 | 50 | 560 | -25 | 1 | 102 | RAL9016 | 50-60Hz | Passive | LED | embedded sensor system | High Bay Rectangular | Tungsram Auriso | Indoor industrial |  | 20.9 | 12400 | Yes |  | risk group 1 |  | Bracket kit. Tilted bracket kit. Busbar bracket kit. Cable hook pair
TBD | AUR-1S15-840-U4-RFS-ST | image | datasheet | deeplink | TUNGSRAM - Tungsram Auriso - 12100lm - 102W - 4000K - 80CRI - TBD[SKU] - Bracket. Y-cable | 1.72 | Bracket. Y-cable | LED | 1 | 102 | [8 empty] | CE | [6 empty] | 20 | 4000 | 382x250x80 |  | 220-240V |  | 5 | A++ | 45° | 3 | 80 |  | 4000 |  | 62000 | >=0.95 | 142000 |  |  | 118.6275 |  |  | 9 | U4 | 25 | max. 10% at 100.000 hrs |  | Available | 840/339 | Cx=0.3818;Cy=0.3797 | Class I | IK08 | IP50 | IP20 | 50 | 560 | -25 | 1 | 102 | RAL9016 | 50-60Hz | Passive | LED | embedded sensor system | High Bay Rectangular | Tungsram Auriso | Indoor industrial |  | 20.9 | 12100 | Yes |  | risk group 1 |  | Bracket kit. Tilted bracket kit. Busbar bracket kit. Cable hook pair
TBD | AUR-1S15-830-U4-RFS-ST | image | datasheet | deeplink | TUNGSRAM - Tungsram Auriso - 11400lm - 102W - 3000K - 80CRI - TBD[SKU] - Bracket. Y-cable | 1.72 | Bracket. Y-cable | LED | 1 | 102 | [8 empty] | CE | [6 empty] | 20 | 3000 | 382x250x80 |  | 220-240V |  | 5 | A++ | 45° | 3 | 80 |  | 3000 |  | 62000 | >=0.95 | 142000 |  |  | 111.7647 |  |  | 9 | U4 | 25 | max. 10% at 100.000 hrs |  | Available | 830/339 | Cx=0.4338;Cy=0.4030 | Class I | IK08 | IP50 | IP20 | 50 | 560 | -25 | 1 | 102 | RAL9016 | 50-60Hz | Passive | LED | embedded sensor system | High Bay Rectangular | Tungsram Auriso | Indoor industrial |  | 20.7 | 11400 | Yes |  | risk group 1 |  | Bracket kit. Tilted bracket kit. Busbar bracket kit. Cable hook pair
TBD | AUR-1S15-750-U4-RFS-ST | image | datasheet | deeplink | TUNGSRAM - Tungsram Auriso - 12700lm - 102W - 5000K - 70CRI - TBD[SKU] - Bracket. Y-cable | 1.72 | Bracket. Y-cable | LED | 1 | 102 | [8 empty] | CE | [6 empty] | 20 | 5000 | 382x250x80 |  | 220-240V |  | 5 | A++ | 45° | 3 | 70 |  | 5000 |  | 62000 | >=0.95 | 142000 |  |  | 124.5098 |  |  | 9 | U4 | 25 | max. 10% at 100.000 hrs |  | Available | 750/339 | Cx=0.3447;Cy=0.3553 | Class I | IK08 | IP50 | IP20 | 50 | 560 | -25 | 1 | 102 | RAL9016 | 50-60Hz | Passive | LED | embedded sensor system | High Bay Rectangular | Tungsram Auriso | Indoor industrial |  | 21.1 | 12700 | Yes |  | risk group 1 |  | Bracket kit. Tilted bracket kit. Busbar bracket kit. Cable hook pair
TBD | AUR-1S15-740-U4-RFS-ST | image | datasheet | deeplink | TUNGSRAM - Tungsram Auriso - 12700lm - 102W - 4000K - 70CRI - TBD[SKU] - Bracket. Y-cable | 1.72 | Bracket. Y-cable | LED | 1 | 102 | [8 empty] | CE | [6 empty] | 20 | 4000 | 382x250x80 |  | 220-240V |  | 5 | A++ | 45° | 3 | 70 |  | 4000 |  | 62000 | >=0.95 | 142000 |  |  | 124.5098 |  |  | 9 | U4 | 25 | max. 10% at 100.000 hrs |  | Available | 740/339 | Cx=0.4338;Cy=0.4030 | Class I | IK08 | IP50 | IP20 | 50 | 560 | -25 | 1 | 102 | RAL9016 | 50-60Hz | Passive | LED | embedded sensor system | High Bay Rectangular | Tungsram Auriso | Indoor industrial |  | 21.1 | 12700 | Yes |  | risk group 1 |  | Bracket kit. Tilted bracket kit. Busbar bracket kit. Cable hook pair
TBD | AUR-1S15-730-U4-RFS-ST | image | datasheet | deeplink | TUNGSRAM - Tungsram Auriso - 12400lm - 102W - 3000K - 70CRI - TBD[SKU] - Bracket. Y-cable | 1.72 | Bracket. Y-cable | LED | 1 | 102 | [8 empty] | CE | [6 empty] | 20 | 3000 | 382x250x80 |  | 220-240V |  | 5 | A++ | 45° | 3 | 70 |  | 3000 |  | 62000 | >=0.95 | 142000 |  |  | 121.5686 |  |  | 9 | U4 | 25 | max. 10% at 100.000 hrs |  | Available | 730/339 | Cx=0.4338;Cy=0.4030 | Class I | IK08 | IP50 | IP20 | 50 | 560 | -25 | 1 | 102 | RAL9016 | 50-60Hz | Passive | LED | embedded sensor system | High Bay Rectangular | Tungsram Auriso | Indoor industrial |  | 21 | 12400 | Yes |  | risk group 1 |  | Bracket kit. Tilted bracket kit. Busbar bracket kit. Cable hook pair
TBD | AUR-1S15-850-L9-RFS-ST | image | datasheet | deeplink | TUNGSRAM - Tungsram Auriso - 15000lm - 102W - 5000K - 80CRI - TBD[SKU] - Bracket. Y-cable | 1.72 | Bracket. Y-cable | LED | 1 | 102 | [8 empty] | CE | [6 empty] | 20 | 5000 | 382x250x80 |  | 220-240V |  | 5 | A++ | 90° | 3 | 80 |  | 5000 |  | 62000 | >=0.95 | 142000 |  |  | 147.0588 |  |  | 9 | L9 | 25 | max. 10% at 100.000 hrs |  | Available | 850/339 | Cx=0.3447;Cy=0.3553 | Class I | IK08 | IP50 | IP20 | 50 | 560 | -25 | 1 | 102 | RAL9016 | 50-60Hz | Passive | LED | embedded sensor system | High Bay Rectangular | Tungsram Auriso | Indoor industrial |  | 23.4 | 15000 | Yes |  | risk group 1 |  | Bracket kit. Tilted bracket kit. Busbar bracket kit. Cable hook pair
TBD | AUR-1S15-840-L9-RFS-ST | image | datasheet | deeplink | TUNGSRAM - Tungsram Auriso - 14700lm - 102W - 4000K - 80CRI - TBD[SKU] - Bracket. Y-cable | 1.72 | Bracket. Y-cable | LED | 1 | 102 | [8 empty] | CE | [6 empty] | 20 | 4000 | 382x250x80 |  | 220-240V |  | 5 | A++ | 90° | 3 | 80 |  | 4000 |  | 62000 | >=0.95 | 142000 |  |  | 144.1176 |  |  | 9 | L9 | 25 | max. 10% at 100.000 hrs |  | Available | 840/339 | Cx=0.3818;Cy=0.3797 | Class I | IK08 | IP50 | IP20 | 50 | 560 | -25 | 1 | 102 | RAL9016 | 50-60Hz | Passive | LED | embedded sensor system | High Bay Rectangular | Tungsram Auriso | Indoor industrial |  | 23.4 | 14700 | Yes |  | risk group 1 |  | Bracket kit. Tilted bracket kit. Busbar bracket kit. Cable hook pair
TBD | AUR-1S15-830-L9-RFS-ST | image | datasheet | deeplink | TUNGSRAM - Tungsram Auriso - 13800lm - 102W - 3000K - 80CRI - TBD[SKU] - Bracket. Y-cable | 1.72 | Bracket. Y-cable | LED | 1 | 102 | [8 empty] | CE | [6 empty] | 20 | 3000 | 382x250x80 |  | 220-240V |  | 5 | A++ | 90° | 3 | 80 |  | 3000 |  | 62000 | >=0.95 | 142000 |  |  | 135.2941 |  |  | 9 | L9 | 25 | max. 10% at 100.000 hrs |  | Available | 830/339 | Cx=0.4338;Cy=0.4030 | Class I | IK08 | IP50 | IP20 | 50 | 560 | -25 | 1 | 102 | RAL9016 | 50-60Hz | Passive | LED | embedded sensor system | High Bay Rectangular | Tungsram Auriso | Indoor industrial |  | 23.3 | 13800 | Yes |  | risk group 1 |  | Bracket kit. Tilted bracket kit. Busbar bracket kit. Cable hook pair
TBD | AUR-1S15-750-L9-RFS-ST | image | datasheet | deeplink | TUNGSRAM - Tungsram Auriso - 15500lm - 102W - 5000K - 70CRI - TBD[SKU] - Bracket. Y-cable | 1.72 | Bracket. Y-cable | LED | 1 | 102 | [8 empty] | CE | [6 empty] | 20 | 5000 | 382x250x80 |  | 220-240V |  | 5 | A++ | 90° | 3 | 70 |  | 5000 |  | 62000 | >=0.95 | 142000 |  |  | 151.9608 |  |  | 9 | L9 | 25 | max. 10% at 100.000 hrs |  | Available | 750/339 | Cx=0.3447;Cy=0.3553 | Class I | IK08 | IP50 | IP20 | 50 | 560 | -25 | 1 | 102 | RAL9016 | 50-60Hz | Passive | LED | embedded sensor system | High Bay Rectangular | Tungsram Auriso | Indoor industrial |  | 23.7 | 15500 | Yes |  | risk group 1 |  | Bracket kit. Tilted bracket kit. Busbar bracket kit. Cable hook pair
TBD | AUR-1S15-740-L9-RFS-ST | image | datasheet | deeplink | TUNGSRAM - Tungsram Auriso - 15400lm - 102W - 4000K - 70CRI - TBD[SKU] - Bracket. Y-cable | 1.72 | Bracket. Y-cable | LED | 1 | 102 | [8 empty] | CE | [6 empty] | 20 | 4000 | 382x250x80 |  | 220-240V |  | 5 | A++ | 90° | 3 | 70 |  | 4000 |  | 62000 | >=0.95 | 142000 |  |  | 150.9804 |  |  | 9 | L9 | 25 | max. 10% at 100.000 hrs |  | Available | 740/339 | Cx=0.4338;Cy=0.4030 | Class I | IK08 | IP50 | IP20 | 50 | 560 | -25 | 1 | 102 | RAL9016 | 50-60Hz | Passive | LED | embedded sensor system | High Bay Rectangular | Tungsram Auriso | Indoor industrial |  | 23.7 | 15400 | Yes |  | risk group 1 |  | Bracket kit. Tilted bracket kit. Busbar bracket kit. Cable hook pair
TBD | AUR-1S15-730-L9-RFS-ST | image | datasheet | deeplink | TUNGSRAM - Tungsram Auriso - 15000lm - 102W - 3000K - 70CRI - TBD[SKU] - Bracket. Y-cable | 1.72 | Bracket. Y-cable | LED | 1 | 102 | [8 empty] | CE | [6 empty] | 20 | 3000 | 382x250x80 |  | 220-240V |  | 5 | A++ | 90° | 3 | 70 |  | 3000 |  | 62000 | >=0.95 | 142000 |  |  | 147.0588 |  |  | 9 | L9 | 25 | max. 10% at 100.000 hrs |  | Available | 730/339 | Cx=0.4338;Cy=0.4030 | Class I | IK08 | IP50 | IP20 | 50 | 560 | -25 | 1 | 102 | RAL9016 | 50-60Hz | Passive | LED | embedded sensor system | High Bay Rectangular | Tungsram Auriso | Indoor industrial |  | 23.6 | 15000 | Yes |  | risk group 1 |  | Bracket kit. Tilted bracket kit. Busbar bracket kit. Cable hook pair
TBD | AUR-1S15-850-L6-RFS-ST | image | datasheet | deeplink | TUNGSRAM - Tungsram Auriso - 14500lm - 102W - 5000K - 80CRI - TBD[SKU] - Bracket. Y-cable | 1.72 | Bracket. Y-cable | LED | 1 | 102 | [8 empty] | CE | [6 empty] | 20 | 5000 | 382x250x80 |  | 220-240V |  | 5 | A++ | 70° | 3 | 80 |  | 5000 |  | 62000 | >=0.95 | 142000 |  |  | 142.1569 |  |  | 9 | L6 | 25 | max. 10% at 100.000 hrs |  | Available | 850/339 | Cx=0.3447;Cy=0.3553 | Class I | IK08 | IP50 | IP20 | 50 | 560 | -25 | 1 | 102 | RAL9016 | 50-60Hz | Passive | LED | embedded sensor system | High Bay Rectangular | Tungsram Auriso | Indoor industrial |  | 21.8 | 14500 | Yes |  | risk group 1 |  | Bracket kit. Tilted bracket kit. Busbar bracket kit. Cable hook pair
TBD | AUR-1S15-840-L6-RFS-ST | image | datasheet | deeplink | TUNGSRAM - Tungsram Auriso - 14100lm - 102W - 4000K - 80CRI - TBD[SKU] - Bracket. Y-cable | 1.72 | Bracket. Y-cable | LED | 1 | 102 | [8 empty] | CE | [6 empty] | 20 | 4000 | 382x250x80 |  | 220-240V |  | 5 | A++ | 70° | 3 | 80 |  | 4000 |  | 62000 | >=0.95 | 142000 |  |  | 138.2353 |  |  | 9 | L6 | 25 | max. 10% at 100.000 hrs |  | Available | 840/339 | Cx=0.3818;Cy=0.3797 | Class I | IK08 | IP50 | IP20 | 50 | 560 | -25 | 1 | 102 | RAL9016 | 50-60Hz | Passive | LED | embedded sensor system | High Bay Rectangular | Tungsram Auriso | Indoor industrial |  | 21.8 | 14100 | Yes |  | risk group 1 |  | Bracket kit. Tilted bracket kit. Busbar bracket kit. Cable hook pair
TBD | AUR-1S15-830-L6-RFS-ST | image | datasheet | deeplink | TUNGSRAM - Tungsram Auriso - 13300lm - 102W - 3000K - 80CRI - TBD[SKU] - Bracket. Y-cable | 1.72 | Bracket. Y-cable | LED | 1 | 102 | [8 empty] | CE | [6 empty] | 20 | 3000 | 382x250x80 |  | 220-240V |  | 5 | A++ | 70° | 3 | 80 |  | 3000 |  | 62000 | >=0.95 | 142000 |  |  | 130.3922 |  |  | 9 | L6 | 25 | max. 10% at 100.000 hrs |  | Available | 830/339 | Cx=0.4338;Cy=0.4030 | Class I | IK08 | IP50 | IP20 | 50 | 560 | -25 | 1 | 102 | RAL9016 | 50-60Hz | Passive | LED | embedded sensor system | High Bay Rectangular | Tungsram Auriso | Indoor industrial |  | 21.7 | 13300 | Yes |  | risk group 1 |  | Bracket kit. Tilted bracket kit. Busbar bracket kit. Cable hook pair
TBD | AUR-1S15-750-L6-RFS-ST | image | datasheet | deeplink | TUNGSRAM - Tungsram Auriso - 14900lm - 102W - 5000K - 70CRI - TBD[SKU] - Bracket. Y-cable | 1.72 | Bracket. Y-cable | LED | 1 | 102 | [8 empty] | CE | [6 empty] | 20 | 5000 | 382x250x80 |  | 220-240V |  | 5 | A++ | 70° | 3 | 70 |  | 5000 |  | 62000 | >=0.95 | 142000 |  |  | 146.0784 |  |  | 9 | L6 | 25 | max. 10% at 100.000 hrs |  | Available | 750/339 | Cx=0.3447;Cy=0.3553 | Class I | IK08 | IP50 | IP20 | 50 | 560 | -25 | 1 | 102 | RAL9016 | 50-60Hz | Passive | LED | embedded sensor system | High Bay Rectangular | Tungsram Auriso | Indoor industrial |  | 22.1 | 14900 | Yes |  | risk group 1 |  | Bracket kit. Tilted bracket kit. Busbar bracket kit. Cable hook pair
TBD | AUR-1S15-740-L6-RFS-ST | image | datasheet | deeplink | TUNGSRAM - Tungsram Auriso - 14800lm - 102W - 4000K - 70CRI - TBD[SKU] - Bracket. Y-cable | 1.72 | Bracket. Y-cable | LED | 1 | 102 | [8 empty] | CE | [6 empty] | 20 | 4000 | 382x250x80 |  | 220-240V |  | 5 | A++ | 70° | 3 | 70 |  | 4000 |  | 62000 | >=0.95 | 142000 |  |  | 145.098 |  |  | 9 | L6 | 25 | max. 10% at 100.000 hrs |  | Available | 740/339 | Cx=0.4338;Cy=0.4030 | Class I | IK08 | IP50 | IP20 | 50 | 560 | -25 | 1 | 102 | RAL9016 | 50-60Hz | Passive | LED | embedded sensor system | High Bay Rectangular | Tungsram Auriso | Indoor industrial |  | 22.1 | 14800 | Yes |  | risk group 1 |  | Bracket kit. Tilted bracket kit. Busbar bracket kit. Cable hook pair
TBD | AUR-1S15-730-L6-RFS-ST | image | datasheet | deeplink | TUNGSRAM - Tungsram Auriso - 14400lm - 102W - 3000K - 70CRI - TBD[SKU] - Bracket. Y-cable | 1.72 | Bracket. Y-cable | LED | 1 | 102 | [8 empty] | CE | [6 empty] | 20 | 3000 | 382x250x80 |  | 220-240V |  | 5 | A++ | 70° | 3 | 70 |  | 3000 |  | 62000 | >=0.95 | 142000 |  |  | 141.1765 |  |  | 9 | L6 | 25 | max. 10% at 100.000 hrs |  | Available | 730/339 | Cx=0.4338;Cy=0.4030 | Class I | IK08 | IP50 | IP20 | 50 | 560 | -25 | 1 | 102 | RAL9016 | 50-60Hz | Passive | LED | embedded sensor system | High Bay Rectangular | Tungsram Auriso | Indoor industrial |  | 21.9 | 14400 | Yes |  | risk group 1 |  | Bracket kit. Tilted bracket kit. Busbar bracket kit. Cable hook pair
TBD | AUR-1S15-850-L3-RFS-ST | image | datasheet | deeplink | TUNGSRAM - Tungsram Auriso - 15400lm - 102W - 5000K - 80CRI - TBD[SKU] - Bracket. Y-cable | 1.72 | Bracket. Y-cable | LED | 1 | 102 | [8 empty] | CE | [6 empty] | 20 | 5000 | 382x250x80 |  | 220-240V |  | 5 | A++ | 35° | 3 | 80 |  | 5000 |  | 62000 | >=0.95 | 142000 |  |  | 150.9804 |  |  | 9 | L3 | 25 | max. 10% at 100.000 hrs |  | Available | 850/339 | Cx=0.3447;Cy=0.3553 | Class I | IK08 | IP50 | IP20 | 50 | 560 | -25 | 1 | 102 | RAL9016 | 50-60Hz | Passive | LED | embedded sensor system | High Bay Rectangular | Tungsram Auriso | Indoor industrial |  | 17.3 | 15400 | Yes |  | risk group 1 |  | Bracket kit. Tilted bracket kit. Busbar bracket kit. Cable hook pair
TBD | AUR-1S15-840-L3-RFS-ST | image | datasheet | deeplink | TUNGSRAM - Tungsram Auriso - 15000lm - 102W - 4000K - 80CRI - TBD[SKU] - Bracket. Y-cable | 1.72 | Bracket. Y-cable | LED | 1 | 102 | [8 empty] | CE | [6 empty] | 20 | 4000 | 382x250x80 |  | 220-240V |  | 5 | A++ | 35° | 3 | 80 |  | 4000 |  | 62000 | >=0.95 | 142000 |  |  | 147.0588 |  |  | 9 | L3 | 25 | max. 10% at 100.000 hrs |  | Available | 840/339 | Cx=0.3818;Cy=0.3797 | Class I | IK08 | IP50 | IP20 | 50 | 560 | -25 | 1 | 102 | RAL9016 | 50-60Hz | Passive | LED | embedded sensor system | High Bay Rectangular | Tungsram Auriso | Indoor industrial |  | 17.3 | 15000 | Yes |  | risk group 1 |  | Bracket kit. Tilted bracket kit. Busbar bracket kit. Cable hook pair
TBD | AUR-1S15-830-L3-RFS-ST | image | datasheet | deeplink | TUNGSRAM - Tungsram Auriso - 14100lm - 102W - 3000K - 80CRI - TBD[SKU] - Bracket. Y-cable | 1.72 | Bracket. Y-cable | LED | 1 | 102 | [8 empty] | CE | [6 empty] | 20 | 3000 | 382x250x80 |  | 220-240V |  | 5 | A++ | 35° | 3 | 80 |  | 3000 |  | 62000 | >=0.95 | 142000 |  |  | 138.2353 |  |  | 9 | L3 | 25 | max. 10% at 100.000 hrs |  | Available | 830/339 | Cx=0.4338;Cy=0.4030 | Class I | IK08 | IP50 | IP20 | 50 | 560 | -25 | 1 | 102 | RAL9016 | 50-60Hz | Passive | LED | embedded sensor system | High Bay Rectangular | Tungsram Auriso | Indoor industrial |  | 17.2 | 14100 | Yes |  | risk group 1 |  | Bracket kit. Tilted bracket kit. Busbar bracket kit. Cable hook pair
TBD | AUR-1S15-750-L3-RFS-ST | image | datasheet | deeplink | TUNGSRAM - Tungsram Auriso - 15800lm - 102W - 5000K - 70CRI - TBD[SKU] - Bracket. Y-cable | 1.72 | Bracket. Y-cable | LED | 1 | 102 | [8 empty] | CE | [6 empty] | 20 | 5000 | 382x250x80 |  | 220-240V |  | 5 | A++ | 35° | 3 | 70 |  | 5000 |  | 62000 | >=0.95 | 142000 |  |  | 154.902 |  |  | 9 | L3 | 25 | max. 10% at 100.000 hrs |  | Available | 750/339 | Cx=0.3447;Cy=0.3553 | Class I | IK08 | IP50 | IP20 | 50 | 560 | -25 | 1 | 102 | RAL9016 | 50-60Hz | Passive | LED | embedded sensor system | High Bay Rectangular | Tungsram Auriso | Indoor industrial |  | 17.6 | 15800 | Yes |  | risk group 1 |  | Bracket kit. Tilted bracket kit. Busbar bracket kit. Cable hook pair
TBD | AUR-1S15-740-L3-RFS-ST | image | datasheet | deeplink | TUNGSRAM - Tungsram Auriso - 15800lm - 102W - 4000K - 70CRI - TBD[SKU] - Bracket. Y-cable | 1.72 | Bracket. Y-cable | LED | 1 | 102 | [8 empty] | CE | [6 empty] | 20 | 4000 | 382x250x80 |  | 220-240V |  | 5 | A++ | 35° | 3 | 70 |  | 4000 |  | 62000 | >=0.95 | 142000 |  |  | 154.902 |  |  | 9 | L3 | 25 | max. 10% at 100.000 hrs |  | Available | 740/339 | Cx=0.4338;Cy=0.4030 | Class I | IK08 | IP50 | IP20 | 50 | 560 | -25 | 1 | 102 | RAL9016 | 50-60Hz | Passive | LED | embedded sensor system | High Bay Rectangular | Tungsram Auriso | Indoor industrial |  | 17.6 | 15800 | Yes |  | risk group 1 |  | Bracket kit. Tilted bracket kit. Busbar bracket kit. Cable hook pair
TBD | AUR-1S15-730-L3-RFS-ST | image | datasheet | deeplink | TUNGSRAM - Tungsram Auriso - 15300lm - 102W - 3000K - 70CRI - TBD[SKU] - Bracket. Y-cable | 1.72 | Bracket. Y-cable | LED | 1 | 102 | [8 empty] | CE | [6 empty] | 20 | 3000 | 382x250x80 |  | 220-240V |  | 5 | A++ | 35° | 3 | 70 |  | 3000 |  | 62000 | >=0.95 | 142000 |  |  | 150 |  |  | 9 | L3 | 25 | max. 10% at 100.000 hrs |  | Available | 730/339 | Cx=0.4338;Cy=0.4030 | Class I | IK08 | IP50 | IP20 | 50 | 560 | -25 | 1 | 102 | RAL9016 | 50-60Hz | Passive | LED | embedded sensor system | High Bay Rectangular | Tungsram Auriso | Indoor industrial |  | 17.5 | 15300 | Yes |  | risk group 1 |  | Bracket kit. Tilted bracket kit. Busbar bracket kit. Cable hook pair
TBD | AUR-1S15-850-D1-RFS-ST | image | datasheet | deeplink | TUNGSRAM - Tungsram Auriso - 13100lm - 102W - 5000K - 80CRI - TBD[SKU] - Bracket. Y-cable | 1.72 | Bracket. Y-cable | LED | 1 | 102 | [8 empty] | CE | [6 empty] | 20 | 5000 | 382x250x80 |  | 220-240V |  | 5 | A++ | 100° | 3 | 80 |  | 5000 |  | 62000 | >=0.95 | 142000 |  |  | 128.4314 |  |  | 9 | D1 | 25 | max. 10% at 100.000 hrs |  | Available | 850/339 | Cx=0.3447;Cy=0.3553 | Class I | IK08 | IP20 | IP20 | 50 | 560 | -25 | 1 | 102 | RAL9016 | 50-60Hz | Passive | LED | embedded sensor system | High Bay Rectangular | Tungsram Auriso | Indoor industrial |  | 25.6 | 13100 | Yes |  | risk group 1 |  | Bracket kit. Tilted bracket kit. Busbar bracket kit. Cable hook pair
TBD | AUR-1S15-840-D1-RFS-ST | image | datasheet | deeplink | TUNGSRAM - Tungsram Auriso - 12800lm - 102W - 4000K - 80CRI - TBD[SKU] - Bracket. Y-cable | 1.72 | Bracket. Y-cable | LED | 1 | 102 | [8 empty] | CE | [6 empty] | 20 | 4000 | 382x250x80 |  | 220-240V |  | 5 | A++ | 100° | 3 | 80 |  | 4000 |  | 62000 | >=0.95 | 142000 |  |  | 125.4902 |  |  | 9 | D1 | 25 | max. 10% at 100.000 hrs |  | Available | 840/339 | Cx=0.3818;Cy=0.3797 | Class I | IK08 | IP20 | IP20 | 50 | 560 | -25 | 1 | 102 | RAL9016 | 50-60Hz | Passive | LED | embedded sensor system | High Bay Rectangular | Tungsram Auriso | Indoor industrial |  | 25.6 | 12800 | Yes |  | risk group 1 |  | Bracket kit. Tilted bracket kit. Busbar bracket kit. Cable hook pair
TBD | AUR-1S15-830-D1-RFS-ST | image | datasheet | deeplink | TUNGSRAM - Tungsram Auriso - 12000lm - 102W - 3000K - 80CRI - TBD[SKU] - Bracket. Y-cable | 1.72 | Bracket. Y-cable | LED | 1 | 102 | [8 empty] | CE | [6 empty] | 20 | 3000 | 382x250x80 |  | 220-240V |  | 5 | A++ | 100° | 3 | 80 |  | 3000 |  | 62000 | >=0.95 | 142000 |  |  | 117.6471 |  |  | 9 | D1 | 25 | max. 10% at 100.000 hrs |  | Available | 830/339 | Cx=0.4338;Cy=0.4030 | Class I | IK08 | IP20 | IP20 | 50 | 560 | -25 | 1 | 102 | RAL9016 | 50-60Hz | Passive | LED | embedded sensor system | High Bay Rectangular | Tungsram Auriso | Indoor industrial |  | 25.5 | 12000 | Yes |  | risk group 1 |  | Bracket kit. Tilted bracket kit. Busbar bracket kit. Cable hook pair
TBD | AUR-1S15-750-D1-RFS-ST | image | datasheet | deeplink | TUNGSRAM - Tungsram Auriso - 13500lm - 102W - 5000K - 70CRI - TBD[SKU] - Bracket. Y-cable | 1.72 | Bracket. Y-cable | LED | 1 | 102 | [8 empty] | CE | [6 empty] | 20 | 5000 | 382x250x80 |  | 220-240V |  | 5 | A++ | 100° | 3 | 70 |  | 5000 |  | 62000 | >=0.95 | 142000 |  |  | 132.3529 |  |  | 9 | D1 | 25 | max. 10% at 100.000 hrs |  | Available | 750/339 | Cx=0.3447;Cy=0.3553 | Class I | IK08 | IP20 | IP20 | 50 | 560 | -25 | 1 | 102 | RAL9016 | 50-60Hz | Passive | LED | embedded sensor system | High Bay Rectangular | Tungsram Auriso | Indoor industrial |  | 25.9 | 13500 | Yes |  | risk group 1 |  | Bracket kit. Tilted bracket kit. Busbar bracket kit. Cable hook pair
TBD | AUR-1S15-740-D1-RFS-ST | image | datasheet | deeplink | TUNGSRAM - Tungsram Auriso - 13500lm - 102W - 4000K - 70CRI - TBD[SKU] - Bracket. Y-cable | 1.72 | Bracket. Y-cable | LED | 1 | 102 | [8 empty] | CE | [6 empty] | 20 | 4000 | 382x250x80 |  | 220-240V |  | 5 | A++ | 100° | 3 | 70 |  | 4000 |  | 62000 | >=0.95 | 142000 |  |  | 132.3529 |  |  | 9 | D1 | 25 | max. 10% at 100.000 hrs |  | Available | 740/339 | Cx=0.4338;Cy=0.4030 | Class I | IK08 | IP20 | IP20 | 50 | 560 | -25 | 1 | 102 | RAL9016 | 50-60Hz | Passive | LED | embedded sensor system | High Bay Rectangular | Tungsram Auriso | Indoor industrial |  | 25.9 | 13500 | Yes |  | risk group 1 |  | Bracket kit. Tilted bracket kit. Busbar bracket kit. Cable hook pair
TBD | AUR-1S15-730-D1-RFS-ST | image | datasheet | deeplink | TUNGSRAM - Tungsram Auriso - 13100lm - 102W - 3000K - 70CRI - TBD[SKU] - Bracket. Y-cable | 1.72 | Bracket. Y-cable | LED | 1 | 102 | [8 empty] | CE | [6 empty] | 20 | 3000 | 382x250x80 |  | 220-240V |  | 5 | A++ | 100° | 3 | 70 |  | 3000 |  | 62000 | >=0.95 | 142000 |  |  | 128.4314 |  |  | 9 | D1 | 25 | max. 10% at 100.000 hrs |  | Available | 730/339 | Cx=0.4338;Cy=0.4030 | Class I | IK08 | IP20 | IP20 | 50 | 560 | -25 | 1 | 102 | RAL9016 | 50-60Hz | Passive | LED | embedded sensor system | High Bay Rectangular | Tungsram Auriso | Indoor industrial |  | 25.8 | 13100 | Yes |  | risk group 1 |  | Bracket kit. Tilted bracket kit. Busbar bracket kit. Cable hook pair
TBD | AUR-1S15-850-C1-RFS-ST | image | datasheet | deeplink | TUNGSRAM - Tungsram Auriso - 14600lm - 102W - 5000K - 80CRI - TBD[SKU] - Bracket. Y-cable | 1.72 | Bracket. Y-cable | LED | 1 | 102 | [8 empty] | CE | [6 empty] | 20 | 5000 | 382x250x80 |  | 220-240V |  | 5 | A++ | 110° | 3 | 80 |  | 5000 |  | 62000 | >=0.95 | 142000 |  |  | 143.1373 |  |  | 9 | C1 | 25 | max. 10% at 100.000 hrs |  | Available | 850/339 | Cx=0.3447;Cy=0.3553 | Class I | IK08 | IP20 | IP20 | 50 | 560 | -25 | 1 | 102 | RAL9016 | 50-60Hz | Passive | LED | embedded sensor system | High Bay Rectangular | Tungsram Auriso | Indoor industrial |  | 25.5 | 14600 | Yes |  | risk group 1 |  | Bracket kit. Tilted bracket kit. Busbar bracket kit. Cable hook pair
TBD | AUR-1S15-840-C1-RFS-ST | image | datasheet | deeplink | TUNGSRAM - Tungsram Auriso - 14200lm - 102W - 4000K - 80CRI - TBD[SKU] - Bracket. Y-cable | 1.72 | Bracket. Y-cable | LED | 1 | 102 | [8 empty] | CE | [6 empty] | 20 | 4000 | 382x250x80 |  | 220-240V |  | 5 | A++ | 110° | 3 | 80 |  | 4000 |  | 62000 | >=0.95 | 142000 |  |  | 139.2157 |  |  | 9 | C1 | 25 | max. 10% at 100.000 hrs |  | Available | 840/339 | Cx=0.3818;Cy=0.3797 | Class I | IK08 | IP20 | IP20 | 50 | 560 | -25 | 1 | 102 | RAL9016 | 50-60Hz | Passive | LED | embedded sensor system | High Bay Rectangular | Tungsram Auriso | Indoor industrial |  | 25.5 | 14200 | Yes |  | risk group 1 |  | Bracket kit. Tilted bracket kit. Busbar bracket kit. Cable hook pair
TBD | AUR-1S15-830-C1-RFS-ST | image | datasheet | deeplink | TUNGSRAM - Tungsram Auriso - 13400lm - 102W - 3000K - 80CRI - TBD[SKU] - Bracket. Y-cable | 1.72 | Bracket. Y-cable | LED | 1 | 102 | [8 empty] | CE | [6 empty] | 20 | 3000 | 382x250x80 |  | 220-240V |  | 5 | A++ | 110° | 3 | 80 |  | 3000 |  | 62000 | >=0.95 | 142000 |  |  | 131.3725 |  |  | 9 | C1 | 25 | max. 10% at 100.000 hrs |  | Available | 830/339 | Cx=0.4338;Cy=0.4030 | Class I | IK08 | IP20 | IP20 | 50 | 560 | -25 | 1 | 102 | RAL9016 | 50-60Hz | Passive | LED | embedded sensor system | High Bay Rectangular | Tungsram Auriso | Indoor industrial |  | 25.4 | 13400 | Yes |  | risk group 1 |  | Bracket kit. Tilted bracket kit. Busbar bracket kit. Cable hook pair
TBD | AUR-1S15-750-C1-RFS-ST | image | datasheet | deeplink | TUNGSRAM - Tungsram Auriso - 15000lm - 102W - 5000K - 70CRI - TBD[SKU] - Bracket. Y-cable | 1.72 | Bracket. Y-cable | LED | 1 | 102 | [8 empty] | CE | [6 empty] | 20 | 5000 | 382x250x80 |  | 220-240V |  | 5 | A++ | 110° | 3 | 70 |  | 5000 |  | 62000 | >=0.95 | 142000 |  |  | 147.0588 |  |  | 9 | C1 | 25 | max. 10% at 100.000 hrs |  | Available | 750/339 | Cx=0.3447;Cy=0.3553 | Class I | IK08 | IP20 | IP20 | 50 | 560 | -25 | 1 | 102 | RAL9016 | 50-60Hz | Passive | LED | embedded sensor system | High Bay Rectangular | Tungsram Auriso | Indoor industrial |  | 25.8 | 15000 | Yes |  | risk group 1 |  | Bracket kit. Tilted bracket kit. Busbar bracket kit. Cable hook pair
TBD | AUR-1S15-740-C1-RFS-ST | image | datasheet | deeplink | TUNGSRAM - Tungsram Auriso - 15000lm - 102W - 4000K - 70CRI - TBD[SKU] - Bracket. Y-cable | 1.72 | Bracket. Y-cable | LED | 1 | 102 | [8 empty] | CE | [6 empty] | 20 | 4000 | 382x250x80 |  | 220-240V |  | 5 | A++ | 110° | 3 | 70 |  | 4000 |  | 62000 | >=0.95 | 142000 |  |  | 147.0588 |  |  | 9 | C1 | 25 | max. 10% at 100.000 hrs |  | Available | 740/339 | Cx=0.4338;Cy=0.4030 | Class I | IK08 | IP20 | IP20 | 50 | 560 | -25 | 1 | 102 | RAL9016 | 50-60Hz | Passive | LED | embedded sensor system | High Bay Rectangular | Tungsram Auriso | Indoor industrial |  | 25.8 | 15000 | Yes |  | risk group 1 |  | Bracket kit. Tilted bracket kit. Busbar bracket kit. Cable hook pair
TBD | AUR-1S15-730-C1-RFS-ST | image | datasheet | deeplink | TUNGSRAM - Tungsram Auriso - 14500lm - 102W - 3000K - 70CRI - TBD[SKU] - Bracket. Y-cable | 1.72 | Bracket. Y-cable | LED | 1 | 102 | [8 empty] | CE | [6 empty] | 20 | 3000 | 382x250x80 |  | 220-240V |  | 5 | A++ | 110° | 3 | 70 |  | 3000 |  | 62000 | >=0.95 | 142000 |  |  | 142.1569 |  |  | 9 | C1 | 25 | max. 10% at 100.000 hrs |  | Available | 730/339 | Cx=0.4338;Cy=0.4030 | Class I | IK08 | IP20 | IP20 | 50 | 560 | -25 | 1 | 102 | RAL9016 | 50-60Hz | Passive | LED | embedded sensor system | High Bay Rectangular | Tungsram Auriso | Indoor industrial |  | 25.7 | 14500 | Yes |  | risk group 1 |  | Bracket kit. Tilted bracket kit. Busbar bracket kit. Cable hook pair
TBD | AUR-1S10-850-U8-RFS-ST | image | datasheet | deeplink | TUNGSRAM - Tungsram Auriso - 8900lm - 64W - 5000K - 80CRI - TBD[SKU] - Bracket. Y-cable | 1.68 | Bracket. Y-cable | LED | 1 | 64 | [8 empty] | CE | [6 empty] | 20 | 5000 | 382x250x80 |  | 220-240V |  | 5 | A++ | 80° | 3 | 80 |  | 5000 |  | 126000 | >=0.95 | 292000 |  |  | 139.0625 |  |  | 9 | U8 | 25 | max. 10% at 100.000 hrs |  | Available | 850/339 | Cx=0.3447;Cy=0.3553 | Class I | IK08 | IP20 | IP20 | 50 | 350 | -25 | 1 | 64 | RAL9016 | 50-60Hz | Passive | LED | embedded sensor system | High Bay Rectangular | Tungsram Auriso | Indoor industrial |  | 21.6 | 8900 | Yes |  | risk group 1 |  | Bracket kit. Tilted bracket kit. Busbar bracket kit. Cable hook pair
TBD | AUR-1S10-840-U8-RFS-ST | image | datasheet | deeplink | TUNGSRAM - Tungsram Auriso - 8700lm - 64W - 4000K - 80CRI - TBD[SKU] - Bracket. Y-cable | 1.68 | Bracket. Y-cable | LED | 1 | 64 | [8 empty] | CE | [6 empty] | 20 | 4000 | 382x250x80 |  | 220-240V |  | 5 | A++ | 80° | 3 | 80 |  | 4000 |  | 126000 | >=0.95 | 292000 |  |  | 135.9375 |  |  | 9 | U8 | 25 | max. 10% at 100.000 hrs |  | Available | 840/339 | Cx=0.3818;Cy=0.3797 | Class I | IK08 | IP20 | IP20 | 50 | 350 | -25 | 1 | 64 | RAL9016 | 50-60Hz | Passive | LED | embedded sensor system | High Bay Rectangular | Tungsram Auriso | Indoor industrial |  | 21.6 | 8700 | Yes |  | risk group 1 |  | Bracket kit. Tilted bracket kit. Busbar bracket kit. Cable hook pair
TBD | AUR-1S10-830-U8-RFS-ST | image | datasheet | deeplink | TUNGSRAM - Tungsram Auriso - 8200lm - 64W - 3000K - 80CRI - TBD[SKU] - Bracket. Y-cable | 1.68 | Bracket. Y-cable | LED | 1 | 64 | [8 empty] | CE | [6 empty] | 20 | 3000 | 382x250x80 |  | 220-240V |  | 5 | A++ | 80° | 3 | 80 |  | 3000 |  | 126000 | >=0.95 | 292000 |  |  | 128.125 |  |  | 9 | U8 | 25 | max. 10% at 100.000 hrs |  | Available | 830/339 | Cx=0.4338;Cy=0.4030 | Class I | IK08 | IP20 | IP20 | 50 | 350 | -25 | 1 | 64 | RAL9016 | 50-60Hz | Passive | LED | embedded sensor system | High Bay Rectangular | Tungsram Auriso | Indoor industrial |  | 21.5 | 8200 | Yes |  | risk group 1 |  | Bracket kit. Tilted bracket kit. Busbar bracket kit. Cable hook pair
TBD | AUR-1S10-750-U8-RFS-ST | image | datasheet | deeplink | TUNGSRAM - Tungsram Auriso - 9200lm - 64W - 5000K - 70CRI - TBD[SKU] - Bracket. Y-cable | 1.68 | Bracket. Y-cable | LED | 1 | 64 | [8 empty] | CE | [6 empty] | 20 | 5000 | 382x250x80 |  | 220-240V |  | 5 | A++ | 80° | 3 | 70 |  | 5000 |  | 126000 | >=0.95 | 292000 |  |  | 143.75 |  |  | 9 | U8 | 25 | max. 10% at 100.000 hrs |  | Available | 750/339 | Cx=0.3447;Cy=0.3553 | Class I | IK08 | IP20 | IP20 | 50 | 350 | -25 | 1 | 64 | RAL9016 | 50-60Hz | Passive | LED | embedded sensor system | High Bay Rectangular | Tungsram Auriso | Indoor industrial |  | 21.9 | 9200 | Yes |  | risk group 1 |  | Bracket kit. Tilted bracket kit. Busbar bracket kit. Cable hook pair
TBD | AUR-1S10-740-U8-RFS-ST | image | datasheet | deeplink | TUNGSRAM - Tungsram Auriso - 9200lm - 64W - 4000K - 70CRI - TBD[SKU] - Bracket. Y-cable | 1.68 | Bracket. Y-cable | LED | 1 | 64 | [8 empty] | CE | [6 empty] | 20 | 4000 | 382x250x80 |  | 220-240V |  | 5 | A++ | 80° | 3 | 70 |  | 4000 |  | 126000 | >=0.95 | 292000 |  |  | 143.75 |  |  | 9 | U8 | 25 | max. 10% at 100.000 hrs |  | Available | 740/339 | Cx=0.4338;Cy=0.4030 | Class I | IK08 | IP20 | IP20 | 50 | 350 | -25 | 1 | 64 | RAL9016 | 50-60Hz | Passive | LED | embedded sensor system | High Bay Rectangular | Tungsram Auriso | Indoor industrial |  | 21.9 | 9200 | Yes |  | risk group 1 |  | Bracket kit. Tilted bracket kit. Busbar bracket kit. Cable hook pair
TBD | AUR-1S10-730-U8-RFS-ST | image | datasheet | deeplink | TUNGSRAM - Tungsram Auriso - 8900lm - 64W - 3000K - 70CRI - TBD[SKU] - Bracket. Y-cable | 1.68 | Bracket. Y-cable | LED | 1 | 64 | [8 empty] | CE | [6 empty] | 20 | 3000 | 382x250x80 |  | 220-240V |  | 5 | A++ | 80° | 3 | 70 |  | 3000 |  | 126000 | >=0.95 | 292000 |  |  | 139.0625 |  |  | 9 | U8 | 25 | max. 10% at 100.000 hrs |  | Available | 730/339 | Cx=0.4338;Cy=0.4030 | Class I | IK08 | IP20 | IP20 | 50 | 350 | -25 | 1 | 64 | RAL9016 | 50-60Hz | Passive | LED | embedded sensor system | High Bay Rectangular | Tungsram Auriso | Indoor industrial |  | 21.8 | 8900 | Yes |  | risk group 1 |  | Bracket kit. Tilted bracket kit. Busbar bracket kit. Cable hook pair
TBD | AUR-1S10-850-U6-RFS-ST | image | datasheet | deeplink | TUNGSRAM - Tungsram Auriso - 8200lm - 64W - 5000K - 80CRI - TBD[SKU] - Bracket. Y-cable | 1.68 | Bracket. Y-cable | LED | 1 | 64 | [8 empty] | CE | [6 empty] | 20 | 5000 | 382x250x80 |  | 220-240V |  | 5 | A++ | 65° | 3 | 80 |  | 5000 |  | 126000 | >=0.95 | 292000 |  |  | 128.125 |  |  | 9 | U6 | 25 | max. 10% at 100.000 hrs |  | Available | 850/339 | Cx=0.3447;Cy=0.3553 | Class I | IK08 | IP50 | IP20 | 50 | 350 | -25 | 1 | 64 | RAL9016 | 50-60Hz | Passive | LED | embedded sensor system | High Bay Rectangular | Tungsram Auriso | Indoor industrial |  | 20.3 | 8200 | Yes |  | risk group 1 |  | Bracket kit. Tilted bracket kit. Busbar bracket kit. Cable hook pair
TBD | AUR-1S10-840-U6-RFS-ST | image | datasheet | deeplink | TUNGSRAM - Tungsram Auriso - 8000lm - 64W - 4000K - 80CRI - TBD[SKU] - Bracket. Y-cable | 1.68 | Bracket. Y-cable | LED | 1 | 64 | [8 empty] | CE | [6 empty] | 20 | 4000 | 382x250x80 |  | 220-240V |  | 5 | A++ | 65° | 3 | 80 |  | 4000 |  | 126000 | >=0.95 | 292000 |  |  | 125 |  |  | 9 | U6 | 25 | max. 10% at 100.000 hrs |  | Available | 840/339 | Cx=0.3818;Cy=0.3797 | Class I | IK08 | IP50 | IP20 | 50 | 350 | -25 | 1 | 64 | RAL9016 | 50-60Hz | Passive | LED | embedded sensor system | High Bay Rectangular | Tungsram Auriso | Indoor industrial |  | 20.3 | 8000 | Yes |  | risk group 1 |  | Bracket kit. Tilted bracket kit. Busbar bracket kit. Cable hook pair
TBD | AUR-1S10-830-U6-RFS-ST | image | datasheet | deeplink | TUNGSRAM - Tungsram Auriso - 7500lm - 64W - 3000K - 80CRI - TBD[SKU] - Bracket. Y-cable | 1.68 | Bracket. Y-cable | LED | 1 | 64 | [8 empty] | CE | [6 empty] | 20 | 3000 | 382x250x80 |  | 220-240V |  | 5 | A++ | 65° | 3 | 80 |  | 3000 |  | 126000 | >=0.95 | 292000 |  |  | 117.1875 |  |  | 9 | U6 | 25 | max. 10% at 100.000 hrs |  | Available | 830/339 | Cx=0.4338;Cy=0.4030 | Class I | IK08 | IP50 | IP20 | 50 | 350 | -25 | 1 | 64 | RAL9016 | 50-60Hz | Passive | LED | embedded sensor system | High Bay Rectangular | Tungsram Auriso | Indoor industrial |  | 20.2 | 7500 | Yes |  | risk group 1 |  | Bracket kit. Tilted bracket kit. Busbar bracket kit. Cable hook pair
TBD | AUR-1S10-750-U6-RFS-ST | image | datasheet | deeplink | TUNGSRAM - Tungsram Auriso - 8400lm - 64W - 5000K - 70CRI - TBD[SKU] - Bracket. Y-cable | 1.68 | Bracket. Y-cable | LED | 1 | 64 | [8 empty] | CE | [6 empty] | 20 | 5000 | 382x250x80 |  | 220-240V |  | 5 | A++ | 65° | 3 | 70 |  | 5000 |  | 126000 | >=0.95 | 292000 |  |  | 131.25 |  |  | 9 | U6 | 25 | max. 10% at 100.000 hrs |  | Available | 750/339 | Cx=0.3447;Cy=0.3553 | Class I | IK08 | IP50 | IP20 | 50 | 350 | -25 | 1 | 64 | RAL9016 | 50-60Hz | Passive | LED | embedded sensor system | High Bay Rectangular | Tungsram Auriso | Indoor industrial |  | 20.6 | 8400 | Yes |  | risk group 1 |  | Bracket kit. Tilted bracket kit. Busbar bracket kit. Cable hook pair
TBD | AUR-1S10-740-U6-RFS-ST | image | datasheet | deeplink | TUNGSRAM - Tungsram Auriso - 8400lm - 64W - 4000K - 70CRI - TBD[SKU] - Bracket. Y-cable | 1.68 | Bracket. Y-cable | LED | 1 | 64 | [8 empty] | CE | [6 empty] | 20 | 4000 | 382x250x80 |  | 220-240V |  | 5 | A++ | 65° | 3 | 70 |  | 4000 |  | 126000 | >=0.95 | 292000 |  |  | 131.25 |  |  | 9 | U6 | 25 | max. 10% at 100.000 hrs |  | Available | 740/339 | Cx=0.4338;Cy=0.4030 | Class I | IK08 | IP50 | IP20 | 50 | 350 | -25 | 1 | 64 | RAL9016 | 50-60Hz | Passive | LED | embedded sensor system | High Bay Rectangular | Tungsram Auriso | Indoor industrial |  | 20.6 | 8400 | Yes |  | risk group 1 |  | Bracket kit. Tilted bracket kit. Busbar bracket kit. Cable hook pair
TBD | AUR-1S10-730-U6-RFS-ST | image | datasheet | deeplink | TUNGSRAM - Tungsram Auriso - 8100lm - 64W - 3000K - 70CRI - TBD[SKU] - Bracket. Y-cable | 1.68 | Bracket. Y-cable | LED | 1 | 64 | [8 empty] | CE | [6 empty] | 20 | 3000 | 382x250x80 |  | 220-240V |  | 5 | A++ | 65° | 3 | 70 |  | 3000 |  | 126000 | >=0.95 | 292000 |  |  | 126.5625 |  |  | 9 | U6 | 25 | max. 10% at 100.000 hrs |  | Available | 730/339 | Cx=0.4338;Cy=0.4030 | Class I | IK08 | IP50 | IP20 | 50 | 350 | -25 | 1 | 64 | RAL9016 | 50-60Hz | Passive | LED | embedded sensor system | High Bay Rectangular | Tungsram Auriso | Indoor industrial |  | 20.5 | 8100 | Yes |  | risk group 1 |  | Bracket kit. Tilted bracket kit. Busbar bracket kit. Cable hook pair
TBD | AUR-1S10-850-U4-RFS-ST | image | datasheet | deeplink | TUNGSRAM - Tungsram Auriso - 8500lm - 64W - 5000K - 80CRI - TBD[SKU] - Bracket. Y-cable | 1.68 | Bracket. Y-cable | LED | 1 | 64 | [8 empty] | CE | [6 empty] | 20 | 5000 | 382x250x80 |  | 220-240V |  | 5 | A++ | 45° | 3 | 80 |  | 5000 |  | 126000 | >=0.95 | 292000 |  |  | 132.8125 |  |  | 9 | U4 | 25 | max. 10% at 100.000 hrs |  | Available | 850/339 | Cx=0.3447;Cy=0.3553 | Class I | IK08 | IP50 | IP20 | 50 | 350 | -25 | 1 | 64 | RAL9016 | 50-60Hz | Passive | LED | embedded sensor system | High Bay Rectangular | Tungsram Auriso | Indoor industrial |  | 19.6 | 8500 | Yes |  | risk group 1 |  | Bracket kit. Tilted bracket kit. Busbar bracket kit. Cable hook pair
TBD | AUR-1S10-840-U4-RFS-ST | image | datasheet | deeplink | TUNGSRAM - Tungsram Auriso - 8300lm - 64W - 4000K - 80CRI - TBD[SKU] - Bracket. Y-cable | 1.68 | Bracket. Y-cable | LED | 1 | 64 | [8 empty] | CE | [6 empty] | 20 | 4000 | 382x250x80 |  | 220-240V |  | 5 | A++ | 45° | 3 | 80 |  | 4000 |  | 126000 | >=0.95 | 292000 |  |  | 129.6875 |  |  | 9 | U4 | 25 | max. 10% at 100.000 hrs |  | Available | 840/339 | Cx=0.3818;Cy=0.3797 | Class I | IK08 | IP50 | IP20 | 50 | 350 | -25 | 1 | 64 | RAL9016 | 50-60Hz | Passive | LED | embedded sensor system | High Bay Rectangular | Tungsram Auriso | Indoor industrial |  | 19.6 | 8300 | Yes |  | risk group 1 |  | Bracket kit. Tilted bracket kit. Busbar bracket kit. Cable hook pair
TBD | AUR-1S10-830-U4-RFS-ST | image | datasheet | deeplink | TUNGSRAM - Tungsram Auriso - 7800lm - 64W - 3000K - 80CRI - TBD[SKU] - Bracket. Y-cable | 1.68 | Bracket. Y-cable | LED | 1 | 64 | [8 empty] | CE | [6 empty] | 20 | 3000 | 382x250x80 |  | 220-240V |  | 5 | A++ | 45° | 3 | 80 |  | 3000 |  | 126000 | >=0.95 | 292000 |  |  | 121.875 |  |  | 9 | U4 | 25 | max. 10% at 100.000 hrs |  | Available | 830/339 | Cx=0.4338;Cy=0.4030 | Class I | IK08 | IP50 | IP20 | 50 | 350 | -25 | 1 | 64 | RAL9016 | 50-60Hz | Passive | LED | embedded sensor system | High Bay Rectangular | Tungsram Auriso | Indoor industrial |  | 19.4 | 7800 | Yes |  | risk group 1 |  | Bracket kit. Tilted bracket kit. Busbar bracket kit. Cable hook pair
TBD | AUR-1S10-750-U4-RFS-ST | image | datasheet | deeplink | TUNGSRAM - Tungsram Auriso - 8800lm - 64W - 5000K - 70CRI - TBD[SKU] - Bracket. Y-cable | 1.68 | Bracket. Y-cable | LED | 1 | 64 | [8 empty] | CE | [6 empty] | 20 | 5000 | 382x250x80 |  | 220-240V |  | 5 | A++ | 45° | 3 | 70 |  | 5000 |  | 126000 | >=0.95 | 292000 |  |  | 137.5 |  |  | 9 | U4 | 25 | max. 10% at 100.000 hrs |  | Available | 750/339 | Cx=0.3447;Cy=0.3553 | Class I | IK08 | IP50 | IP20 | 50 | 350 | -25 | 1 | 64 | RAL9016 | 50-60Hz | Passive | LED | embedded sensor system | High Bay Rectangular | Tungsram Auriso | Indoor industrial |  | 19.8 | 8800 | Yes |  | risk group 1 |  | Bracket kit. Tilted bracket kit. Busbar bracket kit. Cable hook pair
TBD | AUR-1S10-740-U4-RFS-ST | image | datasheet | deeplink | TUNGSRAM - Tungsram Auriso - 8700lm - 64W - 4000K - 70CRI - TBD[SKU] - Bracket. Y-cable | 1.68 | Bracket. Y-cable | LED | 1 | 64 | [8 empty] | CE | [6 empty] | 20 | 4000 | 382x250x80 |  | 220-240V |  | 5 | A++ | 45° | 3 | 70 |  | 4000 |  | 126000 | >=0.95 | 292000 |  |  | 135.9375 |  |  | 9 | U4 | 25 | max. 10% at 100.000 hrs |  | Available | 740/339 | Cx=0.4338;Cy=0.4030 | Class I | IK08 | IP50 | IP20 | 50 | 350 | -25 | 1 | 64 | RAL9016 | 50-60Hz | Passive | LED | embedded sensor system | High Bay Rectangular | Tungsram Auriso | Indoor industrial |  | 19.8 | 8700 | Yes |  | risk group 1 |  | Bracket kit. Tilted bracket kit. Busbar bracket kit. Cable hook pair
TBD | AUR-1S10-730-U4-RFS-ST | image | datasheet | deeplink | TUNGSRAM - Tungsram Auriso - 8500lm - 64W - 3000K - 70CRI - TBD[SKU] - Bracket. Y-cable | 1.68 | Bracket. Y-cable | LED | 1 | 64 | [8 empty] | CE | [6 empty] | 20 | 3000 | 382x250x80 |  | 220-240V |  | 5 | A++ | 45° | 3 | 70 |  | 3000 |  | 126000 | >=0.95 | 292000 |  |  | 132.8125 |  |  | 9 | U4 | 25 | max. 10% at 100.000 hrs |  | Available | 730/339 | Cx=0.4338;Cy=0.4030 | Class I | IK08 | IP50 | IP20 | 50 | 350 | -25 | 1 | 64 | RAL9016 | 50-60Hz | Passive | LED | embedded sensor system | High Bay Rectangular | Tungsram Auriso | Indoor industrial |  | 19.7 | 8500 | Yes |  | risk group 1 |  | Bracket kit. Tilted bracket kit. Busbar bracket kit. Cable hook pair
TBD | AUR-1S10-850-L9-RFS-ST | image | datasheet | deeplink | TUNGSRAM - Tungsram Auriso - 10300lm - 64W - 5000K - 80CRI - TBD[SKU] - Bracket. Y-cable | 1.68 | Bracket. Y-cable | LED | 1 | 64 | [8 empty] | CE | [6 empty] | 20 | 5000 | 382x250x80 |  | 220-240V |  | 5 | A++ | 90° | 3 | 80 |  | 5000 |  | 126000 | >=0.95 | 292000 |  |  | 160.9375 |  |  | 9 | L9 | 25 | max. 10% at 100.000 hrs |  | Available | 850/339 | Cx=0.3447;Cy=0.3553 | Class I | IK08 | IP50 | IP20 | 50 | 350 | -25 | 1 | 64 | RAL9016 | 50-60Hz | Passive | LED | embedded sensor system | High Bay Rectangular | Tungsram Auriso | Indoor industrial |  | 22.1 | 10300 | Yes |  | risk group 1 |  | Bracket kit. Tilted bracket kit. Busbar bracket kit. Cable hook pair
TBD | AUR-1S10-840-L9-RFS-ST | image | datasheet | deeplink | TUNGSRAM - Tungsram Auriso - 10100lm - 64W - 4000K - 80CRI - TBD[SKU] - Bracket. Y-cable | 1.68 | Bracket. Y-cable | LED | 1 | 64 | [8 empty] | CE | [6 empty] | 20 | 4000 | 382x250x80 |  | 220-240V |  | 5 | A++ | 90° | 3 | 80 |  | 4000 |  | 126000 | >=0.95 | 292000 |  |  | 157.8125 |  |  | 9 | L9 | 25 | max. 10% at 100.000 hrs |  | Available | 840/339 | Cx=0.3818;Cy=0.3797 | Class I | IK08 | IP50 | IP20 | 50 | 350 | -25 | 1 | 64 | RAL9016 | 50-60Hz | Passive | LED | embedded sensor system | High Bay Rectangular | Tungsram Auriso | Indoor industrial |  | 22.1 | 10100 | Yes |  | risk group 1 |  | Bracket kit. Tilted bracket kit. Busbar bracket kit. Cable hook pair
TBD | AUR-1S10-830-L9-RFS-ST | image | datasheet | deeplink | TUNGSRAM - Tungsram Auriso - 9500lm - 64W - 3000K - 80CRI - TBD[SKU] - Bracket. Y-cable | 1.68 | Bracket. Y-cable | LED | 1 | 64 | [8 empty] | CE | [6 empty] | 20 | 3000 | 382x250x80 |  | 220-240V |  | 5 | A++ | 90° | 3 | 80 |  | 3000 |  | 126000 | >=0.95 | 292000 |  |  | 148.4375 |  |  | 9 | L9 | 25 | max. 10% at 100.000 hrs |  | Available | 830/339 | Cx=0.4338;Cy=0.4030 | Class I | IK08 | IP50 | IP20 | 50 | 350 | -25 | 1 | 64 | RAL9016 | 50-60Hz | Passive | LED | embedded sensor system | High Bay Rectangular | Tungsram Auriso | Indoor industrial |  | 22 | 9500 | Yes |  | risk group 1 |  | Bracket kit. Tilted bracket kit. Busbar bracket kit. Cable hook pair
TBD | AUR-1S10-750-L9-RFS-ST | image | datasheet | deeplink | TUNGSRAM - Tungsram Auriso - 10600lm - 64W - 5000K - 70CRI - TBD[SKU] - Bracket. Y-cable | 1.68 | Bracket. Y-cable | LED | 1 | 64 | [8 empty] | CE | [6 empty] | 20 | 5000 | 382x250x80 |  | 220-240V |  | 5 | A++ | 90° | 3 | 70 |  | 5000 |  | 126000 | >=0.95 | 292000 |  |  | 165.625 |  |  | 9 | L9 | 25 | max. 10% at 100.000 hrs |  | Available | 750/339 | Cx=0.3447;Cy=0.3553 | Class I | IK08 | IP50 | IP20 | 50 | 350 | -25 | 1 | 64 | RAL9016 | 50-60Hz | Passive | LED | embedded sensor system | High Bay Rectangular | Tungsram Auriso | Indoor industrial |  | 22.4 | 10600 | Yes |  | risk group 1 |  | Bracket kit. Tilted bracket kit. Busbar bracket kit. Cable hook pair
TBD | AUR-1S10-740-L9-RFS-ST | image | datasheet | deeplink | TUNGSRAM - Tungsram Auriso - 10600lm - 64W - 4000K - 70CRI - TBD[SKU] - Bracket. Y-cable | 1.68 | Bracket. Y-cable | LED | 1 | 64 | [8 empty] | CE | [6 empty] | 20 | 4000 | 382x250x80 |  | 220-240V |  | 5 | A++ | 90° | 3 | 70 |  | 4000 |  | 126000 | >=0.95 | 292000 |  |  | 165.625 |  |  | 9 | L9 | 25 | max. 10% at 100.000 hrs |  | Available | 740/339 | Cx=0.4338;Cy=0.4030 | Class I | IK08 | IP50 | IP20 | 50 | 350 | -25 | 1 | 64 | RAL9016 | 50-60Hz | Passive | LED | embedded sensor system | High Bay Rectangular | Tungsram Auriso | Indoor industrial |  | 22.4 | 10600 | Yes |  | risk group 1 |  | Bracket kit. Tilted bracket kit. Busbar bracket kit. Cable hook pair
TBD | AUR-1S10-730-L9-RFS-ST | image | datasheet | deeplink | TUNGSRAM - Tungsram Auriso - 10300lm - 64W - 3000K - 70CRI - TBD[SKU] - Bracket. Y-cable | 1.68 | Bracket. Y-cable | LED | 1 | 64 | [8 empty] | CE | [6 empty] | 20 | 3000 | 382x250x80 |  | 220-240V |  | 5 | A++ | 90° | 3 | 70 |  | 3000 |  | 126000 | >=0.95 | 292000 |  |  | 160.9375 |  |  | 9 | L9 | 25 | max. 10% at 100.000 hrs |  | Available | 730/339 | Cx=0.4338;Cy=0.4030 | Class I | IK08 | IP50 | IP20 | 50 | 350 | -25 | 1 | 64 | RAL9016 | 50-60Hz | Passive | LED | embedded sensor system | High Bay Rectangular | Tungsram Auriso | Indoor industrial |  | 22.3 | 10300 | Yes |  | risk group 1 |  | Bracket kit. Tilted bracket kit. Busbar bracket kit. Cable hook pair
TBD | AUR-1S10-850-L6-RFS-ST | image | datasheet | deeplink | TUNGSRAM - Tungsram Auriso - 9900lm - 64W - 5000K - 80CRI - TBD[SKU] - Bracket. Y-cable | 1.68 | Bracket. Y-cable | LED | 1 | 64 | [8 empty] | CE | [6 empty] | 20 | 5000 | 382x250x80 |  | 220-240V |  | 5 | A++ | 70° | 3 | 80 |  | 5000 |  | 126000 | >=0.95 | 292000 |  |  | 154.6875 |  |  | 9 | L6 | 25 | max. 10% at 100.000 hrs |  | Available | 850/339 | Cx=0.3447;Cy=0.3553 | Class I | IK08 | IP50 | IP20 | 50 | 350 | -25 | 1 | 64 | RAL9016 | 50-60Hz | Passive | LED | embedded sensor system | High Bay Rectangular | Tungsram Auriso | Indoor industrial |  | 20.5 | 9900 | Yes |  | risk group 1 |  | Bracket kit. Tilted bracket kit. Busbar bracket kit. Cable hook pair
TBD | AUR-1S10-840-L6-RFS-ST | image | datasheet | deeplink | TUNGSRAM - Tungsram Auriso - 9700lm - 64W - 4000K - 80CRI - TBD[SKU] - Bracket. Y-cable | 1.68 | Bracket. Y-cable | LED | 1 | 64 | [8 empty] | CE | [6 empty] | 20 | 4000 | 382x250x80 |  | 220-240V |  | 5 | A++ | 70° | 3 | 80 |  | 4000 |  | 126000 | >=0.95 | 292000 |  |  | 151.5625 |  |  | 9 | L6 | 25 | max. 10% at 100.000 hrs |  | Available | 840/339 | Cx=0.3818;Cy=0.3797 | Class I | IK08 | IP50 | IP20 | 50 | 350 | -25 | 1 | 64 | RAL9016 | 50-60Hz | Passive | LED | embedded sensor system | High Bay Rectangular | Tungsram Auriso | Indoor industrial |  | 20.5 | 9700 | Yes |  | risk group 1 |  | Bracket kit. Tilted bracket kit. Busbar bracket kit. Cable hook pair
TBD | AUR-1S10-830-L6-RFS-ST | image | datasheet | deeplink | TUNGSRAM - Tungsram Auriso - 9100lm - 64W - 3000K - 80CRI - TBD[SKU] - Bracket. Y-cable | 1.68 | Bracket. Y-cable | LED | 1 | 64 | [8 empty] | CE | [6 empty] | 20 | 3000 | 382x250x80 |  | 220-240V |  | 5 | A++ | 70° | 3 | 80 |  | 3000 |  | 126000 | >=0.95 | 292000 |  |  | 142.1875 |  |  | 9 | L6 | 25 | max. 10% at 100.000 hrs |  | Available | 830/339 | Cx=0.4338;Cy=0.4030 | Class I | IK08 | IP50 | IP20 | 50 | 350 | -25 | 1 | 64 | RAL9016 | 50-60Hz | Passive | LED | embedded sensor system | High Bay Rectangular | Tungsram Auriso | Indoor industrial |  | 20.4 | 9100 | Yes |  | risk group 1 |  | Bracket kit. Tilted bracket kit. Busbar bracket kit. Cable hook pair
TBD | AUR-1S10-750-L6-RFS-ST | image | datasheet | deeplink | TUNGSRAM - Tungsram Auriso - 10200lm - 64W - 5000K - 70CRI - TBD[SKU] - Bracket. Y-cable | 1.68 | Bracket. Y-cable | LED | 1 | 64 | [8 empty] | CE | [6 empty] | 20 | 5000 | 382x250x80 |  | 220-240V |  | 5 | A++ | 70° | 3 | 70 |  | 5000 |  | 126000 | >=0.95 | 292000 |  |  | 159.375 |  |  | 9 | L6 | 25 | max. 10% at 100.000 hrs |  | Available | 750/339 | Cx=0.3447;Cy=0.3553 | Class I | IK08 | IP50 | IP20 | 50 | 350 | -25 | 1 | 64 | RAL9016 | 50-60Hz | Passive | LED | embedded sensor system | High Bay Rectangular | Tungsram Auriso | Indoor industrial |  | 20.8 | 10200 | Yes |  | risk group 1 |  | Bracket kit. Tilted bracket kit. Busbar bracket kit. Cable hook pair
TBD | AUR-1S10-740-L6-RFS-ST | image | datasheet | deeplink | TUNGSRAM - Tungsram Auriso - 10200lm - 64W - 4000K - 70CRI - TBD[SKU] - Bracket. Y-cable | 1.68 | Bracket. Y-cable | LED | 1 | 64 | [8 empty] | CE | [6 empty] | 20 | 4000 | 382x250x80 |  | 220-240V |  | 5 | A++ | 70° | 3 | 70 |  | 4000 |  | 126000 | >=0.95 | 292000 |  |  | 159.375 |  |  | 9 | L6 | 25 | max. 10% at 100.000 hrs |  | Available | 740/339 | Cx=0.4338;Cy=0.4030 | Class I | IK08 | IP50 | IP20 | 50 | 350 | -25 | 1 | 64 | RAL9016 | 50-60Hz | Passive | LED | embedded sensor system | High Bay Rectangular | Tungsram Auriso | Indoor industrial |  | 20.8 | 10200 | Yes |  | risk group 1 |  | Bracket kit. Tilted bracket kit. Busbar bracket kit. Cable hook pair
TBD | AUR-1S10-730-L6-RFS-ST | image | datasheet | deeplink | TUNGSRAM - Tungsram Auriso - 9900lm - 64W - 3000K - 70CRI - TBD[SKU] - Bracket. Y-cable | 1.68 | Bracket. Y-cable | LED | 1 | 64 | [8 empty] | CE | [6 empty] | 20 | 3000 | 382x250x80 |  | 220-240V |  | 5 | A++ | 70° | 3 | 70 |  | 3000 |  | 126000 | >=0.95 | 292000 |  |  | 154.6875 |  |  | 9 | L6 | 25 | max. 10% at 100.000 hrs |  | Available | 730/339 | Cx=0.4338;Cy=0.4030 | Class I | IK08 | IP50 | IP20 | 50 | 350 | -25 | 1 | 64 | RAL9016 | 50-60Hz | Passive | LED | embedded sensor system | High Bay Rectangular | Tungsram Auriso | Indoor industrial |  | 20.6 | 9900 | Yes |  | risk group 1 |  | Bracket kit. Tilted bracket kit. Busbar bracket kit. Cable hook pair
TBD | AUR-1S10-850-L3-RFS-ST | image | datasheet | deeplink | TUNGSRAM - Tungsram Auriso - 10600lm - 64W - 5000K - 80CRI - TBD[SKU] - Bracket. Y-cable | 1.68 | Bracket. Y-cable | LED | 1 | 64 | [8 empty] | CE | [6 empty] | 20 | 5000 | 382x250x80 |  | 220-240V |  | 5 | A++ | 35° | 3 | 80 |  | 5000 |  | 126000 | >=0.95 | 292000 |  |  | 165.625 |  |  | 9 | L3 | 25 | max. 10% at 100.000 hrs |  | Available | 850/339 | Cx=0.3447;Cy=0.3553 | Class I | IK08 | IP50 | IP20 | 50 | 350 | -25 | 1 | 64 | RAL9016 | 50-60Hz | Passive | LED | embedded sensor system | High Bay Rectangular | Tungsram Auriso | Indoor industrial |  | 16 | 10600 | Yes |  | risk group 1 |  | Bracket kit. Tilted bracket kit. Busbar bracket kit. Cable hook pair
TBD | AUR-1S10-840-L3-RFS-ST | image | datasheet | deeplink | TUNGSRAM - Tungsram Auriso - 10300lm - 64W - 4000K - 80CRI - TBD[SKU] - Bracket. Y-cable | 1.68 | Bracket. Y-cable | LED | 1 | 64 | [8 empty] | CE | [6 empty] | 20 | 4000 | 382x250x80 |  | 220-240V |  | 5 | A++ | 35° | 3 | 80 |  | 4000 |  | 126000 | >=0.95 | 292000 |  |  | 160.9375 |  |  | 9 | L3 | 25 | max. 10% at 100.000 hrs |  | Available | 840/339 | Cx=0.3818;Cy=0.3797 | Class I | IK08 | IP50 | IP20 | 50 | 350 | -25 | 1 | 64 | RAL9016 | 50-60Hz | Passive | LED | embedded sensor system | High Bay Rectangular | Tungsram Auriso | Indoor industrial |  | 16 | 10300 | Yes |  | risk group 1 |  | Bracket kit. Tilted bracket kit. Busbar bracket kit. Cable hook pair
TBD | AUR-1S10-830-L3-RFS-ST | image | datasheet | deeplink | TUNGSRAM - Tungsram Auriso - 9700lm - 64W - 3000K - 80CRI - TBD[SKU] - Bracket. Y-cable | 1.68 | Bracket. Y-cable | LED | 1 | 64 | [8 empty] | CE | [6 empty] | 20 | 3000 | 382x250x80 |  | 220-240V |  | 5 | A++ | 35° | 3 | 80 |  | 3000 |  | 126000 | >=0.95 | 292000 |  |  | 151.5625 |  |  | 9 | L3 | 25 | max. 10% at 100.000 hrs |  | Available | 830/339 | Cx=0.4338;Cy=0.4030 | Class I | IK08 | IP50 | IP20 | 50 | 350 | -25 | 1 | 64 | RAL9016 | 50-60Hz | Passive | LED | embedded sensor system | High Bay Rectangular | Tungsram Auriso | Indoor industrial |  | 15.9 | 9700 | Yes |  | risk group 1 |  | Bracket kit. Tilted bracket kit. Busbar bracket kit. Cable hook pair
TBD | AUR-1S10-750-L3-RFS-ST | image | datasheet | deeplink | TUNGSRAM - Tungsram Auriso - 10900lm - 64W - 5000K - 70CRI - TBD[SKU] - Bracket. Y-cable | 1.68 | Bracket. Y-cable | LED | 1 | 64 | [8 empty] | CE | [6 empty] | 20 | 5000 | 382x250x80 |  | 220-240V |  | 5 | A++ | 35° | 3 | 70 |  | 5000 |  | 126000 | >=0.95 | 292000 |  |  | 170.3125 |  |  | 9 | L3 | 25 | max. 10% at 100.000 hrs |  | Available | 750/339 | Cx=0.3447;Cy=0.3553 | Class I | IK08 | IP50 | IP20 | 50 | 350 | -25 | 1 | 64 | RAL9016 | 50-60Hz | Passive | LED | embedded sensor system | High Bay Rectangular | Tungsram Auriso | Indoor industrial |  | 16.3 | 10900 | Yes |  | risk group 1 |  | Bracket kit. Tilted bracket kit. Busbar bracket kit. Cable hook pair
TBD | AUR-1S10-740-L3-RFS-ST | image | datasheet | deeplink | TUNGSRAM - Tungsram Auriso - 10800lm - 64W - 4000K - 70CRI - TBD[SKU] - Bracket. Y-cable | 1.68 | Bracket. Y-cable | LED | 1 | 64 | [8 empty] | CE | [6 empty] | 20 | 4000 | 382x250x80 |  | 220-240V |  | 5 | A++ | 35° | 3 | 70 |  | 4000 |  | 126000 | >=0.95 | 292000 |  |  | 168.75 |  |  | 9 | L3 | 25 | max. 10% at 100.000 hrs |  | Available | 740/339 | Cx=0.4338;Cy=0.4030 | Class I | IK08 | IP50 | IP20 | 50 | 350 | -25 | 1 | 64 | RAL9016 | 50-60Hz | Passive | LED | embedded sensor system | High Bay Rectangular | Tungsram Auriso | Indoor industrial |  | 16.3 | 10800 | Yes |  | risk group 1 |  | Bracket kit. Tilted bracket kit. Busbar bracket kit. Cable hook pair
TBD | AUR-1S10-730-L3-RFS-ST | image | datasheet | deeplink | TUNGSRAM - Tungsram Auriso - 10500lm - 64W - 3000K - 70CRI - TBD[SKU] - Bracket. Y-cable | 1.68 | Bracket. Y-cable | LED | 1 | 64 | [8 empty] | CE | [6 empty] | 20 | 3000 | 382x250x80 |  | 220-240V |  | 5 | A++ | 35° | 3 | 70 |  | 3000 |  | 126000 | >=0.95 | 292000 |  |  | 164.0625 |  |  | 9 | L3 | 25 | max. 10% at 100.000 hrs |  | Available | 730/339 | Cx=0.4338;Cy=0.4030 | Class I | IK08 | IP50 | IP20 | 50 | 350 | -25 | 1 | 64 | RAL9016 | 50-60Hz | Passive | LED | embedded sensor system | High Bay Rectangular | Tungsram Auriso | Indoor industrial |  | 16.1 | 10500 | Yes |  | risk group 1 |  | Bracket kit. Tilted bracket kit. Busbar bracket kit. Cable hook pair
TBD | AUR-1S10-850-D1-RFS-ST | image | datasheet | deeplink | TUNGSRAM - Tungsram Auriso - 9000lm - 64W - 5000K - 80CRI - TBD[SKU] - Bracket. Y-cable | 1.68 | Bracket. Y-cable | LED | 1 | 64 | [8 empty] | CE | [6 empty] | 20 | 5000 | 382x250x80 |  | 220-240V |  | 5 | A++ | 100° | 3 | 80 |  | 5000 |  | 126000 | >=0.95 | 292000 |  |  | 140.625 |  |  | 9 | D1 | 25 | max. 10% at 100.000 hrs |  | Available | 850/339 | Cx=0.3447;Cy=0.3553 | Class I | IK08 | IP20 | IP20 | 50 | 350 | -25 | 1 | 64 | RAL9016 | 50-60Hz | Passive | LED | embedded sensor system | High Bay Rectangular | Tungsram Auriso | Indoor industrial |  | 24.4 | 9000 | Yes |  | risk group 1 |  | Bracket kit. Tilted bracket kit. Busbar bracket kit. Cable hook pair
TBD | AUR-1S10-840-D1-RFS-ST | image | datasheet | deeplink | TUNGSRAM - Tungsram Auriso - 8800lm - 64W - 4000K - 80CRI - TBD[SKU] - Bracket. Y-cable | 1.68 | Bracket. Y-cable | LED | 1 | 64 | [8 empty] | CE | [6 empty] | 20 | 4000 | 382x250x80 |  | 220-240V |  | 5 | A++ | 100° | 3 | 80 |  | 4000 |  | 126000 | >=0.95 | 292000 |  |  | 137.5 |  |  | 9 | D1 | 25 | max. 10% at 100.000 hrs |  | Available | 840/339 | Cx=0.3818;Cy=0.3797 | Class I | IK08 | IP20 | IP20 | 50 | 350 | -25 | 1 | 64 | RAL9016 | 50-60Hz | Passive | LED | embedded sensor system | High Bay Rectangular | Tungsram Auriso | Indoor industrial |  | 24.4 | 8800 | Yes |  | risk group 1 |  | Bracket kit. Tilted bracket kit. Busbar bracket kit. Cable hook pair
TBD | AUR-1S10-830-D1-RFS-ST | image | datasheet | deeplink | TUNGSRAM - Tungsram Auriso - 8300lm - 64W - 3000K - 80CRI - TBD[SKU] - Bracket. Y-cable | 1.68 | Bracket. Y-cable | LED | 1 | 64 | [8 empty] | CE | [6 empty] | 20 | 3000 | 382x250x80 |  | 220-240V |  | 5 | A++ | 100° | 3 | 80 |  | 3000 |  | 126000 | >=0.95 | 292000 |  |  | 129.6875 |  |  | 9 | D1 | 25 | max. 10% at 100.000 hrs |  | Available | 830/339 | Cx=0.4338;Cy=0.4030 | Class I | IK08 | IP20 | IP20 | 50 | 350 | -25 | 1 | 64 | RAL9016 | 50-60Hz | Passive | LED | embedded sensor system | High Bay Rectangular | Tungsram Auriso | Indoor industrial |  | 24.2 | 8300 | Yes |  | risk group 1 |  | Bracket kit. Tilted bracket kit. Busbar bracket kit. Cable hook pair
TBD | AUR-1S10-750-D1-RFS-ST | image | datasheet | deeplink | TUNGSRAM - Tungsram Auriso - 9300lm - 64W - 5000K - 70CRI - TBD[SKU] - Bracket. Y-cable | 1.68 | Bracket. Y-cable | LED | 1 | 64 | [8 empty] | CE | [6 empty] | 20 | 5000 | 382x250x80 |  | 220-240V |  | 5 | A++ | 100° | 3 | 70 |  | 5000 |  | 126000 | >=0.95 | 292000 |  |  | 145.3125 |  |  | 9 | D1 | 25 | max. 10% at 100.000 hrs |  | Available | 750/339 | Cx=0.3447;Cy=0.3553 | Class I | IK08 | IP20 | IP20 | 50 | 350 | -25 | 1 | 64 | RAL9016 | 50-60Hz | Passive | LED | embedded sensor system | High Bay Rectangular | Tungsram Auriso | Indoor industrial |  | 24.6 | 9300 | Yes |  | risk group 1 |  | Bracket kit. Tilted bracket kit. Busbar bracket kit. Cable hook pair
TBD | AUR-1S10-740-D1-RFS-ST | image | datasheet | deeplink | TUNGSRAM - Tungsram Auriso - 9200lm - 64W - 4000K - 70CRI - TBD[SKU] - Bracket. Y-cable | 1.68 | Bracket. Y-cable | LED | 1 | 64 | [8 empty] | CE | [6 empty] | 20 | 4000 | 382x250x80 |  | 220-240V |  | 5 | A++ | 100° | 3 | 70 |  | 4000 |  | 126000 | >=0.95 | 292000 |  |  | 143.75 |  |  | 9 | D1 | 25 | max. 10% at 100.000 hrs |  | Available | 740/339 | Cx=0.4338;Cy=0.4030 | Class I | IK08 | IP20 | IP20 | 50 | 350 | -25 | 1 | 64 | RAL9016 | 50-60Hz | Passive | LED | embedded sensor system | High Bay Rectangular | Tungsram Auriso | Indoor industrial |  | 24.6 | 9200 | Yes |  | risk group 1 |  | Bracket kit. Tilted bracket kit. Busbar bracket kit. Cable hook pair
TBD | AUR-1S10-730-D1-RFS-ST | image | datasheet | deeplink | TUNGSRAM - Tungsram Auriso - 9000lm - 64W - 3000K - 70CRI - TBD[SKU] - Bracket. Y-cable | 1.68 | Bracket. Y-cable | LED | 1 | 64 | [8 empty] | CE | [6 empty] | 20 | 3000 | 382x250x80 |  | 220-240V |  | 5 | A++ | 100° | 3 | 70 |  | 3000 |  | 126000 | >=0.95 | 292000 |  |  | 140.625 |  |  | 9 | D1 | 25 | max. 10% at 100.000 hrs |  | Available | 730/339 | Cx=0.4338;Cy=0.4030 | Class I | IK08 | IP20 | IP20 | 50 | 350 | -25 | 1 | 64 | RAL9016 | 50-60Hz | Passive | LED | embedded sensor system | High Bay Rectangular | Tungsram Auriso | Indoor industrial |  | 24.5 | 9000 | Yes |  | risk group 1 |  | Bracket kit. Tilted bracket kit. Busbar bracket kit. Cable hook pair
TBD | AUR-1S10-850-C1-RFS-ST | image | datasheet | deeplink | TUNGSRAM - Tungsram Auriso - 10000lm - 64W - 5000K - 80CRI - TBD[SKU] - Bracket. Y-cable | 1.68 | Bracket. Y-cable | LED | 1 | 64 | [8 empty] | CE | [6 empty] | 20 | 5000 | 382x250x80 |  | 220-240V |  | 5 | A++ | 110° | 3 | 80 |  | 5000 |  | 126000 | >=0.95 | 292000 |  |  | 156.25 |  |  | 9 | C1 | 25 | max. 10% at 100.000 hrs |  | Available | 850/339 | Cx=0.3447;Cy=0.3553 | Class I | IK08 | IP20 | IP20 | 50 | 350 | -25 | 1 | 64 | RAL9016 | 50-60Hz | Passive | LED | embedded sensor system | High Bay Rectangular | Tungsram Auriso | Indoor industrial |  | 24.2 | 10000 | Yes |  | risk group 1 |  | Bracket kit. Tilted bracket kit. Busbar bracket kit. Cable hook pair
TBD | AUR-1S10-840-C1-RFS-ST | image | datasheet | deeplink | TUNGSRAM - Tungsram Auriso - 9800lm - 64W - 4000K - 80CRI - TBD[SKU] - Bracket. Y-cable | 1.68 | Bracket. Y-cable | LED | 1 | 64 | [8 empty] | CE | [6 empty] | 20 | 4000 | 382x250x80 |  | 220-240V |  | 5 | A++ | 110° | 3 | 80 |  | 4000 |  | 126000 | >=0.95 | 292000 |  |  | 153.125 |  |  | 9 | C1 | 25 | max. 10% at 100.000 hrs |  | Available | 840/339 | Cx=0.3818;Cy=0.3797 | Class I | IK08 | IP20 | IP20 | 50 | 350 | -25 | 1 | 64 | RAL9016 | 50-60Hz | Passive | LED | embedded sensor system | High Bay Rectangular | Tungsram Auriso | Indoor industrial |  | 24.2 | 9800 | Yes |  | risk group 1 |  | Bracket kit. Tilted bracket kit. Busbar bracket kit. Cable hook pair
TBD | AUR-1S10-830-C1-RFS-ST | image | datasheet | deeplink | TUNGSRAM - Tungsram Auriso - 9200lm - 64W - 3000K - 80CRI - TBD[SKU] - Bracket. Y-cable | 1.68 | Bracket. Y-cable | LED | 1 | 64 | [8 empty] | CE | [6 empty] | 20 | 3000 | 382x250x80 |  | 220-240V |  | 5 | A++ | 110° | 3 | 80 |  | 3000 |  | 126000 | >=0.95 | 292000 |  |  | 143.75 |  |  | 9 | C1 | 25 | max. 10% at 100.000 hrs |  | Available | 830/339 | Cx=0.4338;Cy=0.4030 | Class I | IK08 | IP20 | IP20 | 50 | 350 | -25 | 1 | 64 | RAL9016 | 50-60Hz | Passive | LED | embedded sensor system | High Bay Rectangular | Tungsram Auriso | Indoor industrial |  | 24.1 | 9200 | Yes |  | risk group 1 |  | Bracket kit. Tilted bracket kit. Busbar bracket kit. Cable hook pair
TBD | AUR-1S10-750-C1-RFS-ST | image | datasheet | deeplink | TUNGSRAM - Tungsram Auriso - 10300lm - 64W - 5000K - 70CRI - TBD[SKU] - Bracket. Y-cable | 1.68 | Bracket. Y-cable | LED | 1 | 64 | [8 empty] | CE | [6 empty] | 20 | 5000 | 382x250x80 |  | 220-240V |  | 5 | A++ | 110° | 3 | 70 |  | 5000 |  | 126000 | >=0.95 | 292000 |  |  | 160.9375 |  |  | 9 | C1 | 25 | max. 10% at 100.000 hrs |  | Available | 750/339 | Cx=0.3447;Cy=0.3553 | Class I | IK08 | IP20 | IP20 | 50 | 350 | -25 | 1 | 64 | RAL9016 | 50-60Hz | Passive | LED | embedded sensor system | High Bay Rectangular | Tungsram Auriso | Indoor industrial |  | 24.5 | 10300 | Yes |  | risk group 1 |  | Bracket kit. Tilted bracket kit. Busbar bracket kit. Cable hook pair
TBD | AUR-1S10-740-C1-RFS-ST | image | datasheet | deeplink | TUNGSRAM - Tungsram Auriso - 10300lm - 64W - 4000K - 70CRI - TBD[SKU] - Bracket. Y-cable | 1.68 | Bracket. Y-cable | LED | 1 | 64 | [8 empty] | CE | [6 empty] | 20 | 4000 | 382x250x80 |  | 220-240V |  | 5 | A++ | 110° | 3 | 70 |  | 4000 |  | 126000 | >=0.95 | 292000 |  |  | 160.9375 |  |  | 9 | C1 | 25 | max. 10% at 100.000 hrs |  | Available | 740/339 | Cx=0.4338;Cy=0.4030 | Class I | IK08 | IP20 | IP20 | 50 | 350 | -25 | 1 | 64 | RAL9016 | 50-60Hz | Passive | LED | embedded sensor system | High Bay Rectangular | Tungsram Auriso | Indoor industrial |  | 24.5 | 10300 | Yes |  | risk group 1 |  | Bracket kit. Tilted bracket kit. Busbar bracket kit. Cable hook pair
TBD | AUR-1S10-730-C1-RFS-ST | image | datasheet | deeplink | TUNGSRAM - Tungsram Auriso - 10000lm - 64W - 3000K - 70CRI - TBD[SKU] - Bracket. Y-cable | 1.68 | Bracket. Y-cable | LED | 1 | 64 | [8 empty] | CE | [6 empty] | 20 | 3000 | 382x250x80 |  | 220-240V |  | 5 | A++ | 110° | 3 | 70 |  | 3000 |  | 126000 | >=0.95 | 292000 |  |  | 156.25 |  |  | 9 | C1 | 25 | max. 10% at 100.000 hrs |  | Available | 730/339 | Cx=0.4338;Cy=0.4030 | Class I | IK08 | IP20 | IP20 | 50 | 350 | -25 | 1 | 64 | RAL9016 | 50-60Hz | Passive | LED | embedded sensor system | High Bay Rectangular | Tungsram Auriso | Indoor industrial |  | 24.4 | 10000 | Yes |  | risk group 1 |  | Bracket kit. Tilted bracket kit. Busbar bracket kit. Cable hook pair
TBD | AUR-2S60-850-U8-SN-ST | image | datasheet | deeplink | TUNGSRAM - Tungsram Auriso - 50600lm - 427W - 5000K - 80CRI - TBD[SKU] - Bracket. Y-cable | 3.48 | Bracket. Y-cable | LED | 1 | 427 | [8 empty] | CE | [6 empty] | 20 | 5000 | 820x250x75 |  | 220-240V |  | 5 | A++ | 80° | 3 | 80 |  | 5000 |  | 67000 | >=0.95 | 163000 |  |  | 118.5012 |  |  | 9 | U8 | 25 | max. 10% at 100.000 hrs |  | Available | 850/339 | Cx=0.3447;Cy=0.3553 | Class I | IK08 | IP20 | IP20 | 45 | 2320 | -25 | 1 | 427 | RAL9016 | 50-60Hz | Passive | LED | embedded sensor system | High Bay Rectangular | Tungsram Auriso | Indoor industrial |  | 25.4 | 50600 | Yes |  | risk group 1 |  | Bracket kit. Tilted bracket kit. Busbar bracket kit. Cable hook pair
TBD | AUR-2S60-840-U8-SN-ST | image | datasheet | deeplink | TUNGSRAM - Tungsram Auriso - 49300lm - 427W - 4000K - 80CRI - TBD[SKU] - Bracket. Y-cable | 3.48 | Bracket. Y-cable | LED | 1 | 427 | [8 empty] | CE | [6 empty] | 20 | 4000 | 820x250x75 |  | 220-240V |  | 5 | A++ | 80° | 3 | 80 |  | 4000 |  | 67000 | >=0.95 | 163000 |  |  | 115.4567 |  |  | 9 | U8 | 25 | max. 10% at 100.000 hrs |  | Available | 840/339 | Cx=0.3818;Cy=0.3797 | Class I | IK08 | IP20 | IP20 | 45 | 2320 | -25 | 1 | 427 | RAL9016 | 50-60Hz | Passive | LED | embedded sensor system | High Bay Rectangular | Tungsram Auriso | Indoor industrial |  | 25.4 | 49300 | Yes |  | risk group 1 |  | Bracket kit. Tilted bracket kit. Busbar bracket kit. Cable hook pair
TBD | AUR-2S60-830-U8-SN-ST | image | datasheet | deeplink | TUNGSRAM - Tungsram Auriso - 46500lm - 427W - 3000K - 80CRI - TBD[SKU] - Bracket. Y-cable | 3.48 | Bracket. Y-cable | LED | 1 | 427 | [8 empty] | CE | [6 empty] | 20 | 3000 | 820x250x75 |  | 220-240V |  | 5 | A++ | 80° | 3 | 80 |  | 3000 |  | 67000 | >=0.95 | 163000 |  |  | 108.8993 |  |  | 9 | U8 | 25 | max. 10% at 100.000 hrs |  | Available | 830/339 | Cx=0.4338;Cy=0.4030 | Class I | IK08 | IP20 | IP20 | 45 | 2320 | -25 | 1 | 427 | RAL9016 | 50-60Hz | Passive | LED | embedded sensor system | High Bay Rectangular | Tungsram Auriso | Indoor industrial |  | 25.3 | 46500 | Yes |  | risk group 1 |  | Bracket kit. Tilted bracket kit. Busbar bracket kit. Cable hook pair
TBD | AUR-2S60-750-U8-SN-ST | image | datasheet | deeplink | TUNGSRAM - Tungsram Auriso - 52100lm - 427W - 5000K - 70CRI - TBD[SKU] - Bracket. Y-cable | 3.48 | Bracket. Y-cable | LED | 1 | 427 | [8 empty] | CE | [6 empty] | 20 | 5000 | 820x250x75 |  | 220-240V |  | 5 | A++ | 80° | 3 | 70 |  | 5000 |  | 67000 | >=0.95 | 163000 |  |  | 122.0141 |  |  | 9 | U8 | 25 | max. 10% at 100.000 hrs |  | Available | 750/339 | Cx=0.3447;Cy=0.3553 | Class I | IK08 | IP20 | IP20 | 45 | 2320 | -25 | 1 | 427 | RAL9016 | 50-60Hz | Passive | LED | embedded sensor system | High Bay Rectangular | Tungsram Auriso | Indoor industrial |  | 25.7 | 52100 | Yes |  | risk group 1 |  | Bracket kit. Tilted bracket kit. Busbar bracket kit. Cable hook pair
TBD | AUR-2S60-740-U8-SN-ST | image | datasheet | deeplink | TUNGSRAM - Tungsram Auriso - 51900lm - 427W - 4000K - 70CRI - TBD[SKU] - Bracket. Y-cable | 3.48 | Bracket. Y-cable | LED | 1 | 427 | [8 empty] | CE | [6 empty] | 20 | 4000 | 820x250x75 |  | 220-240V |  | 5 | A++ | 80° | 3 | 70 |  | 4000 |  | 67000 | >=0.95 | 163000 |  |  | 121.5457 |  |  | 9 | U8 | 25 | max. 10% at 100.000 hrs |  | Available | 740/339 | Cx=0.4338;Cy=0.4030 | Class I | IK08 | IP20 | IP20 | 45 | 2320 | -25 | 1 | 427 | RAL9016 | 50-60Hz | Passive | LED | embedded sensor system | High Bay Rectangular | Tungsram Auriso | Indoor industrial |  | 25.7 | 51900 | Yes |  | risk group 1 |  | Bracket kit. Tilted bracket kit. Busbar bracket kit. Cable hook pair
TBD | AUR-2S60-730-U8-SN-ST | image | datasheet | deeplink | TUNGSRAM - Tungsram Auriso - 50500lm - 427W - 3000K - 70CRI - TBD[SKU] - Bracket. Y-cable | 3.48 | Bracket. Y-cable | LED | 1 | 427 | [8 empty] | CE | [6 empty] | 20 | 3000 | 820x250x75 |  | 220-240V |  | 5 | A++ | 80° | 3 | 70 |  | 3000 |  | 67000 | >=0.95 | 163000 |  |  | 118.267 |  |  | 9 | U8 | 25 | max. 10% at 100.000 hrs |  | Available | 730/339 | Cx=0.4338;Cy=0.4030 | Class I | IK08 | IP20 | IP20 | 45 | 2320 | -25 | 1 | 427 | RAL9016 | 50-60Hz | Passive | LED | embedded sensor system | High Bay Rectangular | Tungsram Auriso | Indoor industrial |  | 25.6 | 50500 | Yes |  | risk group 1 |  | Bracket kit. Tilted bracket kit. Busbar bracket kit. Cable hook pair
TBD | AUR-2S60-850-U6-SN-ST | image | datasheet | deeplink | TUNGSRAM - Tungsram Auriso - 46300lm - 427W - 5000K - 80CRI - TBD[SKU] - Bracket. Y-cable | 3.48 | Bracket. Y-cable | LED | 1 | 427 | [8 empty] | CE | [6 empty] | 20 | 5000 | 820x250x75 |  | 220-240V |  | 5 | A++ | 65° | 3 | 80 |  | 5000 |  | 67000 | >=0.95 | 163000 |  |  | 108.4309 |  |  | 9 | U6 | 25 | max. 10% at 100.000 hrs |  | Available | 850/339 | Cx=0.3447;Cy=0.3553 | Class I | IK08 | IP50 | IP20 | 45 | 2320 | -25 | 1 | 427 | RAL9016 | 50-60Hz | Passive | LED | embedded sensor system | High Bay Rectangular | Tungsram Auriso | Indoor industrial |  | 24.1 | 46300 | Yes |  | risk group 1 |  | Bracket kit. Tilted bracket kit. Busbar bracket kit. Cable hook pair
TBD | AUR-2S60-840-U6-SN-ST | image | datasheet | deeplink | TUNGSRAM - Tungsram Auriso - 45100lm - 427W - 4000K - 80CRI - TBD[SKU] - Bracket. Y-cable | 3.48 | Bracket. Y-cable | LED | 1 | 427 | [8 empty] | CE | [6 empty] | 20 | 4000 | 820x250x75 |  | 220-240V |  | 5 | A++ | 65° | 3 | 80 |  | 4000 |  | 67000 | >=0.95 | 163000 |  |  | 105.6206 |  |  | 9 | U6 | 25 | max. 10% at 100.000 hrs |  | Available | 840/339 | Cx=0.3818;Cy=0.3797 | Class I | IK08 | IP50 | IP20 | 45 | 2320 | -25 | 1 | 427 | RAL9016 | 50-60Hz | Passive | LED | embedded sensor system | High Bay Rectangular | Tungsram Auriso | Indoor industrial |  | 24.1 | 45100 | Yes |  | risk group 1 |  | Bracket kit. Tilted bracket kit. Busbar bracket kit. Cable hook pair
TBD | AUR-2S60-830-U6-SN-ST | image | datasheet | deeplink | TUNGSRAM - Tungsram Auriso - 42400lm - 427W - 3000K - 80CRI - TBD[SKU] - Bracket. Y-cable | 3.48 | Bracket. Y-cable | LED | 1 | 427 | [8 empty] | CE | [6 empty] | 20 | 3000 | 820x250x75 |  | 220-240V |  | 5 | A++ | 65° | 3 | 80 |  | 3000 |  | 67000 | >=0.95 | 163000 |  |  | 99.2974 |  |  | 9 | U6 | 25 | max. 10% at 100.000 hrs |  | Available | 830/339 | Cx=0.4338;Cy=0.4030 | Class I | IK08 | IP50 | IP20 | 45 | 2320 | -25 | 1 | 427 | RAL9016 | 50-60Hz | Passive | LED | embedded sensor system | High Bay Rectangular | Tungsram Auriso | Indoor industrial |  | 23.9 | 42400 | Yes |  | risk group 1 |  | Bracket kit. Tilted bracket kit. Busbar bracket kit. Cable hook pair
TBD | AUR-2S60-750-U6-SN-ST | image | datasheet | deeplink | TUNGSRAM - Tungsram Auriso - 47600lm - 427W - 5000K - 70CRI - TBD[SKU] - Bracket. Y-cable | 3.48 | Bracket. Y-cable | LED | 1 | 427 | [8 empty] | CE | [6 empty] | 20 | 5000 | 820x250x75 |  | 220-240V |  | 5 | A++ | 65° | 3 | 70 |  | 5000 |  | 67000 | >=0.95 | 163000 |  |  | 111.4754 |  |  | 9 | U6 | 25 | max. 10% at 100.000 hrs |  | Available | 750/339 | Cx=0.3447;Cy=0.3553 | Class I | IK08 | IP50 | IP20 | 45 | 2320 | -25 | 1 | 427 | RAL9016 | 50-60Hz | Passive | LED | embedded sensor system | High Bay Rectangular | Tungsram Auriso | Indoor industrial |  | 24.3 | 47600 | Yes |  | risk group 1 |  | Bracket kit. Tilted bracket kit. Busbar bracket kit. Cable hook pair
TBD | AUR-2S60-740-U6-SN-ST | image | datasheet | deeplink | TUNGSRAM - Tungsram Auriso - 47400lm - 427W - 4000K - 70CRI - TBD[SKU] - Bracket. Y-cable | 3.48 | Bracket. Y-cable | LED | 1 | 427 | [8 empty] | CE | [6 empty] | 20 | 4000 | 820x250x75 |  | 220-240V |  | 5 | A++ | 65° | 3 | 70 |  | 4000 |  | 67000 | >=0.95 | 163000 |  |  | 111.007 |  |  | 9 | U6 | 25 | max. 10% at 100.000 hrs |  | Available | 740/339 | Cx=0.4338;Cy=0.4030 | Class I | IK08 | IP50 | IP20 | 45 | 2320 | -25 | 1 | 427 | RAL9016 | 50-60Hz | Passive | LED | embedded sensor system | High Bay Rectangular | Tungsram Auriso | Indoor industrial |  | 24.3 | 47400 | Yes |  | risk group 1 |  | Bracket kit. Tilted bracket kit. Busbar bracket kit. Cable hook pair
TBD | AUR-2S60-730-U6-SN-ST | image | datasheet | deeplink | TUNGSRAM - Tungsram Auriso - 46100lm - 427W - 3000K - 70CRI - TBD[SKU] - Bracket. Y-cable | 3.48 | Bracket. Y-cable | LED | 1 | 427 | [8 empty] | CE | [6 empty] | 20 | 3000 | 820x250x75 |  | 220-240V |  | 5 | A++ | 65° | 3 | 70 |  | 3000 |  | 67000 | >=0.95 | 163000 |  |  | 107.9625 |  |  | 9 | U6 | 25 | max. 10% at 100.000 hrs |  | Available | 730/339 | Cx=0.4338;Cy=0.4030 | Class I | IK08 | IP50 | IP20 | 45 | 2320 | -25 | 1 | 427 | RAL9016 | 50-60Hz | Passive | LED | embedded sensor system | High Bay Rectangular | Tungsram Auriso | Indoor industrial |  | 24.2 | 46100 | Yes |  | risk group 1 |  | Bracket kit. Tilted bracket kit. Busbar bracket kit. Cable hook pair
TBD | AUR-2S60-850-U4-SN-ST | image | datasheet | deeplink | TUNGSRAM - Tungsram Auriso - 48200lm - 427W - 5000K - 80CRI - TBD[SKU] - Bracket. Y-cable | 3.48 | Bracket. Y-cable | LED | 1 | 427 | [8 empty] | CE | [6 empty] | 20 | 5000 | 820x250x75 |  | 220-240V |  | 5 | A++ | 45° | 3 | 80 |  | 5000 |  | 67000 | >=0.95 | 163000 |  |  | 112.8806 |  |  | 9 | U4 | 25 | max. 10% at 100.000 hrs |  | Available | 850/339 | Cx=0.3447;Cy=0.3553 | Class I | IK08 | IP50 | IP20 | 45 | 2320 | -25 | 1 | 427 | RAL9016 | 50-60Hz | Passive | LED | embedded sensor system | High Bay Rectangular | Tungsram Auriso | Indoor industrial |  | 23.4 | 48200 | Yes |  | risk group 1 |  | Bracket kit. Tilted bracket kit. Busbar bracket kit. Cable hook pair
TBD | AUR-2S60-840-U4-SN-ST | image | datasheet | deeplink | TUNGSRAM - Tungsram Auriso - 47000lm - 427W - 4000K - 80CRI - TBD[SKU] - Bracket. Y-cable | 3.48 | Bracket. Y-cable | LED | 1 | 427 | [8 empty] | CE | [6 empty] | 20 | 4000 | 820x250x75 |  | 220-240V |  | 5 | A++ | 45° | 3 | 80 |  | 4000 |  | 67000 | >=0.95 | 163000 |  |  | 110.0703 |  |  | 9 | U4 | 25 | max. 10% at 100.000 hrs |  | Available | 840/339 | Cx=0.3818;Cy=0.3797 | Class I | IK08 | IP50 | IP20 | 45 | 2320 | -25 | 1 | 427 | RAL9016 | 50-60Hz | Passive | LED | embedded sensor system | High Bay Rectangular | Tungsram Auriso | Indoor industrial |  | 23.4 | 47000 | Yes |  | risk group 1 |  | Bracket kit. Tilted bracket kit. Busbar bracket kit. Cable hook pair
TBD | AUR-2S60-830-U4-SN-ST | image | datasheet | deeplink | TUNGSRAM - Tungsram Auriso - 44200lm - 427W - 3000K - 80CRI - TBD[SKU] - Bracket. Y-cable | 3.48 | Bracket. Y-cable | LED | 1 | 427 | [8 empty] | CE | [6 empty] | 20 | 3000 | 820x250x75 |  | 220-240V |  | 5 | A++ | 45° | 3 | 80 |  | 3000 |  | 67000 | >=0.95 | 163000 |  |  | 103.5129 |  |  | 9 | U4 | 25 | max. 10% at 100.000 hrs |  | Available | 830/339 | Cx=0.4338;Cy=0.4030 | Class I | IK08 | IP50 | IP20 | 45 | 2320 | -25 | 1 | 427 | RAL9016 | 50-60Hz | Passive | LED | embedded sensor system | High Bay Rectangular | Tungsram Auriso | Indoor industrial |  | 23.3 | 44200 | Yes |  | risk group 1 |  | Bracket kit. Tilted bracket kit. Busbar bracket kit. Cable hook pair
TBD | AUR-2S60-750-U4-SN-ST | image | datasheet | deeplink | TUNGSRAM - Tungsram Auriso - 49600lm - 427W - 5000K - 70CRI - TBD[SKU] - Bracket. Y-cable | 3.48 | Bracket. Y-cable | LED | 1 | 427 | [8 empty] | CE | [6 empty] | 20 | 5000 | 820x250x75 |  | 220-240V |  | 5 | A++ | 45° | 3 | 70 |  | 5000 |  | 67000 | >=0.95 | 163000 |  |  | 116.1593 |  |  | 9 | U4 | 25 | max. 10% at 100.000 hrs |  | Available | 750/339 | Cx=0.3447;Cy=0.3553 | Class I | IK08 | IP50 | IP20 | 45 | 2320 | -25 | 1 | 427 | RAL9016 | 50-60Hz | Passive | LED | embedded sensor system | High Bay Rectangular | Tungsram Auriso | Indoor industrial |  | 23.6 | 49600 | Yes |  | risk group 1 |  | Bracket kit. Tilted bracket kit. Busbar bracket kit. Cable hook pair
TBD | AUR-2S60-740-U4-SN-ST | image | datasheet | deeplink | TUNGSRAM - Tungsram Auriso - 49400lm - 427W - 4000K - 70CRI - TBD[SKU] - Bracket. Y-cable | 3.48 | Bracket. Y-cable | LED | 1 | 427 | [8 empty] | CE | [6 empty] | 20 | 4000 | 820x250x75 |  | 220-240V |  | 5 | A++ | 45° | 3 | 70 |  | 4000 |  | 67000 | >=0.95 | 163000 |  |  | 115.6909 |  |  | 9 | U4 | 25 | max. 10% at 100.000 hrs |  | Available | 740/339 | Cx=0.4338;Cy=0.4030 | Class I | IK08 | IP50 | IP20 | 45 | 2320 | -25 | 1 | 427 | RAL9016 | 50-60Hz | Passive | LED | embedded sensor system | High Bay Rectangular | Tungsram Auriso | Indoor industrial |  | 23.6 | 49400 | Yes |  | risk group 1 |  | Bracket kit. Tilted bracket kit. Busbar bracket kit. Cable hook pair
TBD | AUR-2S60-730-U4-SN-ST | image | datasheet | deeplink | TUNGSRAM - Tungsram Auriso - 48100lm - 427W - 3000K - 70CRI - TBD[SKU] - Bracket. Y-cable | 3.48 | Bracket. Y-cable | LED | 1 | 427 | [8 empty] | CE | [6 empty] | 20 | 3000 | 820x250x75 |  | 220-240V |  | 5 | A++ | 45° | 3 | 70 |  | 3000 |  | 67000 | >=0.95 | 163000 |  |  | 112.6464 |  |  | 9 | U4 | 25 | max. 10% at 100.000 hrs |  | Available | 730/339 | Cx=0.4338;Cy=0.4030 | Class I | IK08 | IP50 | IP20 | 45 | 2320 | -25 | 1 | 427 | RAL9016 | 50-60Hz | Passive | LED | embedded sensor system | High Bay Rectangular | Tungsram Auriso | Indoor industrial |  | 23.5 | 48100 | Yes |  | risk group 1 |  | Bracket kit. Tilted bracket kit. Busbar bracket kit. Cable hook pair
TBD | AUR-2S60-850-L9-SN-ST | image | datasheet | deeplink | TUNGSRAM - Tungsram Auriso - 58500lm - 427W - 5000K - 80CRI - TBD[SKU] - Bracket. Y-cable | 3.48 | Bracket. Y-cable | LED | 1 | 427 | [8 empty] | CE | [6 empty] | 20 | 5000 | 820x250x75 |  | 220-240V |  | 5 | A++ | 90° | 3 | 80 |  | 5000 |  | 67000 | >=0.95 | 163000 |  |  | 137.0023 |  |  | 9 | L9 | 25 | max. 10% at 100.000 hrs |  | Available | 850/339 | Cx=0.3447;Cy=0.3553 | Class I | IK08 | IP50 | IP20 | 45 | 2320 | -25 | 1 | 427 | RAL9016 | 50-60Hz | Passive | LED | embedded sensor system | High Bay Rectangular | Tungsram Auriso | Indoor industrial |  | 25.9 | 58500 | Yes |  | risk group 1 |  | Bracket kit. Tilted bracket kit. Busbar bracket kit. Cable hook pair
TBD | AUR-2S60-840-L9-SN-ST | image | datasheet | deeplink | TUNGSRAM - Tungsram Auriso - 57000lm - 427W - 4000K - 80CRI - TBD[SKU] - Bracket. Y-cable | 3.48 | Bracket. Y-cable | LED | 1 | 427 | [8 empty] | CE | [6 empty] | 20 | 4000 | 820x250x75 |  | 220-240V |  | 5 | A++ | 90° | 3 | 80 |  | 4000 |  | 67000 | >=0.95 | 163000 |  |  | 133.4895 |  |  | 9 | L9 | 25 | max. 10% at 100.000 hrs |  | Available | 840/339 | Cx=0.3818;Cy=0.3797 | Class I | IK08 | IP50 | IP20 | 45 | 2320 | -25 | 1 | 427 | RAL9016 | 50-60Hz | Passive | LED | embedded sensor system | High Bay Rectangular | Tungsram Auriso | Indoor industrial |  | 25.9 | 57000 | Yes |  | risk group 1 |  | Bracket kit. Tilted bracket kit. Busbar bracket kit. Cable hook pair
TBD | AUR-2S60-830-L9-SN-ST | image | datasheet | deeplink | TUNGSRAM - Tungsram Auriso - 53700lm - 427W - 3000K - 80CRI - TBD[SKU] - Bracket. Y-cable | 3.48 | Bracket. Y-cable | LED | 1 | 427 | [8 empty] | CE | [6 empty] | 20 | 3000 | 820x250x75 |  | 220-240V |  | 5 | A++ | 90° | 3 | 80 |  | 3000 |  | 67000 | >=0.95 | 163000 |  |  | 125.7611 |  |  | 9 | L9 | 25 | max. 10% at 100.000 hrs |  | Available | 830/339 | Cx=0.4338;Cy=0.4030 | Class I | IK08 | IP50 | IP20 | 45 | 2320 | -25 | 1 | 427 | RAL9016 | 50-60Hz | Passive | LED | embedded sensor system | High Bay Rectangular | Tungsram Auriso | Indoor industrial |  | 25.7 | 53700 | Yes |  | risk group 1 |  | Bracket kit. Tilted bracket kit. Busbar bracket kit. Cable hook pair
TBD | AUR-2S60-750-L9-SN-ST | image | datasheet | deeplink | TUNGSRAM - Tungsram Auriso - 60100lm - 427W - 5000K - 70CRI - TBD[SKU] - Bracket. Y-cable | 3.48 | Bracket. Y-cable | LED | 1 | 427 | [8 empty] | CE | [6 empty] | 20 | 5000 | 820x250x75 |  | 220-240V |  | 5 | A++ | 90° | 3 | 70 |  | 5000 |  | 67000 | >=0.95 | 163000 |  |  | 140.7494 |  |  | 9 | L9 | 25 | max. 10% at 100.000 hrs |  | Available | 750/339 | Cx=0.3447;Cy=0.3553 | Class I | IK08 | IP50 | IP20 | 45 | 2320 | -25 | 1 | 427 | RAL9016 | 50-60Hz | Passive | LED | embedded sensor system | High Bay Rectangular | Tungsram Auriso | Indoor industrial |  | 26.1 | 60100 | Yes |  | risk group 1 |  | Bracket kit. Tilted bracket kit. Busbar bracket kit. Cable hook pair
TBD | AUR-2S60-740-L9-SN-ST | image | datasheet | deeplink | TUNGSRAM - Tungsram Auriso - 60000lm - 427W - 4000K - 70CRI - TBD[SKU] - Bracket. Y-cable | 3.48 | Bracket. Y-cable | LED | 1 | 427 | [8 empty] | CE | [6 empty] | 20 | 4000 | 820x250x75 |  | 220-240V |  | 5 | A++ | 90° | 3 | 70 |  | 4000 |  | 67000 | >=0.95 | 163000 |  |  | 140.5152 |  |  | 9 | L9 | 25 | max. 10% at 100.000 hrs |  | Available | 740/339 | Cx=0.4338;Cy=0.4030 | Class I | IK08 | IP50 | IP20 | 45 | 2320 | -25 | 1 | 427 | RAL9016 | 50-60Hz | Passive | LED | embedded sensor system | High Bay Rectangular | Tungsram Auriso | Indoor industrial |  | 26.1 | 60000 | Yes |  | risk group 1 |  | Bracket kit. Tilted bracket kit. Busbar bracket kit. Cable hook pair
TBD | AUR-2S60-730-L9-SN-ST | image | datasheet | deeplink | TUNGSRAM - Tungsram Auriso - 58300lm - 427W - 3000K - 70CRI - TBD[SKU] - Bracket. Y-cable | 3.48 | Bracket. Y-cable | LED | 1 | 427 | [8 empty] | CE | [6 empty] | 20 | 3000 | 820x250x75 |  | 220-240V |  | 5 | A++ | 90° | 3 | 70 |  | 3000 |  | 67000 | >=0.95 | 163000 |  |  | 136.534 |  |  | 9 | L9 | 25 | max. 10% at 100.000 hrs |  | Available | 730/339 | Cx=0.4338;Cy=0.4030 | Class I | IK08 | IP50 | IP20 | 45 | 2320 | -25 | 1 | 427 | RAL9016 | 50-60Hz | Passive | LED | embedded sensor system | High Bay Rectangular | Tungsram Auriso | Indoor industrial |  | 26 | 58300 | Yes |  | risk group 1 |  | Bracket kit. Tilted bracket kit. Busbar bracket kit. Cable hook pair
TBD | AUR-2S60-850-L6-SN-ST | image | datasheet | deeplink | TUNGSRAM - Tungsram Auriso - 56200lm - 427W - 5000K - 80CRI - TBD[SKU] - Bracket. Y-cable | 3.48 | Bracket. Y-cable | LED | 1 | 427 | [8 empty] | CE | [6 empty] | 20 | 5000 | 820x250x75 |  | 220-240V |  | 5 | A++ | 70° | 3 | 80 |  | 5000 |  | 67000 | >=0.95 | 163000 |  |  | 131.6159 |  |  | 9 | L6 | 25 | max. 10% at 100.000 hrs |  | Available | 850/339 | Cx=0.3447;Cy=0.3553 | Class I | IK08 | IP50 | IP20 | 45 | 2320 | -25 | 1 | 427 | RAL9016 | 50-60Hz | Passive | LED | embedded sensor system | High Bay Rectangular | Tungsram Auriso | Indoor industrial |  | 24.3 | 56200 | Yes |  | risk group 1 |  | Bracket kit. Tilted bracket kit. Busbar bracket kit. Cable hook pair
TBD | AUR-2S60-840-L6-SN-ST | image | datasheet | deeplink | TUNGSRAM - Tungsram Auriso - 54800lm - 427W - 4000K - 80CRI - TBD[SKU] - Bracket. Y-cable | 3.48 | Bracket. Y-cable | LED | 1 | 427 | [8 empty] | CE | [6 empty] | 20 | 4000 | 820x250x75 |  | 220-240V |  | 5 | A++ | 70° | 3 | 80 |  | 4000 |  | 67000 | >=0.95 | 163000 |  |  | 128.3372 |  |  | 9 | L6 | 25 | max. 10% at 100.000 hrs |  | Available | 840/339 | Cx=0.3818;Cy=0.3797 | Class I | IK08 | IP50 | IP20 | 45 | 2320 | -25 | 1 | 427 | RAL9016 | 50-60Hz | Passive | LED | embedded sensor system | High Bay Rectangular | Tungsram Auriso | Indoor industrial |  | 24.3 | 54800 | Yes |  | risk group 1 |  | Bracket kit. Tilted bracket kit. Busbar bracket kit. Cable hook pair
TBD | AUR-2S60-830-L6-SN-ST | image | datasheet | deeplink | TUNGSRAM - Tungsram Auriso - 51600lm - 427W - 3000K - 80CRI - TBD[SKU] - Bracket. Y-cable | 3.48 | Bracket. Y-cable | LED | 1 | 427 | [8 empty] | CE | [6 empty] | 20 | 3000 | 820x250x75 |  | 220-240V |  | 5 | A++ | 70° | 3 | 80 |  | 3000 |  | 67000 | >=0.95 | 163000 |  |  | 120.8431 |  |  | 9 | L6 | 25 | max. 10% at 100.000 hrs |  | Available | 830/339 | Cx=0.4338;Cy=0.4030 | Class I | IK08 | IP50 | IP20 | 45 | 2320 | -25 | 1 | 427 | RAL9016 | 50-60Hz | Passive | LED | embedded sensor system | High Bay Rectangular | Tungsram Auriso | Indoor industrial |  | 24.2 | 51600 | Yes |  | risk group 1 |  | Bracket kit. Tilted bracket kit. Busbar bracket kit. Cable hook pair
TBD | AUR-2S60-750-L6-SN-ST | image | datasheet | deeplink | TUNGSRAM - Tungsram Auriso - 57800lm - 427W - 5000K - 70CRI - TBD[SKU] - Bracket. Y-cable | 3.48 | Bracket. Y-cable | LED | 1 | 427 | [8 empty] | CE | [6 empty] | 20 | 5000 | 820x250x75 |  | 220-240V |  | 5 | A++ | 70° | 3 | 70 |  | 5000 |  | 67000 | >=0.95 | 163000 |  |  | 135.363 |  |  | 9 | L6 | 25 | max. 10% at 100.000 hrs |  | Available | 750/339 | Cx=0.3447;Cy=0.3553 | Class I | IK08 | IP50 | IP20 | 45 | 2320 | -25 | 1 | 427 | RAL9016 | 50-60Hz | Passive | LED | embedded sensor system | High Bay Rectangular | Tungsram Auriso | Indoor industrial |  | 24.6 | 57800 | Yes |  | risk group 1 |  | Bracket kit. Tilted bracket kit. Busbar bracket kit. Cable hook pair
TBD | AUR-2S60-740-L6-SN-ST | image | datasheet | deeplink | TUNGSRAM - Tungsram Auriso - 57700lm - 427W - 4000K - 70CRI - TBD[SKU] - Bracket. Y-cable | 3.48 | Bracket. Y-cable | LED | 1 | 427 | [8 empty] | CE | [6 empty] | 20 | 4000 | 820x250x75 |  | 220-240V |  | 5 | A++ | 70° | 3 | 70 |  | 4000 |  | 67000 | >=0.95 | 163000 |  |  | 135.1288 |  |  | 9 | L6 | 25 | max. 10% at 100.000 hrs |  | Available | 740/339 | Cx=0.4338;Cy=0.4030 | Class I | IK08 | IP50 | IP20 | 45 | 2320 | -25 | 1 | 427 | RAL9016 | 50-60Hz | Passive | LED | embedded sensor system | High Bay Rectangular | Tungsram Auriso | Indoor industrial |  | 24.6 | 57700 | Yes |  | risk group 1 |  | Bracket kit. Tilted bracket kit. Busbar bracket kit. Cable hook pair
TBD | AUR-2S60-730-L6-SN-ST | image | datasheet | deeplink | TUNGSRAM - Tungsram Auriso - 56100lm - 427W - 3000K - 70CRI - TBD[SKU] - Bracket. Y-cable | 3.48 | Bracket. Y-cable | LED | 1 | 427 | [8 empty] | CE | [6 empty] | 20 | 3000 | 820x250x75 |  | 220-240V |  | 5 | A++ | 70° | 3 | 70 |  | 3000 |  | 67000 | >=0.95 | 163000 |  |  | 131.3817 |  |  | 9 | L6 | 25 | max. 10% at 100.000 hrs |  | Available | 730/339 | Cx=0.4338;Cy=0.4030 | Class I | IK08 | IP50 | IP20 | 45 | 2320 | -25 | 1 | 427 | RAL9016 | 50-60Hz | Passive | LED | embedded sensor system | High Bay Rectangular | Tungsram Auriso | Indoor industrial |  | 24.5 | 56100 | Yes |  | risk group 1 |  | Bracket kit. Tilted bracket kit. Busbar bracket kit. Cable hook pair
TBD | AUR-2S60-850-L3-SN-ST | image | datasheet | deeplink | TUNGSRAM - Tungsram Auriso - 59700lm - 427W - 5000K - 80CRI - TBD[SKU] - Bracket. Y-cable | 3.48 | Bracket. Y-cable | LED | 1 | 427 | [8 empty] | CE | [6 empty] | 20 | 5000 | 820x250x75 |  | 220-240V |  | 5 | A++ | 35° | 3 | 80 |  | 5000 |  | 67000 | >=0.95 | 163000 |  |  | 139.8126 |  |  | 9 | L3 | 25 | max. 10% at 100.000 hrs |  | Available | 850/339 | Cx=0.3447;Cy=0.3553 | Class I | IK08 | IP50 | IP20 | 45 | 2320 | -25 | 1 | 427 | RAL9016 | 50-60Hz | Passive | LED | embedded sensor system | High Bay Rectangular | Tungsram Auriso | Indoor industrial |  | 19.9 | 59700 | Yes |  | risk group 1 |  | Bracket kit. Tilted bracket kit. Busbar bracket kit. Cable hook pair
TBD | AUR-2S60-840-L3-SN-ST | image | datasheet | deeplink | TUNGSRAM - Tungsram Auriso - 58200lm - 427W - 4000K - 80CRI - TBD[SKU] - Bracket. Y-cable | 3.48 | Bracket. Y-cable | LED | 1 | 427 | [8 empty] | CE | [6 empty] | 20 | 4000 | 820x250x75 |  | 220-240V |  | 5 | A++ | 35° | 3 | 80 |  | 4000 |  | 67000 | >=0.95 | 163000 |  |  | 136.2998 |  |  | 9 | L3 | 25 | max. 10% at 100.000 hrs |  | Available | 840/339 | Cx=0.3818;Cy=0.3797 | Class I | IK08 | IP50 | IP20 | 45 | 2320 | -25 | 1 | 427 | RAL9016 | 50-60Hz | Passive | LED | embedded sensor system | High Bay Rectangular | Tungsram Auriso | Indoor industrial |  | 19.9 | 58200 | Yes |  | risk group 1 |  | Bracket kit. Tilted bracket kit. Busbar bracket kit. Cable hook pair
TBD | AUR-2S60-830-L3-SN-ST | image | datasheet | deeplink | TUNGSRAM - Tungsram Auriso - 54800lm - 427W - 3000K - 80CRI - TBD[SKU] - Bracket. Y-cable | 3.48 | Bracket. Y-cable | LED | 1 | 427 | [8 empty] | CE | [6 empty] | 20 | 3000 | 820x250x75 |  | 220-240V |  | 5 | A++ | 35° | 3 | 80 |  | 3000 |  | 67000 | >=0.95 | 163000 |  |  | 128.3372 |  |  | 9 | L3 | 25 | max. 10% at 100.000 hrs |  | Available | 830/339 | Cx=0.4338;Cy=0.4030 | Class I | IK08 | IP50 | IP20 | 45 | 2320 | -25 | 1 | 427 | RAL9016 | 50-60Hz | Passive | LED | embedded sensor system | High Bay Rectangular | Tungsram Auriso | Indoor industrial |  | 19.8 | 54800 | Yes |  | risk group 1 |  | Bracket kit. Tilted bracket kit. Busbar bracket kit. Cable hook pair
TBD | AUR-2S60-750-L3-SN-ST | image | datasheet | deeplink | TUNGSRAM - Tungsram Auriso - 61400lm - 427W - 5000K - 70CRI - TBD[SKU] - Bracket. Y-cable | 3.48 | Bracket. Y-cable | LED | 1 | 427 | [8 empty] | CE | [6 empty] | 20 | 5000 | 820x250x75 |  | 220-240V |  | 5 | A++ | 35° | 3 | 70 |  | 5000 |  | 67000 | >=0.95 | 163000 |  |  | 143.7939 |  |  | 9 | L3 | 25 | max. 10% at 100.000 hrs |  | Available | 750/339 | Cx=0.3447;Cy=0.3553 | Class I | IK08 | IP50 | IP20 | 45 | 2320 | -25 | 1 | 427 | RAL9016 | 50-60Hz | Passive | LED | embedded sensor system | High Bay Rectangular | Tungsram Auriso | Indoor industrial |  | 20.2 | 61400 | Yes |  | risk group 1 |  | Bracket kit. Tilted bracket kit. Busbar bracket kit. Cable hook pair
TBD | AUR-2S60-740-L3-SN-ST | image | datasheet | deeplink | TUNGSRAM - Tungsram Auriso - 61200lm - 427W - 4000K - 70CRI - TBD[SKU] - Bracket. Y-cable | 3.48 | Bracket. Y-cable | LED | 1 | 427 | [8 empty] | CE | [6 empty] | 20 | 4000 | 820x250x75 |  | 220-240V |  | 5 | A++ | 35° | 3 | 70 |  | 4000 |  | 67000 | >=0.95 | 163000 |  |  | 143.3255 |  |  | 9 | L3 | 25 | max. 10% at 100.000 hrs |  | Available | 740/339 | Cx=0.4338;Cy=0.4030 | Class I | IK08 | IP50 | IP20 | 45 | 2320 | -25 | 1 | 427 | RAL9016 | 50-60Hz | Passive | LED | embedded sensor system | High Bay Rectangular | Tungsram Auriso | Indoor industrial |  | 20.2 | 61200 | Yes |  | risk group 1 |  | Bracket kit. Tilted bracket kit. Busbar bracket kit. Cable hook pair
TBD | AUR-2S60-730-L3-SN-ST | image | datasheet | deeplink | TUNGSRAM - Tungsram Auriso - 59500lm - 427W - 3000K - 70CRI - TBD[SKU] - Bracket. Y-cable | 3.48 | Bracket. Y-cable | LED | 1 | 427 | [8 empty] | CE | [6 empty] | 20 | 3000 | 820x250x75 |  | 220-240V |  | 5 | A++ | 35° | 3 | 70 |  | 3000 |  | 67000 | >=0.95 | 163000 |  |  | 139.3443 |  |  | 9 | L3 | 25 | max. 10% at 100.000 hrs |  | Available | 730/339 | Cx=0.4338;Cy=0.4030 | Class I | IK08 | IP50 | IP20 | 45 | 2320 | -25 | 1 | 427 | RAL9016 | 50-60Hz | Passive | LED | embedded sensor system | High Bay Rectangular | Tungsram Auriso | Indoor industrial |  | 20.1 | 59500 | Yes |  | risk group 1 |  | Bracket kit. Tilted bracket kit. Busbar bracket kit. Cable hook pair
TBD | AUR-2S60-850-D1-SN-ST | image | datasheet | deeplink | TUNGSRAM - Tungsram Auriso - 51000lm - 427W - 5000K - 80CRI - TBD[SKU] - Bracket. Y-cable | 3.48 | Bracket. Y-cable | LED | 1 | 427 | [8 empty] | CE | [6 empty] | 20 | 5000 | 820x250x75 |  | 220-240V |  | 5 | A++ | 100° | 3 | 80 |  | 5000 |  | 67000 | >=0.95 | 163000 |  |  | 119.4379 |  |  | 9 | D1 | 25 | max. 10% at 100.000 hrs |  | Available | 850/339 | Cx=0.3447;Cy=0.3553 | Class I | IK08 | IP20 | IP20 | 45 | 2320 | -25 | 1 | 427 | RAL9016 | 50-60Hz | Passive | LED | embedded sensor system | High Bay Rectangular | Tungsram Auriso | Indoor industrial |  | 28.2 | 51000 | Yes |  | risk group 1 |  | Bracket kit. Tilted bracket kit. Busbar bracket kit. Cable hook pair
TBD | AUR-2S60-840-D1-SN-ST | image | datasheet | deeplink | TUNGSRAM - Tungsram Auriso - 49700lm - 427W - 4000K - 80CRI - TBD[SKU] - Bracket. Y-cable | 3.48 | Bracket. Y-cable | LED | 1 | 427 | [8 empty] | CE | [6 empty] | 20 | 4000 | 820x250x75 |  | 220-240V |  | 5 | A++ | 100° | 3 | 80 |  | 4000 |  | 67000 | >=0.95 | 163000 |  |  | 116.3934 |  |  | 9 | D1 | 25 | max. 10% at 100.000 hrs |  | Available | 840/339 | Cx=0.3818;Cy=0.3797 | Class I | IK08 | IP20 | IP20 | 45 | 2320 | -25 | 1 | 427 | RAL9016 | 50-60Hz | Passive | LED | embedded sensor system | High Bay Rectangular | Tungsram Auriso | Indoor industrial |  | 28.2 | 49700 | Yes |  | risk group 1 |  | Bracket kit. Tilted bracket kit. Busbar bracket kit. Cable hook pair
TBD | AUR-2S60-830-D1-SN-ST | image | datasheet | deeplink | TUNGSRAM - Tungsram Auriso - 46800lm - 427W - 3000K - 80CRI - TBD[SKU] - Bracket. Y-cable | 3.48 | Bracket. Y-cable | LED | 1 | 427 | [8 empty] | CE | [6 empty] | 20 | 3000 | 820x250x75 |  | 220-240V |  | 5 | A++ | 100° | 3 | 80 |  | 3000 |  | 67000 | >=0.95 | 163000 |  |  | 109.6019 |  |  | 9 | D1 | 25 | max. 10% at 100.000 hrs |  | Available | 830/339 | Cx=0.4338;Cy=0.4030 | Class I | IK08 | IP20 | IP20 | 45 | 2320 | -25 | 1 | 427 | RAL9016 | 50-60Hz | Passive | LED | embedded sensor system | High Bay Rectangular | Tungsram Auriso | Indoor industrial |  | 28 | 46800 | Yes |  | risk group 1 |  | Bracket kit. Tilted bracket kit. Busbar bracket kit. Cable hook pair
TBD | AUR-2S60-750-D1-SN-ST | image | datasheet | deeplink | TUNGSRAM - Tungsram Auriso - 52500lm - 427W - 5000K - 70CRI - TBD[SKU] - Bracket. Y-cable | 3.48 | Bracket. Y-cable | LED | 1 | 427 | [8 empty] | CE | [6 empty] | 20 | 5000 | 820x250x75 |  | 220-240V |  | 5 | A++ | 100° | 3 | 70 |  | 5000 |  | 67000 | >=0.95 | 163000 |  |  | 122.9508 |  |  | 9 | D1 | 25 | max. 10% at 100.000 hrs |  | Available | 750/339 | Cx=0.3447;Cy=0.3553 | Class I | IK08 | IP20 | IP20 | 45 | 2320 | -25 | 1 | 427 | RAL9016 | 50-60Hz | Passive | LED | embedded sensor system | High Bay Rectangular | Tungsram Auriso | Indoor industrial |  | 28.4 | 52500 | Yes |  | risk group 1 |  | Bracket kit. Tilted bracket kit. Busbar bracket kit. Cable hook pair
TBD | AUR-2S60-740-D1-SN-ST | image | datasheet | deeplink | TUNGSRAM - Tungsram Auriso - 52300lm - 427W - 4000K - 70CRI - TBD[SKU] - Bracket. Y-cable | 3.48 | Bracket. Y-cable | LED | 1 | 427 | [8 empty] | CE | [6 empty] | 20 | 4000 | 820x250x75 |  | 220-240V |  | 5 | A++ | 100° | 3 | 70 |  | 4000 |  | 67000 | >=0.95 | 163000 |  |  | 122.4824 |  |  | 9 | D1 | 25 | max. 10% at 100.000 hrs |  | Available | 740/339 | Cx=0.4338;Cy=0.4030 | Class I | IK08 | IP20 | IP20 | 45 | 2320 | -25 | 1 | 427 | RAL9016 | 50-60Hz | Passive | LED | embedded sensor system | High Bay Rectangular | Tungsram Auriso | Indoor industrial |  | 28.4 | 52300 | Yes |  | risk group 1 |  | Bracket kit. Tilted bracket kit. Busbar bracket kit. Cable hook pair
TBD | AUR-2S60-730-D1-SN-ST | image | datasheet | deeplink | TUNGSRAM - Tungsram Auriso - 50900lm - 427W - 3000K - 70CRI - TBD[SKU] - Bracket. Y-cable | 3.48 | Bracket. Y-cable | LED | 1 | 427 | [8 empty] | CE | [6 empty] | 20 | 3000 | 820x250x75 |  | 220-240V |  | 5 | A++ | 100° | 3 | 70 |  | 3000 |  | 67000 | >=0.95 | 163000 |  |  | 119.2037 |  |  | 9 | D1 | 25 | max. 10% at 100.000 hrs |  | Available | 730/339 | Cx=0.4338;Cy=0.4030 | Class I | IK08 | IP20 | IP20 | 45 | 2320 | -25 | 1 | 427 | RAL9016 | 50-60Hz | Passive | LED | embedded sensor system | High Bay Rectangular | Tungsram Auriso | Indoor industrial |  | 28.3 | 50900 | Yes |  | risk group 1 |  | Bracket kit. Tilted bracket kit. Busbar bracket kit. Cable hook pair
TBD | AUR-2S60-850-C1-SN-ST | image | datasheet | deeplink | TUNGSRAM - Tungsram Auriso - 56700lm - 427W - 5000K - 80CRI - TBD[SKU] - Bracket. Y-cable | 3.48 | Bracket. Y-cable | LED | 1 | 427 | [8 empty] | CE | [6 empty] | 20 | 5000 | 820x250x75 |  | 220-240V |  | 5 | A++ | 110° | 3 | 80 |  | 5000 |  | 67000 | >=0.95 | 163000 |  |  | 132.7869 |  |  | 9 | C1 | 25 | max. 10% at 100.000 hrs |  | Available | 850/339 | Cx=0.3447;Cy=0.3553 | Class I | IK08 | IP20 | IP20 | 45 | 2320 | -25 | 1 | 427 | RAL9016 | 50-60Hz | Passive | LED | embedded sensor system | High Bay Rectangular | Tungsram Auriso | Indoor industrial |  | 28 | 56700 | Yes |  | risk group 1 |  | Bracket kit. Tilted bracket kit. Busbar bracket kit. Cable hook pair
TBD | AUR-2S60-840-C1-SN-ST | image | datasheet | deeplink | TUNGSRAM - Tungsram Auriso - 55200lm - 427W - 4000K - 80CRI - TBD[SKU] - Bracket. Y-cable | 3.48 | Bracket. Y-cable | LED | 1 | 427 | [8 empty] | CE | [6 empty] | 20 | 4000 | 820x250x75 |  | 220-240V |  | 5 | A++ | 110° | 3 | 80 |  | 4000 |  | 67000 | >=0.95 | 163000 |  |  | 129.274 |  |  | 9 | C1 | 25 | max. 10% at 100.000 hrs |  | Available | 840/339 | Cx=0.3818;Cy=0.3797 | Class I | IK08 | IP20 | IP20 | 45 | 2320 | -25 | 1 | 427 | RAL9016 | 50-60Hz | Passive | LED | embedded sensor system | High Bay Rectangular | Tungsram Auriso | Indoor industrial |  | 28 | 55200 | Yes |  | risk group 1 |  | Bracket kit. Tilted bracket kit. Busbar bracket kit. Cable hook pair
TBD | AUR-2S60-830-C1-SN-ST | image | datasheet | deeplink | TUNGSRAM - Tungsram Auriso - 52000lm - 427W - 3000K - 80CRI - TBD[SKU] - Bracket. Y-cable | 3.48 | Bracket. Y-cable | LED | 1 | 427 | [8 empty] | CE | [6 empty] | 20 | 3000 | 820x250x75 |  | 220-240V |  | 5 | A++ | 110° | 3 | 80 |  | 3000 |  | 67000 | >=0.95 | 163000 |  |  | 121.7799 |  |  | 9 | C1 | 25 | max. 10% at 100.000 hrs |  | Available | 830/339 | Cx=0.4338;Cy=0.4030 | Class I | IK08 | IP20 | IP20 | 45 | 2320 | -25 | 1 | 427 | RAL9016 | 50-60Hz | Passive | LED | embedded sensor system | High Bay Rectangular | Tungsram Auriso | Indoor industrial |  | 27.9 | 52000 | Yes |  | risk group 1 |  | Bracket kit. Tilted bracket kit. Busbar bracket kit. Cable hook pair
TBD | AUR-2S60-750-C1-SN-ST | image | datasheet | deeplink | TUNGSRAM - Tungsram Auriso - 58300lm - 427W - 5000K - 70CRI - TBD[SKU] - Bracket. Y-cable | 3.48 | Bracket. Y-cable | LED | 1 | 427 | [8 empty] | CE | [6 empty] | 20 | 5000 | 820x250x75 |  | 220-240V |  | 5 | A++ | 110° | 3 | 70 |  | 5000 |  | 67000 | >=0.95 | 163000 |  |  | 136.534 |  |  | 9 | C1 | 25 | max. 10% at 100.000 hrs |  | Available | 750/339 | Cx=0.3447;Cy=0.3553 | Class I | IK08 | IP20 | IP20 | 45 | 2320 | -25 | 1 | 427 | RAL9016 | 50-60Hz | Passive | LED | embedded sensor system | High Bay Rectangular | Tungsram Auriso | Indoor industrial |  | 28.3 | 58300 | Yes |  | risk group 1 |  | Bracket kit. Tilted bracket kit. Busbar bracket kit. Cable hook pair
TBD | AUR-2S60-740-C1-SN-ST | image | datasheet | deeplink | TUNGSRAM - Tungsram Auriso - 58100lm - 427W - 4000K - 70CRI - TBD[SKU] - Bracket. Y-cable | 3.48 | Bracket. Y-cable | LED | 1 | 427 | [8 empty] | CE | [6 empty] | 20 | 4000 | 820x250x75 |  | 220-240V |  | 5 | A++ | 110° | 3 | 70 |  | 4000 |  | 67000 | >=0.95 | 163000 |  |  | 136.0656 |  |  | 9 | C1 | 25 | max. 10% at 100.000 hrs |  | Available | 740/339 | Cx=0.4338;Cy=0.4030 | Class I | IK08 | IP20 | IP20 | 45 | 2320 | -25 | 1 | 427 | RAL9016 | 50-60Hz | Passive | LED | embedded sensor system | High Bay Rectangular | Tungsram Auriso | Indoor industrial |  | 28.3 | 58100 | Yes |  | risk group 1 |  | Bracket kit. Tilted bracket kit. Busbar bracket kit. Cable hook pair
TBD | AUR-2S60-730-C1-SN-ST | image | datasheet | deeplink | TUNGSRAM - Tungsram Auriso - 56500lm - 427W - 3000K - 70CRI - TBD[SKU] - Bracket. Y-cable | 3.48 | Bracket. Y-cable | LED | 1 | 427 | [8 empty] | CE | [6 empty] | 20 | 3000 | 820x250x75 |  | 220-240V |  | 5 | A++ | 110° | 3 | 70 |  | 3000 |  | 67000 | >=0.95 | 163000 |  |  | 132.3185 |  |  | 9 | C1 | 25 | max. 10% at 100.000 hrs |  | Available | 730/339 | Cx=0.4338;Cy=0.4030 | Class I | IK08 | IP20 | IP20 | 45 | 2320 | -25 | 1 | 427 | RAL9016 | 50-60Hz | Passive | LED | embedded sensor system | High Bay Rectangular | Tungsram Auriso | Indoor industrial |  | 28.2 | 56500 | Yes |  | risk group 1 |  | Bracket kit. Tilted bracket kit. Busbar bracket kit. Cable hook pair
TBD | AUR-2S55-850-U8-SN-ST | image | datasheet | deeplink | TUNGSRAM - Tungsram Auriso - 48300lm - 381W - 5000K - 80CRI - TBD[SKU] - Bracket. Y-cable | 3.48 | Bracket. Y-cable | LED | 1 | 381 | [8 empty] | CE | [6 empty] | 20 | 5000 | 820x250x75 |  | 220-240V |  | 5 | A++ | 80° | 3 | 80 |  | 5000 |  | 71000 | >=0.95 | 173000 |  |  | 126.7717 |  |  | 9 | U8 | 25 | max. 10% at 100.000 hrs |  | Available | 850/339 | Cx=0.3447;Cy=0.3553 | Class I | IK08 | IP20 | IP20 | 45 | 2070 | -25 | 1 | 381 | RAL9016 | 50-60Hz | Passive | LED | embedded sensor system | High Bay Rectangular | Tungsram Auriso | Indoor industrial |  | 25.3 | 48300 | Yes |  | risk group 1 |  | Bracket kit. Tilted bracket kit. Busbar bracket kit. Cable hook pair
TBD | AUR-2S55-840-U8-SN-ST | image | datasheet | deeplink | TUNGSRAM - Tungsram Auriso - 47100lm - 381W - 4000K - 80CRI - TBD[SKU] - Bracket. Y-cable | 3.48 | Bracket. Y-cable | LED | 1 | 381 | [8 empty] | CE | [6 empty] | 20 | 4000 | 820x250x75 |  | 220-240V |  | 5 | A++ | 80° | 3 | 80 |  | 4000 |  | 71000 | >=0.95 | 173000 |  |  | 123.622 |  |  | 9 | U8 | 25 | max. 10% at 100.000 hrs |  | Available | 840/339 | Cx=0.3818;Cy=0.3797 | Class I | IK08 | IP20 | IP20 | 45 | 2070 | -25 | 1 | 381 | RAL9016 | 50-60Hz | Passive | LED | embedded sensor system | High Bay Rectangular | Tungsram Auriso | Indoor industrial |  | 25.3 | 47100 | Yes |  | risk group 1 |  | Bracket kit. Tilted bracket kit. Busbar bracket kit. Cable hook pair
TBD | AUR-2S55-830-U8-SN-ST | image | datasheet | deeplink | TUNGSRAM - Tungsram Auriso - 44400lm - 381W - 3000K - 80CRI - TBD[SKU] - Bracket. Y-cable | 3.48 | Bracket. Y-cable | LED | 1 | 381 | [8 empty] | CE | [6 empty] | 20 | 3000 | 820x250x75 |  | 220-240V |  | 5 | A++ | 80° | 3 | 80 |  | 3000 |  | 71000 | >=0.95 | 173000 |  |  | 116.5354 |  |  | 9 | U8 | 25 | max. 10% at 100.000 hrs |  | Available | 830/339 | Cx=0.4338;Cy=0.4030 | Class I | IK08 | IP20 | IP20 | 45 | 2070 | -25 | 1 | 381 | RAL9016 | 50-60Hz | Passive | LED | embedded sensor system | High Bay Rectangular | Tungsram Auriso | Indoor industrial |  | 25.2 | 44400 | Yes |  | risk group 1 |  | Bracket kit. Tilted bracket kit. Busbar bracket kit. Cable hook pair
TBD | AUR-2S55-750-U8-SN-ST | image | datasheet | deeplink | TUNGSRAM - Tungsram Auriso - 49700lm - 381W - 5000K - 70CRI - TBD[SKU] - Bracket. Y-cable | 3.48 | Bracket. Y-cable | LED | 1 | 381 | [8 empty] | CE | [6 empty] | 20 | 5000 | 820x250x75 |  | 220-240V |  | 5 | A++ | 80° | 3 | 70 |  | 5000 |  | 71000 | >=0.95 | 173000 |  |  | 130.4462 |  |  | 9 | U8 | 25 | max. 10% at 100.000 hrs |  | Available | 750/339 | Cx=0.3447;Cy=0.3553 | Class I | IK08 | IP20 | IP20 | 45 | 2070 | -25 | 1 | 381 | RAL9016 | 50-60Hz | Passive | LED | embedded sensor system | High Bay Rectangular | Tungsram Auriso | Indoor industrial |  | 25.6 | 49700 | Yes |  | risk group 1 |  | Bracket kit. Tilted bracket kit. Busbar bracket kit. Cable hook pair
TBD | AUR-2S55-740-U8-SN-ST | image | datasheet | deeplink | TUNGSRAM - Tungsram Auriso - 49600lm - 381W - 4000K - 70CRI - TBD[SKU] - Bracket. Y-cable | 3.48 | Bracket. Y-cable | LED | 1 | 381 | [8 empty] | CE | [6 empty] | 20 | 4000 | 820x250x75 |  | 220-240V |  | 5 | A++ | 80° | 3 | 70 |  | 4000 |  | 71000 | >=0.95 | 173000 |  |  | 130.1837 |  |  | 9 | U8 | 25 | max. 10% at 100.000 hrs |  | Available | 740/339 | Cx=0.4338;Cy=0.4030 | Class I | IK08 | IP20 | IP20 | 45 | 2070 | -25 | 1 | 381 | RAL9016 | 50-60Hz | Passive | LED | embedded sensor system | High Bay Rectangular | Tungsram Auriso | Indoor industrial |  | 25.6 | 49600 | Yes |  | risk group 1 |  | Bracket kit. Tilted bracket kit. Busbar bracket kit. Cable hook pair
TBD | AUR-2S55-730-U8-SN-ST | image | datasheet | deeplink | TUNGSRAM - Tungsram Auriso - 48200lm - 381W - 3000K - 70CRI - TBD[SKU] - Bracket. Y-cable | 3.48 | Bracket. Y-cable | LED | 1 | 381 | [8 empty] | CE | [6 empty] | 20 | 3000 | 820x250x75 |  | 220-240V |  | 5 | A++ | 80° | 3 | 70 |  | 3000 |  | 71000 | >=0.95 | 173000 |  |  | 126.5092 |  |  | 9 | U8 | 25 | max. 10% at 100.000 hrs |  | Available | 730/339 | Cx=0.4338;Cy=0.4030 | Class I | IK08 | IP20 | IP20 | 45 | 2070 | -25 | 1 | 381 | RAL9016 | 50-60Hz | Passive | LED | embedded sensor system | High Bay Rectangular | Tungsram Auriso | Indoor industrial |  | 25.4 | 48200 | Yes |  | risk group 1 |  | Bracket kit. Tilted bracket kit. Busbar bracket kit. Cable hook pair
TBD | AUR-2S55-850-U6-SN-ST | image | datasheet | deeplink | TUNGSRAM - Tungsram Auriso - 44200lm - 381W - 5000K - 80CRI - TBD[SKU] - Bracket. Y-cable | 3.48 | Bracket. Y-cable | LED | 1 | 381 | [8 empty] | CE | [6 empty] | 20 | 5000 | 820x250x75 |  | 220-240V |  | 5 | A++ | 65° | 3 | 80 |  | 5000 |  | 71000 | >=0.95 | 173000 |  |  | 116.0105 |  |  | 9 | U6 | 25 | max. 10% at 100.000 hrs |  | Available | 850/339 | Cx=0.3447;Cy=0.3553 | Class I | IK08 | IP50 | IP20 | 45 | 2070 | -25 | 1 | 381 | RAL9016 | 50-60Hz | Passive | LED | embedded sensor system | High Bay Rectangular | Tungsram Auriso | Indoor industrial |  | 23.9 | 44200 | Yes |  | risk group 1 |  | Bracket kit. Tilted bracket kit. Busbar bracket kit. Cable hook pair
TBD | AUR-2S55-840-U6-SN-ST | image | datasheet | deeplink | TUNGSRAM - Tungsram Auriso - 43000lm - 381W - 4000K - 80CRI - TBD[SKU] - Bracket. Y-cable | 3.48 | Bracket. Y-cable | LED | 1 | 381 | [8 empty] | CE | [6 empty] | 20 | 4000 | 820x250x75 |  | 220-240V |  | 5 | A++ | 65° | 3 | 80 |  | 4000 |  | 71000 | >=0.95 | 173000 |  |  | 112.8609 |  |  | 9 | U6 | 25 | max. 10% at 100.000 hrs |  | Available | 840/339 | Cx=0.3818;Cy=0.3797 | Class I | IK08 | IP50 | IP20 | 45 | 2070 | -25 | 1 | 381 | RAL9016 | 50-60Hz | Passive | LED | embedded sensor system | High Bay Rectangular | Tungsram Auriso | Indoor industrial |  | 23.9 | 43000 | Yes |  | risk group 1 |  | Bracket kit. Tilted bracket kit. Busbar bracket kit. Cable hook pair
TBD | AUR-2S55-830-U6-SN-ST | image | datasheet | deeplink | TUNGSRAM - Tungsram Auriso - 40500lm - 381W - 3000K - 80CRI - TBD[SKU] - Bracket. Y-cable | 3.48 | Bracket. Y-cable | LED | 1 | 381 | [8 empty] | CE | [6 empty] | 20 | 3000 | 820x250x75 |  | 220-240V |  | 5 | A++ | 65° | 3 | 80 |  | 3000 |  | 71000 | >=0.95 | 173000 |  |  | 106.2992 |  |  | 9 | U6 | 25 | max. 10% at 100.000 hrs |  | Available | 830/339 | Cx=0.4338;Cy=0.4030 | Class I | IK08 | IP50 | IP20 | 45 | 2070 | -25 | 1 | 381 | RAL9016 | 50-60Hz | Passive | LED | embedded sensor system | High Bay Rectangular | Tungsram Auriso | Indoor industrial |  | 23.8 | 40500 | Yes |  | risk group 1 |  | Bracket kit. Tilted bracket kit. Busbar bracket kit. Cable hook pair
TBD | AUR-2S55-750-U6-SN-ST | image | datasheet | deeplink | TUNGSRAM - Tungsram Auriso - 45400lm - 381W - 5000K - 70CRI - TBD[SKU] - Bracket. Y-cable | 3.48 | Bracket. Y-cable | LED | 1 | 381 | [8 empty] | CE | [6 empty] | 20 | 5000 | 820x250x75 |  | 220-240V |  | 5 | A++ | 65° | 3 | 70 |  | 5000 |  | 71000 | >=0.95 | 173000 |  |  | 119.1601 |  |  | 9 | U6 | 25 | max. 10% at 100.000 hrs |  | Available | 750/339 | Cx=0.3447;Cy=0.3553 | Class I | IK08 | IP50 | IP20 | 45 | 2070 | -25 | 1 | 381 | RAL9016 | 50-60Hz | Passive | LED | embedded sensor system | High Bay Rectangular | Tungsram Auriso | Indoor industrial |  | 24.2 | 45400 | Yes |  | risk group 1 |  | Bracket kit. Tilted bracket kit. Busbar bracket kit. Cable hook pair
TBD | AUR-2S55-740-U6-SN-ST | image | datasheet | deeplink | TUNGSRAM - Tungsram Auriso - 45300lm - 381W - 4000K - 70CRI - TBD[SKU] - Bracket. Y-cable | 3.48 | Bracket. Y-cable | LED | 1 | 381 | [8 empty] | CE | [6 empty] | 20 | 4000 | 820x250x75 |  | 220-240V |  | 5 | A++ | 65° | 3 | 70 |  | 4000 |  | 71000 | >=0.95 | 173000 |  |  | 118.8976 |  |  | 9 | U6 | 25 | max. 10% at 100.000 hrs |  | Available | 740/339 | Cx=0.4338;Cy=0.4030 | Class I | IK08 | IP50 | IP20 | 45 | 2070 | -25 | 1 | 381 | RAL9016 | 50-60Hz | Passive | LED | embedded sensor system | High Bay Rectangular | Tungsram Auriso | Indoor industrial |  | 24.2 | 45300 | Yes |  | risk group 1 |  | Bracket kit. Tilted bracket kit. Busbar bracket kit. Cable hook pair
TBD | AUR-2S55-730-U6-SN-ST | image | datasheet | deeplink | TUNGSRAM - Tungsram Auriso - 44000lm - 381W - 3000K - 70CRI - TBD[SKU] - Bracket. Y-cable | 3.48 | Bracket. Y-cable | LED | 1 | 381 | [8 empty] | CE | [6 empty] | 20 | 3000 | 820x250x75 |  | 220-240V |  | 5 | A++ | 65° | 3 | 70 |  | 3000 |  | 71000 | >=0.95 | 173000 |  |  | 115.4856 |  |  | 9 | U6 | 25 | max. 10% at 100.000 hrs |  | Available | 730/339 | Cx=0.4338;Cy=0.4030 | Class I | IK08 | IP50 | IP20 | 45 | 2070 | -25 | 1 | 381 | RAL9016 | 50-60Hz | Passive | LED | embedded sensor system | High Bay Rectangular | Tungsram Auriso | Indoor industrial |  | 24.1 | 44000 | Yes |  | risk group 1 |  | Bracket kit. Tilted bracket kit. Busbar bracket kit. Cable hook pair
TBD | AUR-2S55-850-U4-SN-ST | image | datasheet | deeplink | TUNGSRAM - Tungsram Auriso - 46000lm - 381W - 5000K - 80CRI - TBD[SKU] - Bracket. Y-cable | 3.48 | Bracket. Y-cable | LED | 1 | 381 | [8 empty] | CE | [6 empty] | 20 | 5000 | 820x250x75 |  | 220-240V |  | 5 | A++ | 45° | 3 | 80 |  | 5000 |  | 71000 | >=0.95 | 173000 |  |  | 120.7349 |  |  | 9 | U4 | 25 | max. 10% at 100.000 hrs |  | Available | 850/339 | Cx=0.3447;Cy=0.3553 | Class I | IK08 | IP50 | IP20 | 45 | 2070 | -25 | 1 | 381 | RAL9016 | 50-60Hz | Passive | LED | embedded sensor system | High Bay Rectangular | Tungsram Auriso | Indoor industrial |  | 23.2 | 46000 | Yes |  | risk group 1 |  | Bracket kit. Tilted bracket kit. Busbar bracket kit. Cable hook pair
TBD | AUR-2S55-840-U4-SN-ST | image | datasheet | deeplink | TUNGSRAM - Tungsram Auriso - 44900lm - 381W - 4000K - 80CRI - TBD[SKU] - Bracket. Y-cable | 3.48 | Bracket. Y-cable | LED | 1 | 381 | [8 empty] | CE | [6 empty] | 20 | 4000 | 820x250x75 |  | 220-240V |  | 5 | A++ | 45° | 3 | 80 |  | 4000 |  | 71000 | >=0.95 | 173000 |  |  | 117.8478 |  |  | 9 | U4 | 25 | max. 10% at 100.000 hrs |  | Available | 840/339 | Cx=0.3818;Cy=0.3797 | Class I | IK08 | IP50 | IP20 | 45 | 2070 | -25 | 1 | 381 | RAL9016 | 50-60Hz | Passive | LED | embedded sensor system | High Bay Rectangular | Tungsram Auriso | Indoor industrial |  | 23.2 | 44900 | Yes |  | risk group 1 |  | Bracket kit. Tilted bracket kit. Busbar bracket kit. Cable hook pair
TBD | AUR-2S55-830-U4-SN-ST | image | datasheet | deeplink | TUNGSRAM - Tungsram Auriso - 42300lm - 381W - 3000K - 80CRI - TBD[SKU] - Bracket. Y-cable | 3.48 | Bracket. Y-cable | LED | 1 | 381 | [8 empty] | CE | [6 empty] | 20 | 3000 | 820x250x75 |  | 220-240V |  | 5 | A++ | 45° | 3 | 80 |  | 3000 |  | 71000 | >=0.95 | 173000 |  |  | 111.0236 |  |  | 9 | U4 | 25 | max. 10% at 100.000 hrs |  | Available | 830/339 | Cx=0.4338;Cy=0.4030 | Class I | IK08 | IP50 | IP20 | 45 | 2070 | -25 | 1 | 381 | RAL9016 | 50-60Hz | Passive | LED | embedded sensor system | High Bay Rectangular | Tungsram Auriso | Indoor industrial |  | 23.1 | 42300 | Yes |  | risk group 1 |  | Bracket kit. Tilted bracket kit. Busbar bracket kit. Cable hook pair
TBD | AUR-2S55-750-U4-SN-ST | image | datasheet | deeplink | TUNGSRAM - Tungsram Auriso - 47400lm - 381W - 5000K - 70CRI - TBD[SKU] - Bracket. Y-cable | 3.48 | Bracket. Y-cable | LED | 1 | 381 | [8 empty] | CE | [6 empty] | 20 | 5000 | 820x250x75 |  | 220-240V |  | 5 | A++ | 45° | 3 | 70 |  | 5000 |  | 71000 | >=0.95 | 173000 |  |  | 124.4094 |  |  | 9 | U4 | 25 | max. 10% at 100.000 hrs |  | Available | 750/339 | Cx=0.3447;Cy=0.3553 | Class I | IK08 | IP50 | IP20 | 45 | 2070 | -25 | 1 | 381 | RAL9016 | 50-60Hz | Passive | LED | embedded sensor system | High Bay Rectangular | Tungsram Auriso | Indoor industrial |  | 23.5 | 47400 | Yes |  | risk group 1 |  | Bracket kit. Tilted bracket kit. Busbar bracket kit. Cable hook pair
TBD | AUR-2S55-740-U4-SN-ST | image | datasheet | deeplink | TUNGSRAM - Tungsram Auriso - 47200lm - 381W - 4000K - 70CRI - TBD[SKU] - Bracket. Y-cable | 3.48 | Bracket. Y-cable | LED | 1 | 381 | [8 empty] | CE | [6 empty] | 20 | 4000 | 820x250x75 |  | 220-240V |  | 5 | A++ | 45° | 3 | 70 |  | 4000 |  | 71000 | >=0.95 | 173000 |  |  | 123.8845 |  |  | 9 | U4 | 25 | max. 10% at 100.000 hrs |  | Available | 740/339 | Cx=0.4338;Cy=0.4030 | Class I | IK08 | IP50 | IP20 | 45 | 2070 | -25 | 1 | 381 | RAL9016 | 50-60Hz | Passive | LED | embedded sensor system | High Bay Rectangular | Tungsram Auriso | Indoor industrial |  | 23.5 | 47200 | Yes |  | risk group 1 |  | Bracket kit. Tilted bracket kit. Busbar bracket kit. Cable hook pair
TBD | AUR-2S55-730-U4-SN-ST | image | datasheet | deeplink | TUNGSRAM - Tungsram Auriso - 45900lm - 381W - 3000K - 70CRI - TBD[SKU] - Bracket. Y-cable | 3.48 | Bracket. Y-cable | LED | 1 | 381 | [8 empty] | CE | [6 empty] | 20 | 3000 | 820x250x75 |  | 220-240V |  | 5 | A++ | 45° | 3 | 70 |  | 3000 |  | 71000 | >=0.95 | 173000 |  |  | 120.4724 |  |  | 9 | U4 | 25 | max. 10% at 100.000 hrs |  | Available | 730/339 | Cx=0.4338;Cy=0.4030 | Class I | IK08 | IP50 | IP20 | 45 | 2070 | -25 | 1 | 381 | RAL9016 | 50-60Hz | Passive | LED | embedded sensor system | High Bay Rectangular | Tungsram Auriso | Indoor industrial |  | 23.4 | 45900 | Yes |  | risk group 1 |  | Bracket kit. Tilted bracket kit. Busbar bracket kit. Cable hook pair
TBD | AUR-2S55-850-L9-SN-ST | image | datasheet | deeplink | TUNGSRAM - Tungsram Auriso - 55900lm - 381W - 5000K - 80CRI - TBD[SKU] - Bracket. Y-cable | 3.48 | Bracket. Y-cable | LED | 1 | 381 | [8 empty] | CE | [6 empty] | 20 | 5000 | 820x250x75 |  | 220-240V |  | 5 | A++ | 90° | 3 | 80 |  | 5000 |  | 71000 | >=0.95 | 173000 |  |  | 146.7192 |  |  | 9 | L9 | 25 | max. 10% at 100.000 hrs |  | Available | 850/339 | Cx=0.3447;Cy=0.3553 | Class I | IK08 | IP50 | IP20 | 45 | 2070 | -25 | 1 | 381 | RAL9016 | 50-60Hz | Passive | LED | embedded sensor system | High Bay Rectangular | Tungsram Auriso | Indoor industrial |  | 25.7 | 55900 | Yes |  | risk group 1 |  | Bracket kit. Tilted bracket kit. Busbar bracket kit. Cable hook pair
TBD | AUR-2S55-840-L9-SN-ST | image | datasheet | deeplink | TUNGSRAM - Tungsram Auriso - 54400lm - 381W - 4000K - 80CRI - TBD[SKU] - Bracket. Y-cable | 3.48 | Bracket. Y-cable | LED | 1 | 381 | [8 empty] | CE | [6 empty] | 20 | 4000 | 820x250x75 |  | 220-240V |  | 5 | A++ | 90° | 3 | 80 |  | 4000 |  | 71000 | >=0.95 | 173000 |  |  | 142.7822 |  |  | 9 | L9 | 25 | max. 10% at 100.000 hrs |  | Available | 840/339 | Cx=0.3818;Cy=0.3797 | Class I | IK08 | IP50 | IP20 | 45 | 2070 | -25 | 1 | 381 | RAL9016 | 50-60Hz | Passive | LED | embedded sensor system | High Bay Rectangular | Tungsram Auriso | Indoor industrial |  | 25.7 | 54400 | Yes |  | risk group 1 |  | Bracket kit. Tilted bracket kit. Busbar bracket kit. Cable hook pair
TBD | AUR-2S55-830-L9-SN-ST | image | datasheet | deeplink | TUNGSRAM - Tungsram Auriso - 51300lm - 381W - 3000K - 80CRI - TBD[SKU] - Bracket. Y-cable | 3.48 | Bracket. Y-cable | LED | 1 | 381 | [8 empty] | CE | [6 empty] | 20 | 3000 | 820x250x75 |  | 220-240V |  | 5 | A++ | 90° | 3 | 80 |  | 3000 |  | 71000 | >=0.95 | 173000 |  |  | 134.6457 |  |  | 9 | L9 | 25 | max. 10% at 100.000 hrs |  | Available | 830/339 | Cx=0.4338;Cy=0.4030 | Class I | IK08 | IP50 | IP20 | 45 | 2070 | -25 | 1 | 381 | RAL9016 | 50-60Hz | Passive | LED | embedded sensor system | High Bay Rectangular | Tungsram Auriso | Indoor industrial |  | 25.6 | 51300 | Yes |  | risk group 1 |  | Bracket kit. Tilted bracket kit. Busbar bracket kit. Cable hook pair
TBD | AUR-2S55-750-L9-SN-ST | image | datasheet | deeplink | TUNGSRAM - Tungsram Auriso - 57400lm - 381W - 5000K - 70CRI - TBD[SKU] - Bracket. Y-cable | 3.48 | Bracket. Y-cable | LED | 1 | 381 | [8 empty] | CE | [6 empty] | 20 | 5000 | 820x250x75 |  | 220-240V |  | 5 | A++ | 90° | 3 | 70 |  | 5000 |  | 71000 | >=0.95 | 173000 |  |  | 150.6562 |  |  | 9 | L9 | 25 | max. 10% at 100.000 hrs |  | Available | 750/339 | Cx=0.3447;Cy=0.3553 | Class I | IK08 | IP50 | IP20 | 45 | 2070 | -25 | 1 | 381 | RAL9016 | 50-60Hz | Passive | LED | embedded sensor system | High Bay Rectangular | Tungsram Auriso | Indoor industrial |  | 26 | 57400 | Yes |  | risk group 1 |  | Bracket kit. Tilted bracket kit. Busbar bracket kit. Cable hook pair
TBD | AUR-2S55-740-L9-SN-ST | image | datasheet | deeplink | TUNGSRAM - Tungsram Auriso - 57300lm - 381W - 4000K - 70CRI - TBD[SKU] - Bracket. Y-cable | 3.48 | Bracket. Y-cable | LED | 1 | 381 | [8 empty] | CE | [6 empty] | 20 | 4000 | 820x250x75 |  | 220-240V |  | 5 | A++ | 90° | 3 | 70 |  | 4000 |  | 71000 | >=0.95 | 173000 |  |  | 150.3937 |  |  | 9 | L9 | 25 | max. 10% at 100.000 hrs |  | Available | 740/339 | Cx=0.4338;Cy=0.4030 | Class I | IK08 | IP50 | IP20 | 45 | 2070 | -25 | 1 | 381 | RAL9016 | 50-60Hz | Passive | LED | embedded sensor system | High Bay Rectangular | Tungsram Auriso | Indoor industrial |  | 26 | 57300 | Yes |  | risk group 1 |  | Bracket kit. Tilted bracket kit. Busbar bracket kit. Cable hook pair
TBD | AUR-2S55-730-L9-SN-ST | image | datasheet | deeplink | TUNGSRAM - Tungsram Auriso - 55700lm - 381W - 3000K - 70CRI - TBD[SKU] - Bracket. Y-cable | 3.48 | Bracket. Y-cable | LED | 1 | 381 | [8 empty] | CE | [6 empty] | 20 | 3000 | 820x250x75 |  | 220-240V |  | 5 | A++ | 90° | 3 | 70 |  | 3000 |  | 71000 | >=0.95 | 173000 |  |  | 146.1942 |  |  | 9 | L9 | 25 | max. 10% at 100.000 hrs |  | Available | 730/339 | Cx=0.4338;Cy=0.4030 | Class I | IK08 | IP50 | IP20 | 45 | 2070 | -25 | 1 | 381 | RAL9016 | 50-60Hz | Passive | LED | embedded sensor system | High Bay Rectangular | Tungsram Auriso | Indoor industrial |  | 25.8 | 55700 | Yes |  | risk group 1 |  | Bracket kit. Tilted bracket kit. Busbar bracket kit. Cable hook pair
TBD | AUR-2S55-850-L6-SN-ST | image | datasheet | deeplink | TUNGSRAM - Tungsram Auriso - 53700lm - 381W - 5000K - 80CRI - TBD[SKU] - Bracket. Y-cable | 3.48 | Bracket. Y-cable | LED | 1 | 381 | [8 empty] | CE | [6 empty] | 20 | 5000 | 820x250x75 |  | 220-240V |  | 5 | A++ | 70° | 3 | 80 |  | 5000 |  | 71000 | >=0.95 | 173000 |  |  | 140.9449 |  |  | 9 | L6 | 25 | max. 10% at 100.000 hrs |  | Available | 850/339 | Cx=0.3447;Cy=0.3553 | Class I | IK08 | IP50 | IP20 | 45 | 2070 | -25 | 1 | 381 | RAL9016 | 50-60Hz | Passive | LED | embedded sensor system | High Bay Rectangular | Tungsram Auriso | Indoor industrial |  | 24.2 | 53700 | Yes |  | risk group 1 |  | Bracket kit. Tilted bracket kit. Busbar bracket kit. Cable hook pair
TBD | AUR-2S55-840-L6-SN-ST | image | datasheet | deeplink | TUNGSRAM - Tungsram Auriso - 52300lm - 381W - 4000K - 80CRI - TBD[SKU] - Bracket. Y-cable | 3.48 | Bracket. Y-cable | LED | 1 | 381 | [8 empty] | CE | [6 empty] | 20 | 4000 | 820x250x75 |  | 220-240V |  | 5 | A++ | 70° | 3 | 80 |  | 4000 |  | 71000 | >=0.95 | 173000 |  |  | 137.2703 |  |  | 9 | L6 | 25 | max. 10% at 100.000 hrs |  | Available | 840/339 | Cx=0.3818;Cy=0.3797 | Class I | IK08 | IP50 | IP20 | 45 | 2070 | -25 | 1 | 381 | RAL9016 | 50-60Hz | Passive | LED | embedded sensor system | High Bay Rectangular | Tungsram Auriso | Indoor industrial |  | 24.2 | 52300 | Yes |  | risk group 1 |  | Bracket kit. Tilted bracket kit. Busbar bracket kit. Cable hook pair
TBD | AUR-2S55-830-L6-SN-ST | image | datasheet | deeplink | TUNGSRAM - Tungsram Auriso - 49300lm - 381W - 3000K - 80CRI - TBD[SKU] - Bracket. Y-cable | 3.48 | Bracket. Y-cable | LED | 1 | 381 | [8 empty] | CE | [6 empty] | 20 | 3000 | 820x250x75 |  | 220-240V |  | 5 | A++ | 70° | 3 | 80 |  | 3000 |  | 71000 | >=0.95 | 173000 |  |  | 129.3963 |  |  | 9 | L6 | 25 | max. 10% at 100.000 hrs |  | Available | 830/339 | Cx=0.4338;Cy=0.4030 | Class I | IK08 | IP50 | IP20 | 45 | 2070 | -25 | 1 | 381 | RAL9016 | 50-60Hz | Passive | LED | embedded sensor system | High Bay Rectangular | Tungsram Auriso | Indoor industrial |  | 24 | 49300 | Yes |  | risk group 1 |  | Bracket kit. Tilted bracket kit. Busbar bracket kit. Cable hook pair
TBD | AUR-2S55-750-L6-SN-ST | image | datasheet | deeplink | TUNGSRAM - Tungsram Auriso - 55200lm - 381W - 5000K - 70CRI - TBD[SKU] - Bracket. Y-cable | 3.48 | Bracket. Y-cable | LED | 1 | 381 | [8 empty] | CE | [6 empty] | 20 | 5000 | 820x250x75 |  | 220-240V |  | 5 | A++ | 70° | 3 | 70 |  | 5000 |  | 71000 | >=0.95 | 173000 |  |  | 144.8819 |  |  | 9 | L6 | 25 | max. 10% at 100.000 hrs |  | Available | 750/339 | Cx=0.3447;Cy=0.3553 | Class I | IK08 | IP50 | IP20 | 45 | 2070 | -25 | 1 | 381 | RAL9016 | 50-60Hz | Passive | LED | embedded sensor system | High Bay Rectangular | Tungsram Auriso | Indoor industrial |  | 24.4 | 55200 | Yes |  | risk group 1 |  | Bracket kit. Tilted bracket kit. Busbar bracket kit. Cable hook pair
TBD | AUR-2S55-740-L6-SN-ST | image | datasheet | deeplink | TUNGSRAM - Tungsram Auriso - 55100lm - 381W - 4000K - 70CRI - TBD[SKU] - Bracket. Y-cable | 3.48 | Bracket. Y-cable | LED | 1 | 381 | [8 empty] | CE | [6 empty] | 20 | 4000 | 820x250x75 |  | 220-240V |  | 5 | A++ | 70° | 3 | 70 |  | 4000 |  | 71000 | >=0.95 | 173000 |  |  | 144.6194 |  |  | 9 | L6 | 25 | max. 10% at 100.000 hrs |  | Available | 740/339 | Cx=0.4338;Cy=0.4030 | Class I | IK08 | IP50 | IP20 | 45 | 2070 | -25 | 1 | 381 | RAL9016 | 50-60Hz | Passive | LED | embedded sensor system | High Bay Rectangular | Tungsram Auriso | Indoor industrial |  | 24.4 | 55100 | Yes |  | risk group 1 |  | Bracket kit. Tilted bracket kit. Busbar bracket kit. Cable hook pair
TBD | AUR-2S55-730-L6-SN-ST | image | datasheet | deeplink | TUNGSRAM - Tungsram Auriso - 53500lm - 381W - 3000K - 70CRI - TBD[SKU] - Bracket. Y-cable | 3.48 | Bracket. Y-cable | LED | 1 | 381 | [8 empty] | CE | [6 empty] | 20 | 3000 | 820x250x75 |  | 220-240V |  | 5 | A++ | 70° | 3 | 70 |  | 3000 |  | 71000 | >=0.95 | 173000 |  |  | 140.4199 |  |  | 9 | L6 | 25 | max. 10% at 100.000 hrs |  | Available | 730/339 | Cx=0.4338;Cy=0.4030 | Class I | IK08 | IP50 | IP20 | 45 | 2070 | -25 | 1 | 381 | RAL9016 | 50-60Hz | Passive | LED | embedded sensor system | High Bay Rectangular | Tungsram Auriso | Indoor industrial |  | 24.3 | 53500 | Yes |  | risk group 1 |  | Bracket kit. Tilted bracket kit. Busbar bracket kit. Cable hook pair
TBD | AUR-2S55-850-L3-SN-ST | image | datasheet | deeplink | TUNGSRAM - Tungsram Auriso - 57000lm - 381W - 5000K - 80CRI - TBD[SKU] - Bracket. Y-cable | 3.48 | Bracket. Y-cable | LED | 1 | 381 | [8 empty] | CE | [6 empty] | 20 | 5000 | 820x250x75 |  | 220-240V |  | 5 | A++ | 35° | 3 | 80 |  | 5000 |  | 71000 | >=0.95 | 173000 |  |  | 149.6063 |  |  | 9 | L3 | 25 | max. 10% at 100.000 hrs |  | Available | 850/339 | Cx=0.3447;Cy=0.3553 | Class I | IK08 | IP50 | IP20 | 45 | 2070 | -25 | 1 | 381 | RAL9016 | 50-60Hz | Passive | LED | embedded sensor system | High Bay Rectangular | Tungsram Auriso | Indoor industrial |  | 19.8 | 57000 | Yes |  | risk group 1 |  | Bracket kit. Tilted bracket kit. Busbar bracket kit. Cable hook pair
TBD | AUR-2S55-840-L3-SN-ST | image | datasheet | deeplink | TUNGSRAM - Tungsram Auriso - 55600lm - 381W - 4000K - 80CRI - TBD[SKU] - Bracket. Y-cable | 3.48 | Bracket. Y-cable | LED | 1 | 381 | [8 empty] | CE | [6 empty] | 20 | 4000 | 820x250x75 |  | 220-240V |  | 5 | A++ | 35° | 3 | 80 |  | 4000 |  | 71000 | >=0.95 | 173000 |  |  | 145.9318 |  |  | 9 | L3 | 25 | max. 10% at 100.000 hrs |  | Available | 840/339 | Cx=0.3818;Cy=0.3797 | Class I | IK08 | IP50 | IP20 | 45 | 2070 | -25 | 1 | 381 | RAL9016 | 50-60Hz | Passive | LED | embedded sensor system | High Bay Rectangular | Tungsram Auriso | Indoor industrial |  | 19.8 | 55600 | Yes |  | risk group 1 |  | Bracket kit. Tilted bracket kit. Busbar bracket kit. Cable hook pair
TBD | AUR-2S55-830-L3-SN-ST | image | datasheet | deeplink | TUNGSRAM - Tungsram Auriso - 52300lm - 381W - 3000K - 80CRI - TBD[SKU] - Bracket. Y-cable | 3.48 | Bracket. Y-cable | LED | 1 | 381 | [8 empty] | CE | [6 empty] | 20 | 3000 | 820x250x75 |  | 220-240V |  | 5 | A++ | 35° | 3 | 80 |  | 3000 |  | 71000 | >=0.95 | 173000 |  |  | 137.2703 |  |  | 9 | L3 | 25 | max. 10% at 100.000 hrs |  | Available | 830/339 | Cx=0.4338;Cy=0.4030 | Class I | IK08 | IP50 | IP20 | 45 | 2070 | -25 | 1 | 381 | RAL9016 | 50-60Hz | Passive | LED | embedded sensor system | High Bay Rectangular | Tungsram Auriso | Indoor industrial |  | 19.6 | 52300 | Yes |  | risk group 1 |  | Bracket kit. Tilted bracket kit. Busbar bracket kit. Cable hook pair
TBD | AUR-2S55-750-L3-SN-ST | image | datasheet | deeplink | TUNGSRAM - Tungsram Auriso - 58600lm - 381W - 5000K - 70CRI - TBD[SKU] - Bracket. Y-cable | 3.48 | Bracket. Y-cable | LED | 1 | 381 | [8 empty] | CE | [6 empty] | 20 | 5000 | 820x250x75 |  | 220-240V |  | 5 | A++ | 35° | 3 | 70 |  | 5000 |  | 71000 | >=0.95 | 173000 |  |  | 153.8058 |  |  | 9 | L3 | 25 | max. 10% at 100.000 hrs |  | Available | 750/339 | Cx=0.3447;Cy=0.3553 | Class I | IK08 | IP50 | IP20 | 45 | 2070 | -25 | 1 | 381 | RAL9016 | 50-60Hz | Passive | LED | embedded sensor system | High Bay Rectangular | Tungsram Auriso | Indoor industrial |  | 20 | 58600 | Yes |  | risk group 1 |  | Bracket kit. Tilted bracket kit. Busbar bracket kit. Cable hook pair
TBD | AUR-2S55-740-L3-SN-ST | image | datasheet | deeplink | TUNGSRAM - Tungsram Auriso - 58500lm - 381W - 4000K - 70CRI - TBD[SKU] - Bracket. Y-cable | 3.48 | Bracket. Y-cable | LED | 1 | 381 | [8 empty] | CE | [6 empty] | 20 | 4000 | 820x250x75 |  | 220-240V |  | 5 | A++ | 35° | 3 | 70 |  | 4000 |  | 71000 | >=0.95 | 173000 |  |  | 153.5433 |  |  | 9 | L3 | 25 | max. 10% at 100.000 hrs |  | Available | 740/339 | Cx=0.4338;Cy=0.4030 | Class I | IK08 | IP50 | IP20 | 45 | 2070 | -25 | 1 | 381 | RAL9016 | 50-60Hz | Passive | LED | embedded sensor system | High Bay Rectangular | Tungsram Auriso | Indoor industrial |  | 20 | 58500 | Yes |  | risk group 1 |  | Bracket kit. Tilted bracket kit. Busbar bracket kit. Cable hook pair
TBD | AUR-2S55-730-L3-SN-ST | image | datasheet | deeplink | TUNGSRAM - Tungsram Auriso - 56900lm - 381W - 3000K - 70CRI - TBD[SKU] - Bracket. Y-cable | 3.48 | Bracket. Y-cable | LED | 1 | 381 | [8 empty] | CE | [6 empty] | 20 | 3000 | 820x250x75 |  | 220-240V |  | 5 | A++ | 35° | 3 | 70 |  | 3000 |  | 71000 | >=0.95 | 173000 |  |  | 149.3438 |  |  | 9 | L3 | 25 | max. 10% at 100.000 hrs |  | Available | 730/339 | Cx=0.4338;Cy=0.4030 | Class I | IK08 | IP50 | IP20 | 45 | 2070 | -25 | 1 | 381 | RAL9016 | 50-60Hz | Passive | LED | embedded sensor system | High Bay Rectangular | Tungsram Auriso | Indoor industrial |  | 19.9 | 56900 | Yes |  | risk group 1 |  | Bracket kit. Tilted bracket kit. Busbar bracket kit. Cable hook pair
TBD | AUR-2S55-850-D1-SN-ST | image | datasheet | deeplink | TUNGSRAM - Tungsram Auriso - 48700lm - 381W - 5000K - 80CRI - TBD[SKU] - Bracket. Y-cable | 3.48 | Bracket. Y-cable | LED | 1 | 381 | [8 empty] | CE | [6 empty] | 20 | 5000 | 820x250x75 |  | 220-240V |  | 5 | A++ | 100° | 3 | 80 |  | 5000 |  | 71000 | >=0.95 | 173000 |  |  | 127.8215 |  |  | 9 | D1 | 25 | max. 10% at 100.000 hrs |  | Available | 850/339 | Cx=0.3447;Cy=0.3553 | Class I | IK08 | IP20 | IP20 | 45 | 2070 | -25 | 1 | 381 | RAL9016 | 50-60Hz | Passive | LED | embedded sensor system | High Bay Rectangular | Tungsram Auriso | Indoor industrial |  | 28 | 48700 | Yes |  | risk group 1 |  | Bracket kit. Tilted bracket kit. Busbar bracket kit. Cable hook pair
TBD | AUR-2S55-840-D1-SN-ST | image | datasheet | deeplink | TUNGSRAM - Tungsram Auriso - 47500lm - 381W - 4000K - 80CRI - TBD[SKU] - Bracket. Y-cable | 3.48 | Bracket. Y-cable | LED | 1 | 381 | [8 empty] | CE | [6 empty] | 20 | 4000 | 820x250x75 |  | 220-240V |  | 5 | A++ | 100° | 3 | 80 |  | 4000 |  | 71000 | >=0.95 | 173000 |  |  | 124.6719 |  |  | 9 | D1 | 25 | max. 10% at 100.000 hrs |  | Available | 840/339 | Cx=0.3818;Cy=0.3797 | Class I | IK08 | IP20 | IP20 | 45 | 2070 | -25 | 1 | 381 | RAL9016 | 50-60Hz | Passive | LED | embedded sensor system | High Bay Rectangular | Tungsram Auriso | Indoor industrial |  | 28 | 47500 | Yes |  | risk group 1 |  | Bracket kit. Tilted bracket kit. Busbar bracket kit. Cable hook pair
TBD | AUR-2S55-830-D1-SN-ST | image | datasheet | deeplink | TUNGSRAM - Tungsram Auriso - 44700lm - 381W - 3000K - 80CRI - TBD[SKU] - Bracket. Y-cable | 3.48 | Bracket. Y-cable | LED | 1 | 381 | [8 empty] | CE | [6 empty] | 20 | 3000 | 820x250x75 |  | 220-240V |  | 5 | A++ | 100° | 3 | 80 |  | 3000 |  | 71000 | >=0.95 | 173000 |  |  | 117.3228 |  |  | 9 | D1 | 25 | max. 10% at 100.000 hrs |  | Available | 830/339 | Cx=0.4338;Cy=0.4030 | Class I | IK08 | IP20 | IP20 | 45 | 2070 | -25 | 1 | 381 | RAL9016 | 50-60Hz | Passive | LED | embedded sensor system | High Bay Rectangular | Tungsram Auriso | Indoor industrial |  | 27.9 | 44700 | Yes |  | risk group 1 |  | Bracket kit. Tilted bracket kit. Busbar bracket kit. Cable hook pair
TBD | AUR-2S55-750-D1-SN-ST | image | datasheet | deeplink | TUNGSRAM - Tungsram Auriso - 50100lm - 381W - 5000K - 70CRI - TBD[SKU] - Bracket. Y-cable | 3.48 | Bracket. Y-cable | LED | 1 | 381 | [8 empty] | CE | [6 empty] | 20 | 5000 | 820x250x75 |  | 220-240V |  | 5 | A++ | 100° | 3 | 70 |  | 5000 |  | 71000 | >=0.95 | 173000 |  |  | 131.4961 |  |  | 9 | D1 | 25 | max. 10% at 100.000 hrs |  | Available | 750/339 | Cx=0.3447;Cy=0.3553 | Class I | IK08 | IP20 | IP20 | 45 | 2070 | -25 | 1 | 381 | RAL9016 | 50-60Hz | Passive | LED | embedded sensor system | High Bay Rectangular | Tungsram Auriso | Indoor industrial |  | 28.3 | 50100 | Yes |  | risk group 1 |  | Bracket kit. Tilted bracket kit. Busbar bracket kit. Cable hook pair
TBD | AUR-2S55-740-D1-SN-ST | image | datasheet | deeplink | TUNGSRAM - Tungsram Auriso - 50000lm - 381W - 4000K - 70CRI - TBD[SKU] - Bracket. Y-cable | 3.48 | Bracket. Y-cable | LED | 1 | 381 | [8 empty] | CE | [6 empty] | 20 | 4000 | 820x250x75 |  | 220-240V |  | 5 | A++ | 100° | 3 | 70 |  | 4000 |  | 71000 | >=0.95 | 173000 |  |  | 131.2336 |  |  | 9 | D1 | 25 | max. 10% at 100.000 hrs |  | Available | 740/339 | Cx=0.4338;Cy=0.4030 | Class I | IK08 | IP20 | IP20 | 45 | 2070 | -25 | 1 | 381 | RAL9016 | 50-60Hz | Passive | LED | embedded sensor system | High Bay Rectangular | Tungsram Auriso | Indoor industrial |  | 28.3 | 50000 | Yes |  | risk group 1 |  | Bracket kit. Tilted bracket kit. Busbar bracket kit. Cable hook pair
TBD | AUR-2S55-730-D1-SN-ST | image | datasheet | deeplink | TUNGSRAM - Tungsram Auriso - 48600lm - 381W - 3000K - 70CRI - TBD[SKU] - Bracket. Y-cable | 3.48 | Bracket. Y-cable | LED | 1 | 381 | [8 empty] | CE | [6 empty] | 20 | 3000 | 820x250x75 |  | 220-240V |  | 5 | A++ | 100° | 3 | 70 |  | 3000 |  | 71000 | >=0.95 | 173000 |  |  | 127.5591 |  |  | 9 | D1 | 25 | max. 10% at 100.000 hrs |  | Available | 730/339 | Cx=0.4338;Cy=0.4030 | Class I | IK08 | IP20 | IP20 | 45 | 2070 | -25 | 1 | 381 | RAL9016 | 50-60Hz | Passive | LED | embedded sensor system | High Bay Rectangular | Tungsram Auriso | Indoor industrial |  | 28.2 | 48600 | Yes |  | risk group 1 |  | Bracket kit. Tilted bracket kit. Busbar bracket kit. Cable hook pair
TBD | AUR-2S55-850-C1-SN-ST | image | datasheet | deeplink | TUNGSRAM - Tungsram Auriso - 54100lm - 381W - 5000K - 80CRI - TBD[SKU] - Bracket. Y-cable | 3.48 | Bracket. Y-cable | LED | 1 | 381 | [8 empty] | CE | [6 empty] | 20 | 5000 | 820x250x75 |  | 220-240V |  | 5 | A++ | 110° | 3 | 80 |  | 5000 |  | 71000 | >=0.95 | 173000 |  |  | 141.9948 |  |  | 9 | C1 | 25 | max. 10% at 100.000 hrs |  | Available | 850/339 | Cx=0.3447;Cy=0.3553 | Class I | IK08 | IP20 | IP20 | 45 | 2070 | -25 | 1 | 381 | RAL9016 | 50-60Hz | Passive | LED | embedded sensor system | High Bay Rectangular | Tungsram Auriso | Indoor industrial |  | 27.9 | 54100 | Yes |  | risk group 1 |  | Bracket kit. Tilted bracket kit. Busbar bracket kit. Cable hook pair
TBD | AUR-2S55-840-C1-SN-ST | image | datasheet | deeplink | TUNGSRAM - Tungsram Auriso - 52800lm - 381W - 4000K - 80CRI - TBD[SKU] - Bracket. Y-cable | 3.48 | Bracket. Y-cable | LED | 1 | 381 | [8 empty] | CE | [6 empty] | 20 | 4000 | 820x250x75 |  | 220-240V |  | 5 | A++ | 110° | 3 | 80 |  | 4000 |  | 71000 | >=0.95 | 173000 |  |  | 138.5827 |  |  | 9 | C1 | 25 | max. 10% at 100.000 hrs |  | Available | 840/339 | Cx=0.3818;Cy=0.3797 | Class I | IK08 | IP20 | IP20 | 45 | 2070 | -25 | 1 | 381 | RAL9016 | 50-60Hz | Passive | LED | embedded sensor system | High Bay Rectangular | Tungsram Auriso | Indoor industrial |  | 27.9 | 52800 | Yes |  | risk group 1 |  | Bracket kit. Tilted bracket kit. Busbar bracket kit. Cable hook pair
TBD | AUR-2S55-830-C1-SN-ST | image | datasheet | deeplink | TUNGSRAM - Tungsram Auriso - 49700lm - 381W - 3000K - 80CRI - TBD[SKU] - Bracket. Y-cable | 3.48 | Bracket. Y-cable | LED | 1 | 381 | [8 empty] | CE | [6 empty] | 20 | 3000 | 820x250x75 |  | 220-240V |  | 5 | A++ | 110° | 3 | 80 |  | 3000 |  | 71000 | >=0.95 | 173000 |  |  | 130.4462 |  |  | 9 | C1 | 25 | max. 10% at 100.000 hrs |  | Available | 830/339 | Cx=0.4338;Cy=0.4030 | Class I | IK08 | IP20 | IP20 | 45 | 2070 | -25 | 1 | 381 | RAL9016 | 50-60Hz | Passive | LED | embedded sensor system | High Bay Rectangular | Tungsram Auriso | Indoor industrial |  | 27.8 | 49700 | Yes |  | risk group 1 |  | Bracket kit. Tilted bracket kit. Busbar bracket kit. Cable hook pair
TBD | AUR-2S55-750-C1-SN-ST | image | datasheet | deeplink | TUNGSRAM - Tungsram Auriso - 55700lm - 381W - 5000K - 70CRI - TBD[SKU] - Bracket. Y-cable | 3.48 | Bracket. Y-cable | LED | 1 | 381 | [8 empty] | CE | [6 empty] | 20 | 5000 | 820x250x75 |  | 220-240V |  | 5 | A++ | 110° | 3 | 70 |  | 5000 |  | 71000 | >=0.95 | 173000 |  |  | 146.1942 |  |  | 9 | C1 | 25 | max. 10% at 100.000 hrs |  | Available | 750/339 | Cx=0.3447;Cy=0.3553 | Class I | IK08 | IP20 | IP20 | 45 | 2070 | -25 | 1 | 381 | RAL9016 | 50-60Hz | Passive | LED | embedded sensor system | High Bay Rectangular | Tungsram Auriso | Indoor industrial |  | 28.2 | 55700 | Yes |  | risk group 1 |  | Bracket kit. Tilted bracket kit. Busbar bracket kit. Cable hook pair
TBD | AUR-2S55-740-C1-SN-ST | image | datasheet | deeplink | TUNGSRAM - Tungsram Auriso - 55500lm - 381W - 4000K - 70CRI - TBD[SKU] - Bracket. Y-cable | 3.48 | Bracket. Y-cable | LED | 1 | 381 | [8 empty] | CE | [6 empty] | 20 | 4000 | 820x250x75 |  | 220-240V |  | 5 | A++ | 110° | 3 | 70 |  | 4000 |  | 71000 | >=0.95 | 173000 |  |  | 145.6693 |  |  | 9 | C1 | 25 | max. 10% at 100.000 hrs |  | Available | 740/339 | Cx=0.4338;Cy=0.4030 | Class I | IK08 | IP20 | IP20 | 45 | 2070 | -25 | 1 | 381 | RAL9016 | 50-60Hz | Passive | LED | embedded sensor system | High Bay Rectangular | Tungsram Auriso | Indoor industrial |  | 28.2 | 55500 | Yes |  | risk group 1 |  | Bracket kit. Tilted bracket kit. Busbar bracket kit. Cable hook pair
TBD | AUR-2S55-730-C1-SN-ST | image | datasheet | deeplink | TUNGSRAM - Tungsram Auriso - 54000lm - 381W - 3000K - 70CRI - TBD[SKU] - Bracket. Y-cable | 3.48 | Bracket. Y-cable | LED | 1 | 381 | [8 empty] | CE | [6 empty] | 20 | 3000 | 820x250x75 |  | 220-240V |  | 5 | A++ | 110° | 3 | 70 |  | 3000 |  | 71000 | >=0.95 | 173000 |  |  | 141.7323 |  |  | 9 | C1 | 25 | max. 10% at 100.000 hrs |  | Available | 730/339 | Cx=0.4338;Cy=0.4030 | Class I | IK08 | IP20 | IP20 | 45 | 2070 | -25 | 1 | 381 | RAL9016 | 50-60Hz | Passive | LED | embedded sensor system | High Bay Rectangular | Tungsram Auriso | Indoor industrial |  | 28 | 54000 | Yes |  | risk group 1 |  | Bracket kit. Tilted bracket kit. Busbar bracket kit. Cable hook pair
TBD | AUR-2S50-850-U8-SN-ST | image | datasheet | deeplink | TUNGSRAM - Tungsram Auriso - 43200lm - 330W - 5000K - 80CRI - TBD[SKU] - Bracket. Y-cable | 3.48 | Bracket. Y-cable | LED | 1 | 330 | [8 empty] | CE | [6 empty] | 20 | 5000 | 820x250x75 |  | 220-240V |  | 5 | A++ | 80° | 3 | 80 |  | 5000 |  | 74000 | >=0.95 | 182000 |  |  | 130.9091 |  |  | 9 | U8 | 25 | max. 10% at 100.000 hrs |  | Available | 850/339 | Cx=0.3447;Cy=0.3553 | Class I | IK08 | IP20 | IP20 | 50 | 1790 | -25 | 1 | 330 | RAL9016 | 50-60Hz | Passive | LED | embedded sensor system | High Bay Rectangular | Tungsram Auriso | Indoor industrial |  | 24.9 | 43200 | Yes |  | risk group 1 |  | Bracket kit. Tilted bracket kit. Busbar bracket kit. Cable hook pair
TBD | AUR-2S50-840-U8-SN-ST | image | datasheet | deeplink | TUNGSRAM - Tungsram Auriso - 42100lm - 330W - 4000K - 80CRI - TBD[SKU] - Bracket. Y-cable | 3.48 | Bracket. Y-cable | LED | 1 | 330 | [8 empty] | CE | [6 empty] | 20 | 4000 | 820x250x75 |  | 220-240V |  | 5 | A++ | 80° | 3 | 80 |  | 4000 |  | 74000 | >=0.95 | 182000 |  |  | 127.5758 |  |  | 9 | U8 | 25 | max. 10% at 100.000 hrs |  | Available | 840/339 | Cx=0.3818;Cy=0.3797 | Class I | IK08 | IP20 | IP20 | 50 | 1790 | -25 | 1 | 330 | RAL9016 | 50-60Hz | Passive | LED | embedded sensor system | High Bay Rectangular | Tungsram Auriso | Indoor industrial |  | 24.9 | 42100 | Yes |  | risk group 1 |  | Bracket kit. Tilted bracket kit. Busbar bracket kit. Cable hook pair
TBD | AUR-2S50-830-U8-SN-ST | image | datasheet | deeplink | TUNGSRAM - Tungsram Auriso - 39600lm - 330W - 3000K - 80CRI - TBD[SKU] - Bracket. Y-cable | 3.48 | Bracket. Y-cable | LED | 1 | 330 | [8 empty] | CE | [6 empty] | 20 | 3000 | 820x250x75 |  | 220-240V |  | 5 | A++ | 80° | 3 | 80 |  | 3000 |  | 74000 | >=0.95 | 182000 |  |  | 120 |  |  | 9 | U8 | 25 | max. 10% at 100.000 hrs |  | Available | 830/339 | Cx=0.4338;Cy=0.4030 | Class I | IK08 | IP20 | IP20 | 50 | 1790 | -25 | 1 | 330 | RAL9016 | 50-60Hz | Passive | LED | embedded sensor system | High Bay Rectangular | Tungsram Auriso | Indoor industrial |  | 24.8 | 39600 | Yes |  | risk group 1 |  | Bracket kit. Tilted bracket kit. Busbar bracket kit. Cable hook pair
TBD | AUR-2S50-750-U8-SN-ST | image | datasheet | deeplink | TUNGSRAM - Tungsram Auriso - 44400lm - 330W - 5000K - 70CRI - TBD[SKU] - Bracket. Y-cable | 3.48 | Bracket. Y-cable | LED | 1 | 330 | [8 empty] | CE | [6 empty] | 20 | 5000 | 820x250x75 |  | 220-240V |  | 5 | A++ | 80° | 3 | 70 |  | 5000 |  | 74000 | >=0.95 | 182000 |  |  | 134.5455 |  |  | 9 | U8 | 25 | max. 10% at 100.000 hrs |  | Available | 750/339 | Cx=0.3447;Cy=0.3553 | Class I | IK08 | IP20 | IP20 | 50 | 1790 | -25 | 1 | 330 | RAL9016 | 50-60Hz | Passive | LED | embedded sensor system | High Bay Rectangular | Tungsram Auriso | Indoor industrial |  | 25.2 | 44400 | Yes |  | risk group 1 |  | Bracket kit. Tilted bracket kit. Busbar bracket kit. Cable hook pair
TBD | AUR-2S50-740-U8-SN-ST | image | datasheet | deeplink | TUNGSRAM - Tungsram Auriso - 44300lm - 330W - 4000K - 70CRI - TBD[SKU] - Bracket. Y-cable | 3.48 | Bracket. Y-cable | LED | 1 | 330 | [8 empty] | CE | [6 empty] | 20 | 4000 | 820x250x75 |  | 220-240V |  | 5 | A++ | 80° | 3 | 70 |  | 4000 |  | 74000 | >=0.95 | 182000 |  |  | 134.2424 |  |  | 9 | U8 | 25 | max. 10% at 100.000 hrs |  | Available | 740/339 | Cx=0.4338;Cy=0.4030 | Class I | IK08 | IP20 | IP20 | 50 | 1790 | -25 | 1 | 330 | RAL9016 | 50-60Hz | Passive | LED | embedded sensor system | High Bay Rectangular | Tungsram Auriso | Indoor industrial |  | 25.2 | 44300 | Yes |  | risk group 1 |  | Bracket kit. Tilted bracket kit. Busbar bracket kit. Cable hook pair
TBD | AUR-2S50-730-U8-SN-ST | image | datasheet | deeplink | TUNGSRAM - Tungsram Auriso - 43100lm - 330W - 3000K - 70CRI - TBD[SKU] - Bracket. Y-cable | 3.48 | Bracket. Y-cable | LED | 1 | 330 | [8 empty] | CE | [6 empty] | 20 | 3000 | 820x250x75 |  | 220-240V |  | 5 | A++ | 80° | 3 | 70 |  | 3000 |  | 74000 | >=0.95 | 182000 |  |  | 130.6061 |  |  | 9 | U8 | 25 | max. 10% at 100.000 hrs |  | Available | 730/339 | Cx=0.4338;Cy=0.4030 | Class I | IK08 | IP20 | IP20 | 50 | 1790 | -25 | 1 | 330 | RAL9016 | 50-60Hz | Passive | LED | embedded sensor system | High Bay Rectangular | Tungsram Auriso | Indoor industrial |  | 25 | 43100 | Yes |  | risk group 1 |  | Bracket kit. Tilted bracket kit. Busbar bracket kit. Cable hook pair
TBD | AUR-2S50-850-U6-SN-ST | image | datasheet | deeplink | TUNGSRAM - Tungsram Auriso - 39500lm - 330W - 5000K - 80CRI - TBD[SKU] - Bracket. Y-cable | 3.48 | Bracket. Y-cable | LED | 1 | 330 | [8 empty] | CE | [6 empty] | 20 | 5000 | 820x250x75 |  | 220-240V |  | 5 | A++ | 65° | 3 | 80 |  | 5000 |  | 74000 | >=0.95 | 182000 |  |  | 119.697 |  |  | 9 | U6 | 25 | max. 10% at 100.000 hrs |  | Available | 850/339 | Cx=0.3447;Cy=0.3553 | Class I | IK08 | IP50 | IP20 | 50 | 1790 | -25 | 1 | 330 | RAL9016 | 50-60Hz | Passive | LED | embedded sensor system | High Bay Rectangular | Tungsram Auriso | Indoor industrial |  | 23.5 | 39500 | Yes |  | risk group 1 |  | Bracket kit. Tilted bracket kit. Busbar bracket kit. Cable hook pair
TBD | AUR-2S50-840-U6-SN-ST | image | datasheet | deeplink | TUNGSRAM - Tungsram Auriso - 38400lm - 330W - 4000K - 80CRI - TBD[SKU] - Bracket. Y-cable | 3.48 | Bracket. Y-cable | LED | 1 | 330 | [8 empty] | CE | [6 empty] | 20 | 4000 | 820x250x75 |  | 220-240V |  | 5 | A++ | 65° | 3 | 80 |  | 4000 |  | 74000 | >=0.95 | 182000 |  |  | 116.3636 |  |  | 9 | U6 | 25 | max. 10% at 100.000 hrs |  | Available | 840/339 | Cx=0.3818;Cy=0.3797 | Class I | IK08 | IP50 | IP20 | 50 | 1790 | -25 | 1 | 330 | RAL9016 | 50-60Hz | Passive | LED | embedded sensor system | High Bay Rectangular | Tungsram Auriso | Indoor industrial |  | 23.5 | 38400 | Yes |  | risk group 1 |  | Bracket kit. Tilted bracket kit. Busbar bracket kit. Cable hook pair
TBD | AUR-2S50-830-U6-SN-ST | image | datasheet | deeplink | TUNGSRAM - Tungsram Auriso - 36200lm - 330W - 3000K - 80CRI - TBD[SKU] - Bracket. Y-cable | 3.48 | Bracket. Y-cable | LED | 1 | 330 | [8 empty] | CE | [6 empty] | 20 | 3000 | 820x250x75 |  | 220-240V |  | 5 | A++ | 65° | 3 | 80 |  | 3000 |  | 74000 | >=0.95 | 182000 |  |  | 109.697 |  |  | 9 | U6 | 25 | max. 10% at 100.000 hrs |  | Available | 830/339 | Cx=0.4338;Cy=0.4030 | Class I | IK08 | IP50 | IP20 | 50 | 1790 | -25 | 1 | 330 | RAL9016 | 50-60Hz | Passive | LED | embedded sensor system | High Bay Rectangular | Tungsram Auriso | Indoor industrial |  | 23.4 | 36200 | Yes |  | risk group 1 |  | Bracket kit. Tilted bracket kit. Busbar bracket kit. Cable hook pair
TBD | AUR-2S50-750-U6-SN-ST | image | datasheet | deeplink | TUNGSRAM - Tungsram Auriso - 40600lm - 330W - 5000K - 70CRI - TBD[SKU] - Bracket. Y-cable | 3.48 | Bracket. Y-cable | LED | 1 | 330 | [8 empty] | CE | [6 empty] | 20 | 5000 | 820x250x75 |  | 220-240V |  | 5 | A++ | 65° | 3 | 70 |  | 5000 |  | 74000 | >=0.95 | 182000 |  |  | 123.0303 |  |  | 9 | U6 | 25 | max. 10% at 100.000 hrs |  | Available | 750/339 | Cx=0.3447;Cy=0.3553 | Class I | IK08 | IP50 | IP20 | 50 | 1790 | -25 | 1 | 330 | RAL9016 | 50-60Hz | Passive | LED | embedded sensor system | High Bay Rectangular | Tungsram Auriso | Indoor industrial |  | 23.8 | 40600 | Yes |  | risk group 1 |  | Bracket kit. Tilted bracket kit. Busbar bracket kit. Cable hook pair
TBD | AUR-2S50-740-U6-SN-ST | image | datasheet | deeplink | TUNGSRAM - Tungsram Auriso - 40500lm - 330W - 4000K - 70CRI - TBD[SKU] - Bracket. Y-cable | 3.48 | Bracket. Y-cable | LED | 1 | 330 | [8 empty] | CE | [6 empty] | 20 | 4000 | 820x250x75 |  | 220-240V |  | 5 | A++ | 65° | 3 | 70 |  | 4000 |  | 74000 | >=0.95 | 182000 |  |  | 122.7273 |  |  | 9 | U6 | 25 | max. 10% at 100.000 hrs |  | Available | 740/339 | Cx=0.4338;Cy=0.4030 | Class I | IK08 | IP50 | IP20 | 50 | 1790 | -25 | 1 | 330 | RAL9016 | 50-60Hz | Passive | LED | embedded sensor system | High Bay Rectangular | Tungsram Auriso | Indoor industrial |  | 23.8 | 40500 | Yes |  | risk group 1 |  | Bracket kit. Tilted bracket kit. Busbar bracket kit. Cable hook pair
TBD | AUR-2S50-730-U6-SN-ST | image | datasheet | deeplink | TUNGSRAM - Tungsram Auriso - 39300lm - 330W - 3000K - 70CRI - TBD[SKU] - Bracket. Y-cable | 3.48 | Bracket. Y-cable | LED | 1 | 330 | [8 empty] | CE | [6 empty] | 20 | 3000 | 820x250x75 |  | 220-240V |  | 5 | A++ | 65° | 3 | 70 |  | 3000 |  | 74000 | >=0.95 | 182000 |  |  | 119.0909 |  |  | 9 | U6 | 25 | max. 10% at 100.000 hrs |  | Available | 730/339 | Cx=0.4338;Cy=0.4030 | Class I | IK08 | IP50 | IP20 | 50 | 1790 | -25 | 1 | 330 | RAL9016 | 50-60Hz | Passive | LED | embedded sensor system | High Bay Rectangular | Tungsram Auriso | Indoor industrial |  | 23.7 | 39300 | Yes |  | risk group 1 |  | Bracket kit. Tilted bracket kit. Busbar bracket kit. Cable hook pair
TBD | AUR-2S50-850-U4-SN-ST | image | datasheet | deeplink | TUNGSRAM - Tungsram Auriso - 41100lm - 330W - 5000K - 80CRI - TBD[SKU] - Bracket. Y-cable | 3.48 | Bracket. Y-cable | LED | 1 | 330 | [8 empty] | CE | [6 empty] | 20 | 5000 | 820x250x75 |  | 220-240V |  | 5 | A++ | 45° | 3 | 80 |  | 5000 |  | 74000 | >=0.95 | 182000 |  |  | 124.5455 |  |  | 9 | U4 | 25 | max. 10% at 100.000 hrs |  | Available | 850/339 | Cx=0.3447;Cy=0.3553 | Class I | IK08 | IP50 | IP20 | 50 | 1790 | -25 | 1 | 330 | RAL9016 | 50-60Hz | Passive | LED | embedded sensor system | High Bay Rectangular | Tungsram Auriso | Indoor industrial |  | 22.8 | 41100 | Yes |  | risk group 1 |  | Bracket kit. Tilted bracket kit. Busbar bracket kit. Cable hook pair
TBD | AUR-2S50-840-U4-SN-ST | image | datasheet | deeplink | TUNGSRAM - Tungsram Auriso - 40100lm - 330W - 4000K - 80CRI - TBD[SKU] - Bracket. Y-cable | 3.48 | Bracket. Y-cable | LED | 1 | 330 | [8 empty] | CE | [6 empty] | 20 | 4000 | 820x250x75 |  | 220-240V |  | 5 | A++ | 45° | 3 | 80 |  | 4000 |  | 74000 | >=0.95 | 182000 |  |  | 121.5152 |  |  | 9 | U4 | 25 | max. 10% at 100.000 hrs |  | Available | 840/339 | Cx=0.3818;Cy=0.3797 | Class I | IK08 | IP50 | IP20 | 50 | 1790 | -25 | 1 | 330 | RAL9016 | 50-60Hz | Passive | LED | embedded sensor system | High Bay Rectangular | Tungsram Auriso | Indoor industrial |  | 22.8 | 40100 | Yes |  | risk group 1 |  | Bracket kit. Tilted bracket kit. Busbar bracket kit. Cable hook pair
TBD | AUR-2S50-830-U4-SN-ST | image | datasheet | deeplink | TUNGSRAM - Tungsram Auriso - 37700lm - 330W - 3000K - 80CRI - TBD[SKU] - Bracket. Y-cable | 3.48 | Bracket. Y-cable | LED | 1 | 330 | [8 empty] | CE | [6 empty] | 20 | 3000 | 820x250x75 |  | 220-240V |  | 5 | A++ | 45° | 3 | 80 |  | 3000 |  | 74000 | >=0.95 | 182000 |  |  | 114.2424 |  |  | 9 | U4 | 25 | max. 10% at 100.000 hrs |  | Available | 830/339 | Cx=0.4338;Cy=0.4030 | Class I | IK08 | IP50 | IP20 | 50 | 1790 | -25 | 1 | 330 | RAL9016 | 50-60Hz | Passive | LED | embedded sensor system | High Bay Rectangular | Tungsram Auriso | Indoor industrial |  | 22.7 | 37700 | Yes |  | risk group 1 |  | Bracket kit. Tilted bracket kit. Busbar bracket kit. Cable hook pair
TBD | AUR-2S50-750-U4-SN-ST | image | datasheet | deeplink | TUNGSRAM - Tungsram Auriso - 42300lm - 330W - 5000K - 70CRI - TBD[SKU] - Bracket. Y-cable | 3.48 | Bracket. Y-cable | LED | 1 | 330 | [8 empty] | CE | [6 empty] | 20 | 5000 | 820x250x75 |  | 220-240V |  | 5 | A++ | 45° | 3 | 70 |  | 5000 |  | 74000 | >=0.95 | 182000 |  |  | 128.1818 |  |  | 9 | U4 | 25 | max. 10% at 100.000 hrs |  | Available | 750/339 | Cx=0.3447;Cy=0.3553 | Class I | IK08 | IP50 | IP20 | 50 | 1790 | -25 | 1 | 330 | RAL9016 | 50-60Hz | Passive | LED | embedded sensor system | High Bay Rectangular | Tungsram Auriso | Indoor industrial |  | 23.1 | 42300 | Yes |  | risk group 1 |  | Bracket kit. Tilted bracket kit. Busbar bracket kit. Cable hook pair
TBD | AUR-2S50-740-U4-SN-ST | image | datasheet | deeplink | TUNGSRAM - Tungsram Auriso - 42200lm - 330W - 4000K - 70CRI - TBD[SKU] - Bracket. Y-cable | 3.48 | Bracket. Y-cable | LED | 1 | 330 | [8 empty] | CE | [6 empty] | 20 | 4000 | 820x250x75 |  | 220-240V |  | 5 | A++ | 45° | 3 | 70 |  | 4000 |  | 74000 | >=0.95 | 182000 |  |  | 127.8788 |  |  | 9 | U4 | 25 | max. 10% at 100.000 hrs |  | Available | 740/339 | Cx=0.4338;Cy=0.4030 | Class I | IK08 | IP50 | IP20 | 50 | 1790 | -25 | 1 | 330 | RAL9016 | 50-60Hz | Passive | LED | embedded sensor system | High Bay Rectangular | Tungsram Auriso | Indoor industrial |  | 23.1 | 42200 | Yes |  | risk group 1 |  | Bracket kit. Tilted bracket kit. Busbar bracket kit. Cable hook pair
TBD | AUR-2S50-730-U4-SN-ST | image | datasheet | deeplink | TUNGSRAM - Tungsram Auriso - 41000lm - 330W - 3000K - 70CRI - TBD[SKU] - Bracket. Y-cable | 3.48 | Bracket. Y-cable | LED | 1 | 330 | [8 empty] | CE | [6 empty] | 20 | 3000 | 820x250x75 |  | 220-240V |  | 5 | A++ | 45° | 3 | 70 |  | 3000 |  | 74000 | >=0.95 | 182000 |  |  | 124.2424 |  |  | 9 | U4 | 25 | max. 10% at 100.000 hrs |  | Available | 730/339 | Cx=0.4338;Cy=0.4030 | Class I | IK08 | IP50 | IP20 | 50 | 1790 | -25 | 1 | 330 | RAL9016 | 50-60Hz | Passive | LED | embedded sensor system | High Bay Rectangular | Tungsram Auriso | Indoor industrial |  | 23 | 41000 | Yes |  | risk group 1 |  | Bracket kit. Tilted bracket kit. Busbar bracket kit. Cable hook pair
TBD | AUR-2S50-850-L9-SN-ST | image | datasheet | deeplink | TUNGSRAM - Tungsram Auriso - 49900lm - 330W - 5000K - 80CRI - TBD[SKU] - Bracket. Y-cable | 3.48 | Bracket. Y-cable | LED | 1 | 330 | [8 empty] | CE | [6 empty] | 20 | 5000 | 820x250x75 |  | 220-240V |  | 5 | A++ | 90° | 3 | 80 |  | 5000 |  | 74000 | >=0.95 | 182000 |  |  | 151.2121 |  |  | 9 | L9 | 25 | max. 10% at 100.000 hrs |  | Available | 850/339 | Cx=0.3447;Cy=0.3553 | Class I | IK08 | IP50 | IP20 | 50 | 1790 | -25 | 1 | 330 | RAL9016 | 50-60Hz | Passive | LED | embedded sensor system | High Bay Rectangular | Tungsram Auriso | Indoor industrial |  | 25.3 | 49900 | Yes |  | risk group 1 |  | Bracket kit. Tilted bracket kit. Busbar bracket kit. Cable hook pair
TBD | AUR-2S50-840-L9-SN-ST | image | datasheet | deeplink | TUNGSRAM - Tungsram Auriso - 48600lm - 330W - 4000K - 80CRI - TBD[SKU] - Bracket. Y-cable | 3.48 | Bracket. Y-cable | LED | 1 | 330 | [8 empty] | CE | [6 empty] | 20 | 4000 | 820x250x75 |  | 220-240V |  | 5 | A++ | 90° | 3 | 80 |  | 4000 |  | 74000 | >=0.95 | 182000 |  |  | 147.2727 |  |  | 9 | L9 | 25 | max. 10% at 100.000 hrs |  | Available | 840/339 | Cx=0.3818;Cy=0.3797 | Class I | IK08 | IP50 | IP20 | 50 | 1790 | -25 | 1 | 330 | RAL9016 | 50-60Hz | Passive | LED | embedded sensor system | High Bay Rectangular | Tungsram Auriso | Indoor industrial |  | 25.3 | 48600 | Yes |  | risk group 1 |  | Bracket kit. Tilted bracket kit. Busbar bracket kit. Cable hook pair
TBD | AUR-2S50-830-L9-SN-ST | image | datasheet | deeplink | TUNGSRAM - Tungsram Auriso - 45800lm - 330W - 3000K - 80CRI - TBD[SKU] - Bracket. Y-cable | 3.48 | Bracket. Y-cable | LED | 1 | 330 | [8 empty] | CE | [6 empty] | 20 | 3000 | 820x250x75 |  | 220-240V |  | 5 | A++ | 90° | 3 | 80 |  | 3000 |  | 74000 | >=0.95 | 182000 |  |  | 138.7879 |  |  | 9 | L9 | 25 | max. 10% at 100.000 hrs |  | Available | 830/339 | Cx=0.4338;Cy=0.4030 | Class I | IK08 | IP50 | IP20 | 50 | 1790 | -25 | 1 | 330 | RAL9016 | 50-60Hz | Passive | LED | embedded sensor system | High Bay Rectangular | Tungsram Auriso | Indoor industrial |  | 25.2 | 45800 | Yes |  | risk group 1 |  | Bracket kit. Tilted bracket kit. Busbar bracket kit. Cable hook pair
TBD | AUR-2S50-750-L9-SN-ST | image | datasheet | deeplink | TUNGSRAM - Tungsram Auriso - 51300lm - 330W - 5000K - 70CRI - TBD[SKU] - Bracket. Y-cable | 3.48 | Bracket. Y-cable | LED | 1 | 330 | [8 empty] | CE | [6 empty] | 20 | 5000 | 820x250x75 |  | 220-240V |  | 5 | A++ | 90° | 3 | 70 |  | 5000 |  | 74000 | >=0.95 | 182000 |  |  | 155.4545 |  |  | 9 | L9 | 25 | max. 10% at 100.000 hrs |  | Available | 750/339 | Cx=0.3447;Cy=0.3553 | Class I | IK08 | IP50 | IP20 | 50 | 1790 | -25 | 1 | 330 | RAL9016 | 50-60Hz | Passive | LED | embedded sensor system | High Bay Rectangular | Tungsram Auriso | Indoor industrial |  | 25.6 | 51300 | Yes |  | risk group 1 |  | Bracket kit. Tilted bracket kit. Busbar bracket kit. Cable hook pair
TBD | AUR-2S50-740-L9-SN-ST | image | datasheet | deeplink | TUNGSRAM - Tungsram Auriso - 51200lm - 330W - 4000K - 70CRI - TBD[SKU] - Bracket. Y-cable | 3.48 | Bracket. Y-cable | LED | 1 | 330 | [8 empty] | CE | [6 empty] | 20 | 4000 | 820x250x75 |  | 220-240V |  | 5 | A++ | 90° | 3 | 70 |  | 4000 |  | 74000 | >=0.95 | 182000 |  |  | 155.1515 |  |  | 9 | L9 | 25 | max. 10% at 100.000 hrs |  | Available | 740/339 | Cx=0.4338;Cy=0.4030 | Class I | IK08 | IP50 | IP20 | 50 | 1790 | -25 | 1 | 330 | RAL9016 | 50-60Hz | Passive | LED | embedded sensor system | High Bay Rectangular | Tungsram Auriso | Indoor industrial |  | 25.6 | 51200 | Yes |  | risk group 1 |  | Bracket kit. Tilted bracket kit. Busbar bracket kit. Cable hook pair
TBD | AUR-2S50-730-L9-SN-ST | image | datasheet | deeplink | TUNGSRAM - Tungsram Auriso - 49700lm - 330W - 3000K - 70CRI - TBD[SKU] - Bracket. Y-cable | 3.48 | Bracket. Y-cable | LED | 1 | 330 | [8 empty] | CE | [6 empty] | 20 | 3000 | 820x250x75 |  | 220-240V |  | 5 | A++ | 90° | 3 | 70 |  | 3000 |  | 74000 | >=0.95 | 182000 |  |  | 150.6061 |  |  | 9 | L9 | 25 | max. 10% at 100.000 hrs |  | Available | 730/339 | Cx=0.4338;Cy=0.4030 | Class I | IK08 | IP50 | IP20 | 50 | 1790 | -25 | 1 | 330 | RAL9016 | 50-60Hz | Passive | LED | embedded sensor system | High Bay Rectangular | Tungsram Auriso | Indoor industrial |  | 25.4 | 49700 | Yes |  | risk group 1 |  | Bracket kit. Tilted bracket kit. Busbar bracket kit. Cable hook pair
TBD | AUR-2S50-850-L6-SN-ST | image | datasheet | deeplink | TUNGSRAM - Tungsram Auriso - 48000lm - 330W - 5000K - 80CRI - TBD[SKU] - Bracket. Y-cable | 3.48 | Bracket. Y-cable | LED | 1 | 330 | [8 empty] | CE | [6 empty] | 20 | 5000 | 820x250x75 |  | 220-240V |  | 5 | A++ | 70° | 3 | 80 |  | 5000 |  | 74000 | >=0.95 | 182000 |  |  | 145.4545 |  |  | 9 | L6 | 25 | max. 10% at 100.000 hrs |  | Available | 850/339 | Cx=0.3447;Cy=0.3553 | Class I | IK08 | IP50 | IP20 | 50 | 1790 | -25 | 1 | 330 | RAL9016 | 50-60Hz | Passive | LED | embedded sensor system | High Bay Rectangular | Tungsram Auriso | Indoor industrial |  | 23.8 | 48000 | Yes |  | risk group 1 |  | Bracket kit. Tilted bracket kit. Busbar bracket kit. Cable hook pair
TBD | AUR-2S50-840-L6-SN-ST | image | datasheet | deeplink | TUNGSRAM - Tungsram Auriso - 46700lm - 330W - 4000K - 80CRI - TBD[SKU] - Bracket. Y-cable | 3.48 | Bracket. Y-cable | LED | 1 | 330 | [8 empty] | CE | [6 empty] | 20 | 4000 | 820x250x75 |  | 220-240V |  | 5 | A++ | 70° | 3 | 80 |  | 4000 |  | 74000 | >=0.95 | 182000 |  |  | 141.5152 |  |  | 9 | L6 | 25 | max. 10% at 100.000 hrs |  | Available | 840/339 | Cx=0.3818;Cy=0.3797 | Class I | IK08 | IP50 | IP20 | 50 | 1790 | -25 | 1 | 330 | RAL9016 | 50-60Hz | Passive | LED | embedded sensor system | High Bay Rectangular | Tungsram Auriso | Indoor industrial |  | 23.8 | 46700 | Yes |  | risk group 1 |  | Bracket kit. Tilted bracket kit. Busbar bracket kit. Cable hook pair
TBD | AUR-2S50-830-L6-SN-ST | image | datasheet | deeplink | TUNGSRAM - Tungsram Auriso - 44000lm - 330W - 3000K - 80CRI - TBD[SKU] - Bracket. Y-cable | 3.48 | Bracket. Y-cable | LED | 1 | 330 | [8 empty] | CE | [6 empty] | 20 | 3000 | 820x250x75 |  | 220-240V |  | 5 | A++ | 70° | 3 | 80 |  | 3000 |  | 74000 | >=0.95 | 182000 |  |  | 133.3333 |  |  | 9 | L6 | 25 | max. 10% at 100.000 hrs |  | Available | 830/339 | Cx=0.4338;Cy=0.4030 | Class I | IK08 | IP50 | IP20 | 50 | 1790 | -25 | 1 | 330 | RAL9016 | 50-60Hz | Passive | LED | embedded sensor system | High Bay Rectangular | Tungsram Auriso | Indoor industrial |  | 23.6 | 44000 | Yes |  | risk group 1 |  | Bracket kit. Tilted bracket kit. Busbar bracket kit. Cable hook pair
TBD | AUR-2S50-750-L6-SN-ST | image | datasheet | deeplink | TUNGSRAM - Tungsram Auriso - 49300lm - 330W - 5000K - 70CRI - TBD[SKU] - Bracket. Y-cable | 3.48 | Bracket. Y-cable | LED | 1 | 330 | [8 empty] | CE | [6 empty] | 20 | 5000 | 820x250x75 |  | 220-240V |  | 5 | A++ | 70° | 3 | 70 |  | 5000 |  | 74000 | >=0.95 | 182000 |  |  | 149.3939 |  |  | 9 | L6 | 25 | max. 10% at 100.000 hrs |  | Available | 750/339 | Cx=0.3447;Cy=0.3553 | Class I | IK08 | IP50 | IP20 | 50 | 1790 | -25 | 1 | 330 | RAL9016 | 50-60Hz | Passive | LED | embedded sensor system | High Bay Rectangular | Tungsram Auriso | Indoor industrial |  | 24 | 49300 | Yes |  | risk group 1 |  | Bracket kit. Tilted bracket kit. Busbar bracket kit. Cable hook pair
TBD | AUR-2S50-740-L6-SN-ST | image | datasheet | deeplink | TUNGSRAM - Tungsram Auriso - 49200lm - 330W - 4000K - 70CRI - TBD[SKU] - Bracket. Y-cable | 3.48 | Bracket. Y-cable | LED | 1 | 330 | [8 empty] | CE | [6 empty] | 20 | 4000 | 820x250x75 |  | 220-240V |  | 5 | A++ | 70° | 3 | 70 |  | 4000 |  | 74000 | >=0.95 | 182000 |  |  | 149.0909 |  |  | 9 | L6 | 25 | max. 10% at 100.000 hrs |  | Available | 740/339 | Cx=0.4338;Cy=0.4030 | Class I | IK08 | IP50 | IP20 | 50 | 1790 | -25 | 1 | 330 | RAL9016 | 50-60Hz | Passive | LED | embedded sensor system | High Bay Rectangular | Tungsram Auriso | Indoor industrial |  | 24 | 49200 | Yes |  | risk group 1 |  | Bracket kit. Tilted bracket kit. Busbar bracket kit. Cable hook pair
TBD | AUR-2S50-730-L6-SN-ST | image | datasheet | deeplink | TUNGSRAM - Tungsram Auriso - 47800lm - 330W - 3000K - 70CRI - TBD[SKU] - Bracket. Y-cable | 3.48 | Bracket. Y-cable | LED | 1 | 330 | [8 empty] | CE | [6 empty] | 20 | 3000 | 820x250x75 |  | 220-240V |  | 5 | A++ | 70° | 3 | 70 |  | 3000 |  | 74000 | >=0.95 | 182000 |  |  | 144.8485 |  |  | 9 | L6 | 25 | max. 10% at 100.000 hrs |  | Available | 730/339 | Cx=0.4338;Cy=0.4030 | Class I | IK08 | IP50 | IP20 | 50 | 1790 | -25 | 1 | 330 | RAL9016 | 50-60Hz | Passive | LED | embedded sensor system | High Bay Rectangular | Tungsram Auriso | Indoor industrial |  | 23.9 | 47800 | Yes |  | risk group 1 |  | Bracket kit. Tilted bracket kit. Busbar bracket kit. Cable hook pair
TBD | AUR-2S50-850-L3-SN-ST | image | datasheet | deeplink | TUNGSRAM - Tungsram Auriso - 50900lm - 330W - 5000K - 80CRI - TBD[SKU] - Bracket. Y-cable | 3.48 | Bracket. Y-cable | LED | 1 | 330 | [8 empty] | CE | [6 empty] | 20 | 5000 | 820x250x75 |  | 220-240V |  | 5 | A++ | 35° | 3 | 80 |  | 5000 |  | 74000 | >=0.95 | 182000 |  |  | 154.2424 |  |  | 9 | L3 | 25 | max. 10% at 100.000 hrs |  | Available | 850/339 | Cx=0.3447;Cy=0.3553 | Class I | IK08 | IP50 | IP20 | 50 | 1790 | -25 | 1 | 330 | RAL9016 | 50-60Hz | Passive | LED | embedded sensor system | High Bay Rectangular | Tungsram Auriso | Indoor industrial |  | 19.4 | 50900 | Yes |  | risk group 1 |  | Bracket kit. Tilted bracket kit. Busbar bracket kit. Cable hook pair
TBD | AUR-2S50-840-L3-SN-ST | image | datasheet | deeplink | TUNGSRAM - Tungsram Auriso - 49600lm - 330W - 4000K - 80CRI - TBD[SKU] - Bracket. Y-cable | 3.48 | Bracket. Y-cable | LED | 1 | 330 | [8 empty] | CE | [6 empty] | 20 | 4000 | 820x250x75 |  | 220-240V |  | 5 | A++ | 35° | 3 | 80 |  | 4000 |  | 74000 | >=0.95 | 182000 |  |  | 150.303 |  |  | 9 | L3 | 25 | max. 10% at 100.000 hrs |  | Available | 840/339 | Cx=0.3818;Cy=0.3797 | Class I | IK08 | IP50 | IP20 | 50 | 1790 | -25 | 1 | 330 | RAL9016 | 50-60Hz | Passive | LED | embedded sensor system | High Bay Rectangular | Tungsram Auriso | Indoor industrial |  | 19.4 | 49600 | Yes |  | risk group 1 |  | Bracket kit. Tilted bracket kit. Busbar bracket kit. Cable hook pair
TBD | AUR-2S50-830-L3-SN-ST | image | datasheet | deeplink | TUNGSRAM - Tungsram Auriso - 46700lm - 330W - 3000K - 80CRI - TBD[SKU] - Bracket. Y-cable | 3.48 | Bracket. Y-cable | LED | 1 | 330 | [8 empty] | CE | [6 empty] | 20 | 3000 | 820x250x75 |  | 220-240V |  | 5 | A++ | 35° | 3 | 80 |  | 3000 |  | 74000 | >=0.95 | 182000 |  |  | 141.5152 |  |  | 9 | L3 | 25 | max. 10% at 100.000 hrs |  | Available | 830/339 | Cx=0.4338;Cy=0.4030 | Class I | IK08 | IP50 | IP20 | 50 | 1790 | -25 | 1 | 330 | RAL9016 | 50-60Hz | Passive | LED | embedded sensor system | High Bay Rectangular | Tungsram Auriso | Indoor industrial |  | 19.2 | 46700 | Yes |  | risk group 1 |  | Bracket kit. Tilted bracket kit. Busbar bracket kit. Cable hook pair
TBD | AUR-2S50-750-L3-SN-ST | image | datasheet | deeplink | TUNGSRAM - Tungsram Auriso - 52400lm - 330W - 5000K - 70CRI - TBD[SKU] - Bracket. Y-cable | 3.48 | Bracket. Y-cable | LED | 1 | 330 | [8 empty] | CE | [6 empty] | 20 | 5000 | 820x250x75 |  | 220-240V |  | 5 | A++ | 35° | 3 | 70 |  | 5000 |  | 74000 | >=0.95 | 182000 |  |  | 158.7879 |  |  | 9 | L3 | 25 | max. 10% at 100.000 hrs |  | Available | 750/339 | Cx=0.3447;Cy=0.3553 | Class I | IK08 | IP50 | IP20 | 50 | 1790 | -25 | 1 | 330 | RAL9016 | 50-60Hz | Passive | LED | embedded sensor system | High Bay Rectangular | Tungsram Auriso | Indoor industrial |  | 19.6 | 52400 | Yes |  | risk group 1 |  | Bracket kit. Tilted bracket kit. Busbar bracket kit. Cable hook pair
TBD | AUR-2S50-740-L3-SN-ST | image | datasheet | deeplink | TUNGSRAM - Tungsram Auriso - 52200lm - 330W - 4000K - 70CRI - TBD[SKU] - Bracket. Y-cable | 3.48 | Bracket. Y-cable | LED | 1 | 330 | [8 empty] | CE | [6 empty] | 20 | 4000 | 820x250x75 |  | 220-240V |  | 5 | A++ | 35° | 3 | 70 |  | 4000 |  | 74000 | >=0.95 | 182000 |  |  | 158.1818 |  |  | 9 | L3 | 25 | max. 10% at 100.000 hrs |  | Available | 740/339 | Cx=0.4338;Cy=0.4030 | Class I | IK08 | IP50 | IP20 | 50 | 1790 | -25 | 1 | 330 | RAL9016 | 50-60Hz | Passive | LED | embedded sensor system | High Bay Rectangular | Tungsram Auriso | Indoor industrial |  | 19.6 | 52200 | Yes |  | risk group 1 |  | Bracket kit. Tilted bracket kit. Busbar bracket kit. Cable hook pair
TBD | AUR-2S50-730-L3-SN-ST | image | datasheet | deeplink | TUNGSRAM - Tungsram Auriso - 50800lm - 330W - 3000K - 70CRI - TBD[SKU] - Bracket. Y-cable | 3.48 | Bracket. Y-cable | LED | 1 | 330 | [8 empty] | CE | [6 empty] | 20 | 3000 | 820x250x75 |  | 220-240V |  | 5 | A++ | 35° | 3 | 70 |  | 3000 |  | 74000 | >=0.95 | 182000 |  |  | 153.9394 |  |  | 9 | L3 | 25 | max. 10% at 100.000 hrs |  | Available | 730/339 | Cx=0.4338;Cy=0.4030 | Class I | IK08 | IP50 | IP20 | 50 | 1790 | -25 | 1 | 330 | RAL9016 | 50-60Hz | Passive | LED | embedded sensor system | High Bay Rectangular | Tungsram Auriso | Indoor industrial |  | 19.5 | 50800 | Yes |  | risk group 1 |  | Bracket kit. Tilted bracket kit. Busbar bracket kit. Cable hook pair
TBD | AUR-2S50-850-D1-SN-ST | image | datasheet | deeplink | TUNGSRAM - Tungsram Auriso - 43500lm - 330W - 5000K - 80CRI - TBD[SKU] - Bracket. Y-cable | 3.48 | Bracket. Y-cable | LED | 1 | 330 | [8 empty] | CE | [6 empty] | 20 | 5000 | 820x250x75 |  | 220-240V |  | 5 | A++ | 100° | 3 | 80 |  | 5000 |  | 74000 | >=0.95 | 182000 |  |  | 131.8182 |  |  | 9 | D1 | 25 | max. 10% at 100.000 hrs |  | Available | 850/339 | Cx=0.3447;Cy=0.3553 | Class I | IK08 | IP20 | IP20 | 50 | 1790 | -25 | 1 | 330 | RAL9016 | 50-60Hz | Passive | LED | embedded sensor system | High Bay Rectangular | Tungsram Auriso | Indoor industrial |  | 27.6 | 43500 | Yes |  | risk group 1 |  | Bracket kit. Tilted bracket kit. Busbar bracket kit. Cable hook pair
TBD | AUR-2S50-840-D1-SN-ST | image | datasheet | deeplink | TUNGSRAM - Tungsram Auriso - 42400lm - 330W - 4000K - 80CRI - TBD[SKU] - Bracket. Y-cable | 3.48 | Bracket. Y-cable | LED | 1 | 330 | [8 empty] | CE | [6 empty] | 20 | 4000 | 820x250x75 |  | 220-240V |  | 5 | A++ | 100° | 3 | 80 |  | 4000 |  | 74000 | >=0.95 | 182000 |  |  | 128.4848 |  |  | 9 | D1 | 25 | max. 10% at 100.000 hrs |  | Available | 840/339 | Cx=0.3818;Cy=0.3797 | Class I | IK08 | IP20 | IP20 | 50 | 1790 | -25 | 1 | 330 | RAL9016 | 50-60Hz | Passive | LED | embedded sensor system | High Bay Rectangular | Tungsram Auriso | Indoor industrial |  | 27.6 | 42400 | Yes |  | risk group 1 |  | Bracket kit. Tilted bracket kit. Busbar bracket kit. Cable hook pair
TBD | AUR-2S50-830-D1-SN-ST | image | datasheet | deeplink | TUNGSRAM - Tungsram Auriso - 39900lm - 330W - 3000K - 80CRI - TBD[SKU] - Bracket. Y-cable | 3.48 | Bracket. Y-cable | LED | 1 | 330 | [8 empty] | CE | [6 empty] | 20 | 3000 | 820x250x75 |  | 220-240V |  | 5 | A++ | 100° | 3 | 80 |  | 3000 |  | 74000 | >=0.95 | 182000 |  |  | 120.9091 |  |  | 9 | D1 | 25 | max. 10% at 100.000 hrs |  | Available | 830/339 | Cx=0.4338;Cy=0.4030 | Class I | IK08 | IP20 | IP20 | 50 | 1790 | -25 | 1 | 330 | RAL9016 | 50-60Hz | Passive | LED | embedded sensor system | High Bay Rectangular | Tungsram Auriso | Indoor industrial |  | 27.5 | 39900 | Yes |  | risk group 1 |  | Bracket kit. Tilted bracket kit. Busbar bracket kit. Cable hook pair
TBD | AUR-2S50-750-D1-SN-ST | image | datasheet | deeplink | TUNGSRAM - Tungsram Auriso - 44800lm - 330W - 5000K - 70CRI - TBD[SKU] - Bracket. Y-cable | 3.48 | Bracket. Y-cable | LED | 1 | 330 | [8 empty] | CE | [6 empty] | 20 | 5000 | 820x250x75 |  | 220-240V |  | 5 | A++ | 100° | 3 | 70 |  | 5000 |  | 74000 | >=0.95 | 182000 |  |  | 135.7576 |  |  | 9 | D1 | 25 | max. 10% at 100.000 hrs |  | Available | 750/339 | Cx=0.3447;Cy=0.3553 | Class I | IK08 | IP20 | IP20 | 50 | 1790 | -25 | 1 | 330 | RAL9016 | 50-60Hz | Passive | LED | embedded sensor system | High Bay Rectangular | Tungsram Auriso | Indoor industrial |  | 27.9 | 44800 | Yes |  | risk group 1 |  | Bracket kit. Tilted bracket kit. Busbar bracket kit. Cable hook pair
TBD | AUR-2S50-740-D1-SN-ST | image | datasheet | deeplink | TUNGSRAM - Tungsram Auriso - 44600lm - 330W - 4000K - 70CRI - TBD[SKU] - Bracket. Y-cable | 3.48 | Bracket. Y-cable | LED | 1 | 330 | [8 empty] | CE | [6 empty] | 20 | 4000 | 820x250x75 |  | 220-240V |  | 5 | A++ | 100° | 3 | 70 |  | 4000 |  | 74000 | >=0.95 | 182000 |  |  | 135.1515 |  |  | 9 | D1 | 25 | max. 10% at 100.000 hrs |  | Available | 740/339 | Cx=0.4338;Cy=0.4030 | Class I | IK08 | IP20 | IP20 | 50 | 1790 | -25 | 1 | 330 | RAL9016 | 50-60Hz | Passive | LED | embedded sensor system | High Bay Rectangular | Tungsram Auriso | Indoor industrial |  | 27.9 | 44600 | Yes |  | risk group 1 |  | Bracket kit. Tilted bracket kit. Busbar bracket kit. Cable hook pair
TBD | AUR-2S50-730-D1-SN-ST | image | datasheet | deeplink | TUNGSRAM - Tungsram Auriso - 43400lm - 330W - 3000K - 70CRI - TBD[SKU] - Bracket. Y-cable | 3.48 | Bracket. Y-cable | LED | 1 | 330 | [8 empty] | CE | [6 empty] | 20 | 3000 | 820x250x75 |  | 220-240V |  | 5 | A++ | 100° | 3 | 70 |  | 3000 |  | 74000 | >=0.95 | 182000 |  |  | 131.5152 |  |  | 9 | D1 | 25 | max. 10% at 100.000 hrs |  | Available | 730/339 | Cx=0.4338;Cy=0.4030 | Class I | IK08 | IP20 | IP20 | 50 | 1790 | -25 | 1 | 330 | RAL9016 | 50-60Hz | Passive | LED | embedded sensor system | High Bay Rectangular | Tungsram Auriso | Indoor industrial |  | 27.8 | 43400 | Yes |  | risk group 1 |  | Bracket kit. Tilted bracket kit. Busbar bracket kit. Cable hook pair
TBD | AUR-2S50-850-C1-SN-ST | image | datasheet | deeplink | TUNGSRAM - Tungsram Auriso - 48400lm - 330W - 5000K - 80CRI - TBD[SKU] - Bracket. Y-cable | 3.48 | Bracket. Y-cable | LED | 1 | 330 | [8 empty] | CE | [6 empty] | 20 | 5000 | 820x250x75 |  | 220-240V |  | 5 | A++ | 110° | 3 | 80 |  | 5000 |  | 74000 | >=0.95 | 182000 |  |  | 146.6667 |  |  | 9 | C1 | 25 | max. 10% at 100.000 hrs |  | Available | 850/339 | Cx=0.3447;Cy=0.3553 | Class I | IK08 | IP20 | IP20 | 50 | 1790 | -25 | 1 | 330 | RAL9016 | 50-60Hz | Passive | LED | embedded sensor system | High Bay Rectangular | Tungsram Auriso | Indoor industrial |  | 27.5 | 48400 | Yes |  | risk group 1 |  | Bracket kit. Tilted bracket kit. Busbar bracket kit. Cable hook pair
TBD | AUR-2S50-840-C1-SN-ST | image | datasheet | deeplink | TUNGSRAM - Tungsram Auriso - 47100lm - 330W - 4000K - 80CRI - TBD[SKU] - Bracket. Y-cable | 3.48 | Bracket. Y-cable | LED | 1 | 330 | [8 empty] | CE | [6 empty] | 20 | 4000 | 820x250x75 |  | 220-240V |  | 5 | A++ | 110° | 3 | 80 |  | 4000 |  | 74000 | >=0.95 | 182000 |  |  | 142.7273 |  |  | 9 | C1 | 25 | max. 10% at 100.000 hrs |  | Available | 840/339 | Cx=0.3818;Cy=0.3797 | Class I | IK08 | IP20 | IP20 | 50 | 1790 | -25 | 1 | 330 | RAL9016 | 50-60Hz | Passive | LED | embedded sensor system | High Bay Rectangular | Tungsram Auriso | Indoor industrial |  | 27.5 | 47100 | Yes |  | risk group 1 |  | Bracket kit. Tilted bracket kit. Busbar bracket kit. Cable hook pair
TBD | AUR-2S50-830-C1-SN-ST | image | datasheet | deeplink | TUNGSRAM - Tungsram Auriso - 44400lm - 330W - 3000K - 80CRI - TBD[SKU] - Bracket. Y-cable | 3.48 | Bracket. Y-cable | LED | 1 | 330 | [8 empty] | CE | [6 empty] | 20 | 3000 | 820x250x75 |  | 220-240V |  | 5 | A++ | 110° | 3 | 80 |  | 3000 |  | 74000 | >=0.95 | 182000 |  |  | 134.5455 |  |  | 9 | C1 | 25 | max. 10% at 100.000 hrs |  | Available | 830/339 | Cx=0.4338;Cy=0.4030 | Class I | IK08 | IP20 | IP20 | 50 | 1790 | -25 | 1 | 330 | RAL9016 | 50-60Hz | Passive | LED | embedded sensor system | High Bay Rectangular | Tungsram Auriso | Indoor industrial |  | 27.4 | 44400 | Yes |  | risk group 1 |  | Bracket kit. Tilted bracket kit. Busbar bracket kit. Cable hook pair
TBD | AUR-2S50-750-C1-SN-ST | image | datasheet | deeplink | TUNGSRAM - Tungsram Auriso - 49700lm - 330W - 5000K - 70CRI - TBD[SKU] - Bracket. Y-cable | 3.48 | Bracket. Y-cable | LED | 1 | 330 | [8 empty] | CE | [6 empty] | 20 | 5000 | 820x250x75 |  | 220-240V |  | 5 | A++ | 110° | 3 | 70 |  | 5000 |  | 74000 | >=0.95 | 182000 |  |  | 150.6061 |  |  | 9 | C1 | 25 | max. 10% at 100.000 hrs |  | Available | 750/339 | Cx=0.3447;Cy=0.3553 | Class I | IK08 | IP20 | IP20 | 50 | 1790 | -25 | 1 | 330 | RAL9016 | 50-60Hz | Passive | LED | embedded sensor system | High Bay Rectangular | Tungsram Auriso | Indoor industrial |  | 27.8 | 49700 | Yes |  | risk group 1 |  | Bracket kit. Tilted bracket kit. Busbar bracket kit. Cable hook pair
TBD | AUR-2S50-740-C1-SN-ST | image | datasheet | deeplink | TUNGSRAM - Tungsram Auriso - 49600lm - 330W - 4000K - 70CRI - TBD[SKU] - Bracket. Y-cable | 3.48 | Bracket. Y-cable | LED | 1 | 330 | [8 empty] | CE | [6 empty] | 20 | 4000 | 820x250x75 |  | 220-240V |  | 5 | A++ | 110° | 3 | 70 |  | 4000 |  | 74000 | >=0.95 | 182000 |  |  | 150.303 |  |  | 9 | C1 | 25 | max. 10% at 100.000 hrs |  | Available | 740/339 | Cx=0.4338;Cy=0.4030 | Class I | IK08 | IP20 | IP20 | 50 | 1790 | -25 | 1 | 330 | RAL9016 | 50-60Hz | Passive | LED | embedded sensor system | High Bay Rectangular | Tungsram Auriso | Indoor industrial |  | 27.8 | 49600 | Yes |  | risk group 1 |  | Bracket kit. Tilted bracket kit. Busbar bracket kit. Cable hook pair
TBD | AUR-2S50-730-C1-SN-ST | image | datasheet | deeplink | TUNGSRAM - Tungsram Auriso - 48200lm - 330W - 3000K - 70CRI - TBD[SKU] - Bracket. Y-cable | 3.48 | Bracket. Y-cable | LED | 1 | 330 | [8 empty] | CE | [6 empty] | 20 | 3000 | 820x250x75 |  | 220-240V |  | 5 | A++ | 110° | 3 | 70 |  | 3000 |  | 74000 | >=0.95 | 182000 |  |  | 146.0606 |  |  | 9 | C1 | 25 | max. 10% at 100.000 hrs |  | Available | 730/339 | Cx=0.4338;Cy=0.4030 | Class I | IK08 | IP20 | IP20 | 50 | 1790 | -25 | 1 | 330 | RAL9016 | 50-60Hz | Passive | LED | embedded sensor system | High Bay Rectangular | Tungsram Auriso | Indoor industrial |  | 27.6 | 48200 | Yes |  | risk group 1 |  | Bracket kit. Tilted bracket kit. Busbar bracket kit. Cable hook pair
TBD | AUR-2S45-850-U8-SN-ST | image | datasheet | deeplink | TUNGSRAM - Tungsram Auriso - 39300lm - 330W - 5000K - 80CRI - TBD[SKU] - Bracket. Y-cable | 3.48 | Bracket. Y-cable | LED | 1 | 330 | [8 empty] | CE | [6 empty] | 20 | 5000 | 820x250x75 |  | 220-240V |  | 5 | A++ | 80° | 3 | 80 |  | 5000 |  | 48000 | >=0.95 | 109000 |  |  | 119.0909 |  |  | 9 | U8 | 25 | max. 10% at 100.000 hrs |  | Available | 850/339 | Cx=0.3447;Cy=0.3553 | Class I | IK08 | IP20 | IP20 | 50 | 1790 | -25 | 1 | 330 | RAL9016 | 50-60Hz | Passive | LED | embedded sensor system | High Bay Rectangular | Tungsram Auriso | Indoor industrial |  | 24.6 | 39300 | Yes |  | risk group 1 |  | Bracket kit. Tilted bracket kit. Busbar bracket kit. Cable hook pair
TBD | AUR-2S45-840-U8-SN-ST | image | datasheet | deeplink | TUNGSRAM - Tungsram Auriso - 38200lm - 330W - 4000K - 80CRI - TBD[SKU] - Bracket. Y-cable | 3.48 | Bracket. Y-cable | LED | 1 | 330 | [8 empty] | CE | [6 empty] | 20 | 4000 | 820x250x75 |  | 220-240V |  | 5 | A++ | 80° | 3 | 80 |  | 4000 |  | 48000 | >=0.95 | 109000 |  |  | 115.7576 |  |  | 9 | U8 | 25 | max. 10% at 100.000 hrs |  | Available | 840/339 | Cx=0.3818;Cy=0.3797 | Class I | IK08 | IP20 | IP20 | 50 | 1790 | -25 | 1 | 330 | RAL9016 | 50-60Hz | Passive | LED | embedded sensor system | High Bay Rectangular | Tungsram Auriso | Indoor industrial |  | 24.6 | 38200 | Yes |  | risk group 1 |  | Bracket kit. Tilted bracket kit. Busbar bracket kit. Cable hook pair
TBD | AUR-2S45-830-U8-SN-ST | image | datasheet | deeplink | TUNGSRAM - Tungsram Auriso - 36000lm - 330W - 3000K - 80CRI - TBD[SKU] - Bracket. Y-cable | 3.48 | Bracket. Y-cable | LED | 1 | 330 | [8 empty] | CE | [6 empty] | 20 | 3000 | 820x250x75 |  | 220-240V |  | 5 | A++ | 80° | 3 | 80 |  | 3000 |  | 48000 | >=0.95 | 109000 |  |  | 109.0909 |  |  | 9 | U8 | 25 | max. 10% at 100.000 hrs |  | Available | 830/339 | Cx=0.4338;Cy=0.4030 | Class I | IK08 | IP20 | IP20 | 50 | 1790 | -25 | 1 | 330 | RAL9016 | 50-60Hz | Passive | LED | embedded sensor system | High Bay Rectangular | Tungsram Auriso | Indoor industrial |  | 24.4 | 36000 | Yes |  | risk group 1 |  | Bracket kit. Tilted bracket kit. Busbar bracket kit. Cable hook pair
TBD | AUR-2S45-750-U8-SN-ST | image | datasheet | deeplink | TUNGSRAM - Tungsram Auriso - 40400lm - 330W - 5000K - 70CRI - TBD[SKU] - Bracket. Y-cable | 3.48 | Bracket. Y-cable | LED | 1 | 330 | [8 empty] | CE | [6 empty] | 20 | 5000 | 820x250x75 |  | 220-240V |  | 5 | A++ | 80° | 3 | 70 |  | 5000 |  | 48000 | >=0.95 | 109000 |  |  | 122.4242 |  |  | 9 | U8 | 25 | max. 10% at 100.000 hrs |  | Available | 750/339 | Cx=0.3447;Cy=0.3553 | Class I | IK08 | IP20 | IP20 | 50 | 1790 | -25 | 1 | 330 | RAL9016 | 50-60Hz | Passive | LED | embedded sensor system | High Bay Rectangular | Tungsram Auriso | Indoor industrial |  | 24.8 | 40400 | Yes |  | risk group 1 |  | Bracket kit. Tilted bracket kit. Busbar bracket kit. Cable hook pair
TBD | AUR-2S45-740-U8-SN-ST | image | datasheet | deeplink | TUNGSRAM - Tungsram Auriso - 40300lm - 330W - 4000K - 70CRI - TBD[SKU] - Bracket. Y-cable | 3.48 | Bracket. Y-cable | LED | 1 | 330 | [8 empty] | CE | [6 empty] | 20 | 4000 | 820x250x75 |  | 220-240V |  | 5 | A++ | 80° | 3 | 70 |  | 4000 |  | 48000 | >=0.95 | 109000 |  |  | 122.1212 |  |  | 9 | U8 | 25 | max. 10% at 100.000 hrs |  | Available | 740/339 | Cx=0.4338;Cy=0.4030 | Class I | IK08 | IP20 | IP20 | 50 | 1790 | -25 | 1 | 330 | RAL9016 | 50-60Hz | Passive | LED | embedded sensor system | High Bay Rectangular | Tungsram Auriso | Indoor industrial |  | 24.8 | 40300 | Yes |  | risk group 1 |  | Bracket kit. Tilted bracket kit. Busbar bracket kit. Cable hook pair
TBD | AUR-2S45-730-U8-SN-ST | image | datasheet | deeplink | TUNGSRAM - Tungsram Auriso - 39100lm - 330W - 3000K - 70CRI - TBD[SKU] - Bracket. Y-cable | 3.48 | Bracket. Y-cable | LED | 1 | 330 | [8 empty] | CE | [6 empty] | 20 | 3000 | 820x250x75 |  | 220-240V |  | 5 | A++ | 80° | 3 | 70 |  | 3000 |  | 48000 | >=0.95 | 109000 |  |  | 118.4848 |  |  | 9 | U8 | 25 | max. 10% at 100.000 hrs |  | Available | 730/339 | Cx=0.4338;Cy=0.4030 | Class I | IK08 | IP20 | IP20 | 50 | 1790 | -25 | 1 | 330 | RAL9016 | 50-60Hz | Passive | LED | embedded sensor system | High Bay Rectangular | Tungsram Auriso | Indoor industrial |  | 24.7 | 39100 | Yes |  | risk group 1 |  | Bracket kit. Tilted bracket kit. Busbar bracket kit. Cable hook pair
TBD | AUR-2S45-850-U6-SN-ST | image | datasheet | deeplink | TUNGSRAM - Tungsram Auriso - 35900lm - 330W - 5000K - 80CRI - TBD[SKU] - Bracket. Y-cable | 3.48 | Bracket. Y-cable | LED | 1 | 330 | [8 empty] | CE | [6 empty] | 20 | 5000 | 820x250x75 |  | 220-240V |  | 5 | A++ | 65° | 3 | 80 |  | 5000 |  | 48000 | >=0.95 | 109000 |  |  | 108.7879 |  |  | 9 | U6 | 25 | max. 10% at 100.000 hrs |  | Available | 850/339 | Cx=0.3447;Cy=0.3553 | Class I | IK08 | IP50 | IP20 | 50 | 1790 | -25 | 1 | 330 | RAL9016 | 50-60Hz | Passive | LED | embedded sensor system | High Bay Rectangular | Tungsram Auriso | Indoor industrial |  | 23.2 | 35900 | Yes |  | risk group 1 |  | Bracket kit. Tilted bracket kit. Busbar bracket kit. Cable hook pair
TBD | AUR-2S45-840-U6-SN-ST | image | datasheet | deeplink | TUNGSRAM - Tungsram Auriso - 34900lm - 330W - 4000K - 80CRI - TBD[SKU] - Bracket. Y-cable | 3.48 | Bracket. Y-cable | LED | 1 | 330 | [8 empty] | CE | [6 empty] | 20 | 4000 | 820x250x75 |  | 220-240V |  | 5 | A++ | 65° | 3 | 80 |  | 4000 |  | 48000 | >=0.95 | 109000 |  |  | 105.7576 |  |  | 9 | U6 | 25 | max. 10% at 100.000 hrs |  | Available | 840/339 | Cx=0.3818;Cy=0.3797 | Class I | IK08 | IP50 | IP20 | 50 | 1790 | -25 | 1 | 330 | RAL9016 | 50-60Hz | Passive | LED | embedded sensor system | High Bay Rectangular | Tungsram Auriso | Indoor industrial |  | 23.2 | 34900 | Yes |  | risk group 1 |  | Bracket kit. Tilted bracket kit. Busbar bracket kit. Cable hook pair
TBD | AUR-2S45-830-U6-SN-ST | image | datasheet | deeplink | TUNGSRAM - Tungsram Auriso - 32900lm - 330W - 3000K - 80CRI - TBD[SKU] - Bracket. Y-cable | 3.48 | Bracket. Y-cable | LED | 1 | 330 | [8 empty] | CE | [6 empty] | 20 | 3000 | 820x250x75 |  | 220-240V |  | 5 | A++ | 65° | 3 | 80 |  | 3000 |  | 48000 | >=0.95 | 109000 |  |  | 99.697 |  |  | 9 | U6 | 25 | max. 10% at 100.000 hrs |  | Available | 830/339 | Cx=0.4338;Cy=0.4030 | Class I | IK08 | IP50 | IP20 | 50 | 1790 | -25 | 1 | 330 | RAL9016 | 50-60Hz | Passive | LED | embedded sensor system | High Bay Rectangular | Tungsram Auriso | Indoor industrial |  | 23.1 | 32900 | Yes |  | risk group 1 |  | Bracket kit. Tilted bracket kit. Busbar bracket kit. Cable hook pair
TBD | AUR-2S45-750-U6-SN-ST | image | datasheet | deeplink | TUNGSRAM - Tungsram Auriso - 36900lm - 330W - 5000K - 70CRI - TBD[SKU] - Bracket. Y-cable | 3.48 | Bracket. Y-cable | LED | 1 | 330 | [8 empty] | CE | [6 empty] | 20 | 5000 | 820x250x75 |  | 220-240V |  | 5 | A++ | 65° | 3 | 70 |  | 5000 |  | 48000 | >=0.95 | 109000 |  |  | 111.8182 |  |  | 9 | U6 | 25 | max. 10% at 100.000 hrs |  | Available | 750/339 | Cx=0.3447;Cy=0.3553 | Class I | IK08 | IP50 | IP20 | 50 | 1790 | -25 | 1 | 330 | RAL9016 | 50-60Hz | Passive | LED | embedded sensor system | High Bay Rectangular | Tungsram Auriso | Indoor industrial |  | 23.5 | 36900 | Yes |  | risk group 1 |  | Bracket kit. Tilted bracket kit. Busbar bracket kit. Cable hook pair
TBD | AUR-2S45-740-U6-SN-ST | image | datasheet | deeplink | TUNGSRAM - Tungsram Auriso - 36800lm - 330W - 4000K - 70CRI - TBD[SKU] - Bracket. Y-cable | 3.48 | Bracket. Y-cable | LED | 1 | 330 | [8 empty] | CE | [6 empty] | 20 | 4000 | 820x250x75 |  | 220-240V |  | 5 | A++ | 65° | 3 | 70 |  | 4000 |  | 48000 | >=0.95 | 109000 |  |  | 111.5152 |  |  | 9 | U6 | 25 | max. 10% at 100.000 hrs |  | Available | 740/339 | Cx=0.4338;Cy=0.4030 | Class I | IK08 | IP50 | IP20 | 50 | 1790 | -25 | 1 | 330 | RAL9016 | 50-60Hz | Passive | LED | embedded sensor system | High Bay Rectangular | Tungsram Auriso | Indoor industrial |  | 23.5 | 36800 | Yes |  | risk group 1 |  | Bracket kit. Tilted bracket kit. Busbar bracket kit. Cable hook pair
TBD | AUR-2S45-730-U6-SN-ST | image | datasheet | deeplink | TUNGSRAM - Tungsram Auriso - 35800lm - 330W - 3000K - 70CRI - TBD[SKU] - Bracket. Y-cable | 3.48 | Bracket. Y-cable | LED | 1 | 330 | [8 empty] | CE | [6 empty] | 20 | 3000 | 820x250x75 |  | 220-240V |  | 5 | A++ | 65° | 3 | 70 |  | 3000 |  | 48000 | >=0.95 | 109000 |  |  | 108.4848 |  |  | 9 | U6 | 25 | max. 10% at 100.000 hrs |  | Available | 730/339 | Cx=0.4338;Cy=0.4030 | Class I | IK08 | IP50 | IP20 | 50 | 1790 | -25 | 1 | 330 | RAL9016 | 50-60Hz | Passive | LED | embedded sensor system | High Bay Rectangular | Tungsram Auriso | Indoor industrial |  | 23.3 | 35800 | Yes |  | risk group 1 |  | Bracket kit. Tilted bracket kit. Busbar bracket kit. Cable hook pair
TBD | AUR-2S45-850-U4-SN-ST | image | datasheet | deeplink | TUNGSRAM - Tungsram Auriso - 37400lm - 330W - 5000K - 80CRI - TBD[SKU] - Bracket. Y-cable | 3.48 | Bracket. Y-cable | LED | 1 | 330 | [8 empty] | CE | [6 empty] | 20 | 5000 | 820x250x75 |  | 220-240V |  | 5 | A++ | 45° | 3 | 80 |  | 5000 |  | 48000 | >=0.95 | 109000 |  |  | 113.3333 |  |  | 9 | U4 | 25 | max. 10% at 100.000 hrs |  | Available | 850/339 | Cx=0.3447;Cy=0.3553 | Class I | IK08 | IP50 | IP20 | 50 | 1790 | -25 | 1 | 330 | RAL9016 | 50-60Hz | Passive | LED | embedded sensor system | High Bay Rectangular | Tungsram Auriso | Indoor industrial |  | 22.5 | 37400 | Yes |  | risk group 1 |  | Bracket kit. Tilted bracket kit. Busbar bracket kit. Cable hook pair
TBD | AUR-2S45-840-U4-SN-ST | image | datasheet | deeplink | TUNGSRAM - Tungsram Auriso - 36400lm - 330W - 4000K - 80CRI - TBD[SKU] - Bracket. Y-cable | 3.48 | Bracket. Y-cable | LED | 1 | 330 | [8 empty] | CE | [6 empty] | 20 | 4000 | 820x250x75 |  | 220-240V |  | 5 | A++ | 45° | 3 | 80 |  | 4000 |  | 48000 | >=0.95 | 109000 |  |  | 110.303 |  |  | 9 | U4 | 25 | max. 10% at 100.000 hrs |  | Available | 840/339 | Cx=0.3818;Cy=0.3797 | Class I | IK08 | IP50 | IP20 | 50 | 1790 | -25 | 1 | 330 | RAL9016 | 50-60Hz | Passive | LED | embedded sensor system | High Bay Rectangular | Tungsram Auriso | Indoor industrial |  | 22.5 | 36400 | Yes |  | risk group 1 |  | Bracket kit. Tilted bracket kit. Busbar bracket kit. Cable hook pair
TBD | AUR-2S45-830-U4-SN-ST | image | datasheet | deeplink | TUNGSRAM - Tungsram Auriso - 34300lm - 330W - 3000K - 80CRI - TBD[SKU] - Bracket. Y-cable | 3.48 | Bracket. Y-cable | LED | 1 | 330 | [8 empty] | CE | [6 empty] | 20 | 3000 | 820x250x75 |  | 220-240V |  | 5 | A++ | 45° | 3 | 80 |  | 3000 |  | 48000 | >=0.95 | 109000 |  |  | 103.9394 |  |  | 9 | U4 | 25 | max. 10% at 100.000 hrs |  | Available | 830/339 | Cx=0.4338;Cy=0.4030 | Class I | IK08 | IP50 | IP20 | 50 | 1790 | -25 | 1 | 330 | RAL9016 | 50-60Hz | Passive | LED | embedded sensor system | High Bay Rectangular | Tungsram Auriso | Indoor industrial |  | 22.4 | 34300 | Yes |  | risk group 1 |  | Bracket kit. Tilted bracket kit. Busbar bracket kit. Cable hook pair
TBD | AUR-2S45-750-U4-SN-ST | image | datasheet | deeplink | TUNGSRAM - Tungsram Auriso - 38400lm - 330W - 5000K - 70CRI - TBD[SKU] - Bracket. Y-cable | 3.48 | Bracket. Y-cable | LED | 1 | 330 | [8 empty] | CE | [6 empty] | 20 | 5000 | 820x250x75 |  | 220-240V |  | 5 | A++ | 45° | 3 | 70 |  | 5000 |  | 48000 | >=0.95 | 109000 |  |  | 116.3636 |  |  | 9 | U4 | 25 | max. 10% at 100.000 hrs |  | Available | 750/339 | Cx=0.3447;Cy=0.3553 | Class I | IK08 | IP50 | IP20 | 50 | 1790 | -25 | 1 | 330 | RAL9016 | 50-60Hz | Passive | LED | embedded sensor system | High Bay Rectangular | Tungsram Auriso | Indoor industrial |  | 22.8 | 38400 | Yes |  | risk group 1 |  | Bracket kit. Tilted bracket kit. Busbar bracket kit. Cable hook pair
TBD | AUR-2S45-740-U4-SN-ST | image | datasheet | deeplink | TUNGSRAM - Tungsram Auriso - 38300lm - 330W - 4000K - 70CRI - TBD[SKU] - Bracket. Y-cable | 3.48 | Bracket. Y-cable | LED | 1 | 330 | [8 empty] | CE | [6 empty] | 20 | 4000 | 820x250x75 |  | 220-240V |  | 5 | A++ | 45° | 3 | 70 |  | 4000 |  | 48000 | >=0.95 | 109000 |  |  | 116.0606 |  |  | 9 | U4 | 25 | max. 10% at 100.000 hrs |  | Available | 740/339 | Cx=0.4338;Cy=0.4030 | Class I | IK08 | IP50 | IP20 | 50 | 1790 | -25 | 1 | 330 | RAL9016 | 50-60Hz | Passive | LED | embedded sensor system | High Bay Rectangular | Tungsram Auriso | Indoor industrial |  | 22.8 | 38300 | Yes |  | risk group 1 |  | Bracket kit. Tilted bracket kit. Busbar bracket kit. Cable hook pair
TBD | AUR-2S45-730-U4-SN-ST | image | datasheet | deeplink | TUNGSRAM - Tungsram Auriso - 37300lm - 330W - 3000K - 70CRI - TBD[SKU] - Bracket. Y-cable | 3.48 | Bracket. Y-cable | LED | 1 | 330 | [8 empty] | CE | [6 empty] | 20 | 3000 | 820x250x75 |  | 220-240V |  | 5 | A++ | 45° | 3 | 70 |  | 3000 |  | 48000 | >=0.95 | 109000 |  |  | 113.0303 |  |  | 9 | U4 | 25 | max. 10% at 100.000 hrs |  | Available | 730/339 | Cx=0.4338;Cy=0.4030 | Class I | IK08 | IP50 | IP20 | 50 | 1790 | -25 | 1 | 330 | RAL9016 | 50-60Hz | Passive | LED | embedded sensor system | High Bay Rectangular | Tungsram Auriso | Indoor industrial |  | 22.6 | 37300 | Yes |  | risk group 1 |  | Bracket kit. Tilted bracket kit. Busbar bracket kit. Cable hook pair
TBD | AUR-2S45-850-L9-SN-ST | image | datasheet | deeplink | TUNGSRAM - Tungsram Auriso - 45400lm - 330W - 5000K - 80CRI - TBD[SKU] - Bracket. Y-cable | 3.48 | Bracket. Y-cable | LED | 1 | 330 | [8 empty] | CE | [6 empty] | 20 | 5000 | 820x250x75 |  | 220-240V |  | 5 | A++ | 90° | 3 | 80 |  | 5000 |  | 48000 | >=0.95 | 109000 |  |  | 137.5758 |  |  | 9 | L9 | 25 | max. 10% at 100.000 hrs |  | Available | 850/339 | Cx=0.3447;Cy=0.3553 | Class I | IK08 | IP50 | IP20 | 50 | 1790 | -25 | 1 | 330 | RAL9016 | 50-60Hz | Passive | LED | embedded sensor system | High Bay Rectangular | Tungsram Auriso | Indoor industrial |  | 25 | 45400 | Yes |  | risk group 1 |  | Bracket kit. Tilted bracket kit. Busbar bracket kit. Cable hook pair
TBD | AUR-2S45-840-L9-SN-ST | image | datasheet | deeplink | TUNGSRAM - Tungsram Auriso - 44200lm - 330W - 4000K - 80CRI - TBD[SKU] - Bracket. Y-cable | 3.48 | Bracket. Y-cable | LED | 1 | 330 | [8 empty] | CE | [6 empty] | 20 | 4000 | 820x250x75 |  | 220-240V |  | 5 | A++ | 90° | 3 | 80 |  | 4000 |  | 48000 | >=0.95 | 109000 |  |  | 133.9394 |  |  | 9 | L9 | 25 | max. 10% at 100.000 hrs |  | Available | 840/339 | Cx=0.3818;Cy=0.3797 | Class I | IK08 | IP50 | IP20 | 50 | 1790 | -25 | 1 | 330 | RAL9016 | 50-60Hz | Passive | LED | embedded sensor system | High Bay Rectangular | Tungsram Auriso | Indoor industrial |  | 25 | 44200 | Yes |  | risk group 1 |  | Bracket kit. Tilted bracket kit. Busbar bracket kit. Cable hook pair
TBD | AUR-2S45-830-L9-SN-ST | image | datasheet | deeplink | TUNGSRAM - Tungsram Auriso - 41600lm - 330W - 3000K - 80CRI - TBD[SKU] - Bracket. Y-cable | 3.48 | Bracket. Y-cable | LED | 1 | 330 | [8 empty] | CE | [6 empty] | 20 | 3000 | 820x250x75 |  | 220-240V |  | 5 | A++ | 90° | 3 | 80 |  | 3000 |  | 48000 | >=0.95 | 109000 |  |  | 126.0606 |  |  | 9 | L9 | 25 | max. 10% at 100.000 hrs |  | Available | 830/339 | Cx=0.4338;Cy=0.4030 | Class I | IK08 | IP50 | IP20 | 50 | 1790 | -25 | 1 | 330 | RAL9016 | 50-60Hz | Passive | LED | embedded sensor system | High Bay Rectangular | Tungsram Auriso | Indoor industrial |  | 24.8 | 41600 | Yes |  | risk group 1 |  | Bracket kit. Tilted bracket kit. Busbar bracket kit. Cable hook pair
TBD | AUR-2S45-750-L9-SN-ST | image | datasheet | deeplink | TUNGSRAM - Tungsram Auriso - 46600lm - 330W - 5000K - 70CRI - TBD[SKU] - Bracket. Y-cable | 3.48 | Bracket. Y-cable | LED | 1 | 330 | [8 empty] | CE | [6 empty] | 20 | 5000 | 820x250x75 |  | 220-240V |  | 5 | A++ | 90° | 3 | 70 |  | 5000 |  | 48000 | >=0.95 | 109000 |  |  | 141.2121 |  |  | 9 | L9 | 25 | max. 10% at 100.000 hrs |  | Available | 750/339 | Cx=0.3447;Cy=0.3553 | Class I | IK08 | IP50 | IP20 | 50 | 1790 | -25 | 1 | 330 | RAL9016 | 50-60Hz | Passive | LED | embedded sensor system | High Bay Rectangular | Tungsram Auriso | Indoor industrial |  | 25.2 | 46600 | Yes |  | risk group 1 |  | Bracket kit. Tilted bracket kit. Busbar bracket kit. Cable hook pair
TBD | AUR-2S45-740-L9-SN-ST | image | datasheet | deeplink | TUNGSRAM - Tungsram Auriso - 46500lm - 330W - 4000K - 70CRI - TBD[SKU] - Bracket. Y-cable | 3.48 | Bracket. Y-cable | LED | 1 | 330 | [8 empty] | CE | [6 empty] | 20 | 4000 | 820x250x75 |  | 220-240V |  | 5 | A++ | 90° | 3 | 70 |  | 4000 |  | 48000 | >=0.95 | 109000 |  |  | 140.9091 |  |  | 9 | L9 | 25 | max. 10% at 100.000 hrs |  | Available | 740/339 | Cx=0.4338;Cy=0.4030 | Class I | IK08 | IP50 | IP20 | 50 | 1790 | -25 | 1 | 330 | RAL9016 | 50-60Hz | Passive | LED | embedded sensor system | High Bay Rectangular | Tungsram Auriso | Indoor industrial |  | 25.2 | 46500 | Yes |  | risk group 1 |  | Bracket kit. Tilted bracket kit. Busbar bracket kit. Cable hook pair
TBD | AUR-2S45-730-L9-SN-ST | image | datasheet | deeplink | TUNGSRAM - Tungsram Auriso - 45200lm - 330W - 3000K - 70CRI - TBD[SKU] - Bracket. Y-cable | 3.48 | Bracket. Y-cable | LED | 1 | 330 | [8 empty] | CE | [6 empty] | 20 | 3000 | 820x250x75 |  | 220-240V |  | 5 | A++ | 90° | 3 | 70 |  | 3000 |  | 48000 | >=0.95 | 109000 |  |  | 136.9697 |  |  | 9 | L9 | 25 | max. 10% at 100.000 hrs |  | Available | 730/339 | Cx=0.4338;Cy=0.4030 | Class I | IK08 | IP50 | IP20 | 50 | 1790 | -25 | 1 | 330 | RAL9016 | 50-60Hz | Passive | LED | embedded sensor system | High Bay Rectangular | Tungsram Auriso | Indoor industrial |  | 25.1 | 45200 | Yes |  | risk group 1 |  | Bracket kit. Tilted bracket kit. Busbar bracket kit. Cable hook pair
TBD | AUR-2S45-850-L6-SN-ST | image | datasheet | deeplink | TUNGSRAM - Tungsram Auriso - 43600lm - 330W - 5000K - 80CRI - TBD[SKU] - Bracket. Y-cable | 3.48 | Bracket. Y-cable | LED | 1 | 330 | [8 empty] | CE | [6 empty] | 20 | 5000 | 820x250x75 |  | 220-240V |  | 5 | A++ | 70° | 3 | 80 |  | 5000 |  | 48000 | >=0.95 | 109000 |  |  | 132.1212 |  |  | 9 | L6 | 25 | max. 10% at 100.000 hrs |  | Available | 850/339 | Cx=0.3447;Cy=0.3553 | Class I | IK08 | IP50 | IP20 | 50 | 1790 | -25 | 1 | 330 | RAL9016 | 50-60Hz | Passive | LED | embedded sensor system | High Bay Rectangular | Tungsram Auriso | Indoor industrial |  | 23.4 | 43600 | Yes |  | risk group 1 |  | Bracket kit. Tilted bracket kit. Busbar bracket kit. Cable hook pair
TBD | AUR-2S45-840-L6-SN-ST | image | datasheet | deeplink | TUNGSRAM - Tungsram Auriso - 42500lm - 330W - 4000K - 80CRI - TBD[SKU] - Bracket. Y-cable | 3.48 | Bracket. Y-cable | LED | 1 | 330 | [8 empty] | CE | [6 empty] | 20 | 4000 | 820x250x75 |  | 220-240V |  | 5 | A++ | 70° | 3 | 80 |  | 4000 |  | 48000 | >=0.95 | 109000 |  |  | 128.7879 |  |  | 9 | L6 | 25 | max. 10% at 100.000 hrs |  | Available | 840/339 | Cx=0.3818;Cy=0.3797 | Class I | IK08 | IP50 | IP20 | 50 | 1790 | -25 | 1 | 330 | RAL9016 | 50-60Hz | Passive | LED | embedded sensor system | High Bay Rectangular | Tungsram Auriso | Indoor industrial |  | 23.4 | 42500 | Yes |  | risk group 1 |  | Bracket kit. Tilted bracket kit. Busbar bracket kit. Cable hook pair
TBD | AUR-2S45-830-L6-SN-ST | image | datasheet | deeplink | TUNGSRAM - Tungsram Auriso - 40000lm - 330W - 3000K - 80CRI - TBD[SKU] - Bracket. Y-cable | 3.48 | Bracket. Y-cable | LED | 1 | 330 | [8 empty] | CE | [6 empty] | 20 | 3000 | 820x250x75 |  | 220-240V |  | 5 | A++ | 70° | 3 | 80 |  | 3000 |  | 48000 | >=0.95 | 109000 |  |  | 121.2121 |  |  | 9 | L6 | 25 | max. 10% at 100.000 hrs |  | Available | 830/339 | Cx=0.4338;Cy=0.4030 | Class I | IK08 | IP50 | IP20 | 50 | 1790 | -25 | 1 | 330 | RAL9016 | 50-60Hz | Passive | LED | embedded sensor system | High Bay Rectangular | Tungsram Auriso | Indoor industrial |  | 23.3 | 40000 | Yes |  | risk group 1 |  | Bracket kit. Tilted bracket kit. Busbar bracket kit. Cable hook pair
TBD | AUR-2S45-750-L6-SN-ST | image | datasheet | deeplink | TUNGSRAM - Tungsram Auriso - 44800lm - 330W - 5000K - 70CRI - TBD[SKU] - Bracket. Y-cable | 3.48 | Bracket. Y-cable | LED | 1 | 330 | [8 empty] | CE | [6 empty] | 20 | 5000 | 820x250x75 |  | 220-240V |  | 5 | A++ | 70° | 3 | 70 |  | 5000 |  | 48000 | >=0.95 | 109000 |  |  | 135.7576 |  |  | 9 | L6 | 25 | max. 10% at 100.000 hrs |  | Available | 750/339 | Cx=0.3447;Cy=0.3553 | Class I | IK08 | IP50 | IP20 | 50 | 1790 | -25 | 1 | 330 | RAL9016 | 50-60Hz | Passive | LED | embedded sensor system | High Bay Rectangular | Tungsram Auriso | Indoor industrial |  | 23.7 | 44800 | Yes |  | risk group 1 |  | Bracket kit. Tilted bracket kit. Busbar bracket kit. Cable hook pair
TBD | AUR-2S45-740-L6-SN-ST | image | datasheet | deeplink | TUNGSRAM - Tungsram Auriso - 44700lm - 330W - 4000K - 70CRI - TBD[SKU] - Bracket. Y-cable | 3.48 | Bracket. Y-cable | LED | 1 | 330 | [8 empty] | CE | [6 empty] | 20 | 4000 | 820x250x75 |  | 220-240V |  | 5 | A++ | 70° | 3 | 70 |  | 4000 |  | 48000 | >=0.95 | 109000 |  |  | 135.4545 |  |  | 9 | L6 | 25 | max. 10% at 100.000 hrs |  | Available | 740/339 | Cx=0.4338;Cy=0.4030 | Class I | IK08 | IP50 | IP20 | 50 | 1790 | -25 | 1 | 330 | RAL9016 | 50-60Hz | Passive | LED | embedded sensor system | High Bay Rectangular | Tungsram Auriso | Indoor industrial |  | 23.7 | 44700 | Yes |  | risk group 1 |  | Bracket kit. Tilted bracket kit. Busbar bracket kit. Cable hook pair
TBD | AUR-2S45-730-L6-SN-ST | image | datasheet | deeplink | TUNGSRAM - Tungsram Auriso - 43500lm - 330W - 3000K - 70CRI - TBD[SKU] - Bracket. Y-cable | 3.48 | Bracket. Y-cable | LED | 1 | 330 | [8 empty] | CE | [6 empty] | 20 | 3000 | 820x250x75 |  | 220-240V |  | 5 | A++ | 70° | 3 | 70 |  | 3000 |  | 48000 | >=0.95 | 109000 |  |  | 131.8182 |  |  | 9 | L6 | 25 | max. 10% at 100.000 hrs |  | Available | 730/339 | Cx=0.4338;Cy=0.4030 | Class I | IK08 | IP50 | IP20 | 50 | 1790 | -25 | 1 | 330 | RAL9016 | 50-60Hz | Passive | LED | embedded sensor system | High Bay Rectangular | Tungsram Auriso | Indoor industrial |  | 23.6 | 43500 | Yes |  | risk group 1 |  | Bracket kit. Tilted bracket kit. Busbar bracket kit. Cable hook pair
TBD | AUR-2S45-850-L3-SN-ST | image | datasheet | deeplink | TUNGSRAM - Tungsram Auriso - 46300lm - 330W - 5000K - 80CRI - TBD[SKU] - Bracket. Y-cable | 3.48 | Bracket. Y-cable | LED | 1 | 330 | [8 empty] | CE | [6 empty] | 20 | 5000 | 820x250x75 |  | 220-240V |  | 5 | A++ | 35° | 3 | 80 |  | 5000 |  | 48000 | >=0.95 | 109000 |  |  | 140.303 |  |  | 9 | L3 | 25 | max. 10% at 100.000 hrs |  | Available | 850/339 | Cx=0.3447;Cy=0.3553 | Class I | IK08 | IP50 | IP20 | 50 | 1790 | -25 | 1 | 330 | RAL9016 | 50-60Hz | Passive | LED | embedded sensor system | High Bay Rectangular | Tungsram Auriso | Indoor industrial |  | 19 | 46300 | Yes |  | risk group 1 |  | Bracket kit. Tilted bracket kit. Busbar bracket kit. Cable hook pair
TBD | AUR-2S45-840-L3-SN-ST | image | datasheet | deeplink | TUNGSRAM - Tungsram Auriso - 45100lm - 330W - 4000K - 80CRI - TBD[SKU] - Bracket. Y-cable | 3.48 | Bracket. Y-cable | LED | 1 | 330 | [8 empty] | CE | [6 empty] | 20 | 4000 | 820x250x75 |  | 220-240V |  | 5 | A++ | 35° | 3 | 80 |  | 4000 |  | 48000 | >=0.95 | 109000 |  |  | 136.6667 |  |  | 9 | L3 | 25 | max. 10% at 100.000 hrs |  | Available | 840/339 | Cx=0.3818;Cy=0.3797 | Class I | IK08 | IP50 | IP20 | 50 | 1790 | -25 | 1 | 330 | RAL9016 | 50-60Hz | Passive | LED | embedded sensor system | High Bay Rectangular | Tungsram Auriso | Indoor industrial |  | 19 | 45100 | Yes |  | risk group 1 |  | Bracket kit. Tilted bracket kit. Busbar bracket kit. Cable hook pair
TBD | AUR-2S45-830-L3-SN-ST | image | datasheet | deeplink | TUNGSRAM - Tungsram Auriso - 42500lm - 330W - 3000K - 80CRI - TBD[SKU] - Bracket. Y-cable | 3.48 | Bracket. Y-cable | LED | 1 | 330 | [8 empty] | CE | [6 empty] | 20 | 3000 | 820x250x75 |  | 220-240V |  | 5 | A++ | 35° | 3 | 80 |  | 3000 |  | 48000 | >=0.95 | 109000 |  |  | 128.7879 |  |  | 9 | L3 | 25 | max. 10% at 100.000 hrs |  | Available | 830/339 | Cx=0.4338;Cy=0.4030 | Class I | IK08 | IP50 | IP20 | 50 | 1790 | -25 | 1 | 330 | RAL9016 | 50-60Hz | Passive | LED | embedded sensor system | High Bay Rectangular | Tungsram Auriso | Indoor industrial |  | 18.9 | 42500 | Yes |  | risk group 1 |  | Bracket kit. Tilted bracket kit. Busbar bracket kit. Cable hook pair
TBD | AUR-2S45-750-L3-SN-ST | image | datasheet | deeplink | TUNGSRAM - Tungsram Auriso - 47600lm - 330W - 5000K - 70CRI - TBD[SKU] - Bracket. Y-cable | 3.48 | Bracket. Y-cable | LED | 1 | 330 | [8 empty] | CE | [6 empty] | 20 | 5000 | 820x250x75 |  | 220-240V |  | 5 | A++ | 35° | 3 | 70 |  | 5000 |  | 48000 | >=0.95 | 109000 |  |  | 144.2424 |  |  | 9 | L3 | 25 | max. 10% at 100.000 hrs |  | Available | 750/339 | Cx=0.3447;Cy=0.3553 | Class I | IK08 | IP50 | IP20 | 50 | 1790 | -25 | 1 | 330 | RAL9016 | 50-60Hz | Passive | LED | embedded sensor system | High Bay Rectangular | Tungsram Auriso | Indoor industrial |  | 19.3 | 47600 | Yes |  | risk group 1 |  | Bracket kit. Tilted bracket kit. Busbar bracket kit. Cable hook pair
TBD | AUR-2S45-740-L3-SN-ST | image | datasheet | deeplink | TUNGSRAM - Tungsram Auriso - 47500lm - 330W - 4000K - 70CRI - TBD[SKU] - Bracket. Y-cable | 3.48 | Bracket. Y-cable | LED | 1 | 330 | [8 empty] | CE | [6 empty] | 20 | 4000 | 820x250x75 |  | 220-240V |  | 5 | A++ | 35° | 3 | 70 |  | 4000 |  | 48000 | >=0.95 | 109000 |  |  | 143.9394 |  |  | 9 | L3 | 25 | max. 10% at 100.000 hrs |  | Available | 740/339 | Cx=0.4338;Cy=0.4030 | Class I | IK08 | IP50 | IP20 | 50 | 1790 | -25 | 1 | 330 | RAL9016 | 50-60Hz | Passive | LED | embedded sensor system | High Bay Rectangular | Tungsram Auriso | Indoor industrial |  | 19.3 | 47500 | Yes |  | risk group 1 |  | Bracket kit. Tilted bracket kit. Busbar bracket kit. Cable hook pair
TBD | AUR-2S45-730-L3-SN-ST | image | datasheet | deeplink | TUNGSRAM - Tungsram Auriso - 46200lm - 330W - 3000K - 70CRI - TBD[SKU] - Bracket. Y-cable | 3.48 | Bracket. Y-cable | LED | 1 | 330 | [8 empty] | CE | [6 empty] | 20 | 3000 | 820x250x75 |  | 220-240V |  | 5 | A++ | 35° | 3 | 70 |  | 3000 |  | 48000 | >=0.95 | 109000 |  |  | 140 |  |  | 9 | L3 | 25 | max. 10% at 100.000 hrs |  | Available | 730/339 | Cx=0.4338;Cy=0.4030 | Class I | IK08 | IP50 | IP20 | 50 | 1790 | -25 | 1 | 330 | RAL9016 | 50-60Hz | Passive | LED | embedded sensor system | High Bay Rectangular | Tungsram Auriso | Indoor industrial |  | 19.2 | 46200 | Yes |  | risk group 1 |  | Bracket kit. Tilted bracket kit. Busbar bracket kit. Cable hook pair
TBD | AUR-2S45-850-D1-SN-ST | image | datasheet | deeplink | TUNGSRAM - Tungsram Auriso - 39600lm - 330W - 5000K - 80CRI - TBD[SKU] - Bracket. Y-cable | 3.48 | Bracket. Y-cable | LED | 1 | 330 | [8 empty] | CE | [6 empty] | 20 | 5000 | 820x250x75 |  | 220-240V |  | 5 | A++ | 100° | 3 | 80 |  | 5000 |  | 48000 | >=0.95 | 109000 |  |  | 120 |  |  | 9 | D1 | 25 | max. 10% at 100.000 hrs |  | Available | 850/339 | Cx=0.3447;Cy=0.3553 | Class I | IK08 | IP20 | IP20 | 50 | 1790 | -25 | 1 | 330 | RAL9016 | 50-60Hz | Passive | LED | embedded sensor system | High Bay Rectangular | Tungsram Auriso | Indoor industrial |  | 27.3 | 39600 | Yes |  | risk group 1 |  | Bracket kit. Tilted bracket kit. Busbar bracket kit. Cable hook pair
TBD | AUR-2S45-840-D1-SN-ST | image | datasheet | deeplink | TUNGSRAM - Tungsram Auriso - 38600lm - 330W - 4000K - 80CRI - TBD[SKU] - Bracket. Y-cable | 3.48 | Bracket. Y-cable | LED | 1 | 330 | [8 empty] | CE | [6 empty] | 20 | 4000 | 820x250x75 |  | 220-240V |  | 5 | A++ | 100° | 3 | 80 |  | 4000 |  | 48000 | >=0.95 | 109000 |  |  | 116.9697 |  |  | 9 | D1 | 25 | max. 10% at 100.000 hrs |  | Available | 840/339 | Cx=0.3818;Cy=0.3797 | Class I | IK08 | IP20 | IP20 | 50 | 1790 | -25 | 1 | 330 | RAL9016 | 50-60Hz | Passive | LED | embedded sensor system | High Bay Rectangular | Tungsram Auriso | Indoor industrial |  | 27.3 | 38600 | Yes |  | risk group 1 |  | Bracket kit. Tilted bracket kit. Busbar bracket kit. Cable hook pair
TBD | AUR-2S45-830-D1-SN-ST | image | datasheet | deeplink | TUNGSRAM - Tungsram Auriso - 36300lm - 330W - 3000K - 80CRI - TBD[SKU] - Bracket. Y-cable | 3.48 | Bracket. Y-cable | LED | 1 | 330 | [8 empty] | CE | [6 empty] | 20 | 3000 | 820x250x75 |  | 220-240V |  | 5 | A++ | 100° | 3 | 80 |  | 3000 |  | 48000 | >=0.95 | 109000 |  |  | 110 |  |  | 9 | D1 | 25 | max. 10% at 100.000 hrs |  | Available | 830/339 | Cx=0.4338;Cy=0.4030 | Class I | IK08 | IP20 | IP20 | 50 | 1790 | -25 | 1 | 330 | RAL9016 | 50-60Hz | Passive | LED | embedded sensor system | High Bay Rectangular | Tungsram Auriso | Indoor industrial |  | 27.2 | 36300 | Yes |  | risk group 1 |  | Bracket kit. Tilted bracket kit. Busbar bracket kit. Cable hook pair
TBD | AUR-2S45-750-D1-SN-ST | image | datasheet | deeplink | TUNGSRAM - Tungsram Auriso - 40700lm - 330W - 5000K - 70CRI - TBD[SKU] - Bracket. Y-cable | 3.48 | Bracket. Y-cable | LED | 1 | 330 | [8 empty] | CE | [6 empty] | 20 | 5000 | 820x250x75 |  | 220-240V |  | 5 | A++ | 100° | 3 | 70 |  | 5000 |  | 48000 | >=0.95 | 109000 |  |  | 123.3333 |  |  | 9 | D1 | 25 | max. 10% at 100.000 hrs |  | Available | 750/339 | Cx=0.3447;Cy=0.3553 | Class I | IK08 | IP20 | IP20 | 50 | 1790 | -25 | 1 | 330 | RAL9016 | 50-60Hz | Passive | LED | embedded sensor system | High Bay Rectangular | Tungsram Auriso | Indoor industrial |  | 27.6 | 40700 | Yes |  | risk group 1 |  | Bracket kit. Tilted bracket kit. Busbar bracket kit. Cable hook pair
TBD | AUR-2S45-740-D1-SN-ST | image | datasheet | deeplink | TUNGSRAM - Tungsram Auriso - 40600lm - 330W - 4000K - 70CRI - TBD[SKU] - Bracket. Y-cable | 3.48 | Bracket. Y-cable | LED | 1 | 330 | [8 empty] | CE | [6 empty] | 20 | 4000 | 820x250x75 |  | 220-240V |  | 5 | A++ | 100° | 3 | 70 |  | 4000 |  | 48000 | >=0.95 | 109000 |  |  | 123.0303 |  |  | 9 | D1 | 25 | max. 10% at 100.000 hrs |  | Available | 740/339 | Cx=0.4338;Cy=0.4030 | Class I | IK08 | IP20 | IP20 | 50 | 1790 | -25 | 1 | 330 | RAL9016 | 50-60Hz | Passive | LED | embedded sensor system | High Bay Rectangular | Tungsram Auriso | Indoor industrial |  | 27.6 | 40600 | Yes |  | risk group 1 |  | Bracket kit. Tilted bracket kit. Busbar bracket kit. Cable hook pair
TBD | AUR-2S45-730-D1-SN-ST | image | datasheet | deeplink | TUNGSRAM - Tungsram Auriso - 39500lm - 330W - 3000K - 70CRI - TBD[SKU] - Bracket. Y-cable | 3.48 | Bracket. Y-cable | LED | 1 | 330 | [8 empty] | CE | [6 empty] | 20 | 3000 | 820x250x75 |  | 220-240V |  | 5 | A++ | 100° | 3 | 70 |  | 3000 |  | 48000 | >=0.95 | 109000 |  |  | 119.697 |  |  | 9 | D1 | 25 | max. 10% at 100.000 hrs |  | Available | 730/339 | Cx=0.4338;Cy=0.4030 | Class I | IK08 | IP20 | IP20 | 50 | 1790 | -25 | 1 | 330 | RAL9016 | 50-60Hz | Passive | LED | embedded sensor system | High Bay Rectangular | Tungsram Auriso | Indoor industrial |  | 27.4 | 39500 | Yes |  | risk group 1 |  | Bracket kit. Tilted bracket kit. Busbar bracket kit. Cable hook pair
TBD | AUR-2S45-850-C1-SN-ST | image | datasheet | deeplink | TUNGSRAM - Tungsram Auriso - 44000lm - 330W - 5000K - 80CRI - TBD[SKU] - Bracket. Y-cable | 3.48 | Bracket. Y-cable | LED | 1 | 330 | [8 empty] | CE | [6 empty] | 20 | 5000 | 820x250x75 |  | 220-240V |  | 5 | A++ | 110° | 3 | 80 |  | 5000 |  | 48000 | >=0.95 | 109000 |  |  | 133.3333 |  |  | 9 | C1 | 25 | max. 10% at 100.000 hrs |  | Available | 850/339 | Cx=0.3447;Cy=0.3553 | Class I | IK08 | IP20 | IP20 | 50 | 1790 | -25 | 1 | 330 | RAL9016 | 50-60Hz | Passive | LED | embedded sensor system | High Bay Rectangular | Tungsram Auriso | Indoor industrial |  | 27.2 | 44000 | Yes |  | risk group 1 |  | Bracket kit. Tilted bracket kit. Busbar bracket kit. Cable hook pair
TBD | AUR-2S45-840-C1-SN-ST | image | datasheet | deeplink | TUNGSRAM - Tungsram Auriso - 42800lm - 330W - 4000K - 80CRI - TBD[SKU] - Bracket. Y-cable | 3.48 | Bracket. Y-cable | LED | 1 | 330 | [8 empty] | CE | [6 empty] | 20 | 4000 | 820x250x75 |  | 220-240V |  | 5 | A++ | 110° | 3 | 80 |  | 4000 |  | 48000 | >=0.95 | 109000 |  |  | 129.697 |  |  | 9 | C1 | 25 | max. 10% at 100.000 hrs |  | Available | 840/339 | Cx=0.3818;Cy=0.3797 | Class I | IK08 | IP20 | IP20 | 50 | 1790 | -25 | 1 | 330 | RAL9016 | 50-60Hz | Passive | LED | embedded sensor system | High Bay Rectangular | Tungsram Auriso | Indoor industrial |  | 27.2 | 42800 | Yes |  | risk group 1 |  | Bracket kit. Tilted bracket kit. Busbar bracket kit. Cable hook pair
TBD | AUR-2S45-830-C1-SN-ST | image | datasheet | deeplink | TUNGSRAM - Tungsram Auriso - 40300lm - 330W - 3000K - 80CRI - TBD[SKU] - Bracket. Y-cable | 3.48 | Bracket. Y-cable | LED | 1 | 330 | [8 empty] | CE | [6 empty] | 20 | 3000 | 820x250x75 |  | 220-240V |  | 5 | A++ | 110° | 3 | 80 |  | 3000 |  | 48000 | >=0.95 | 109000 |  |  | 122.1212 |  |  | 9 | C1 | 25 | max. 10% at 100.000 hrs |  | Available | 830/339 | Cx=0.4338;Cy=0.4030 | Class I | IK08 | IP20 | IP20 | 50 | 1790 | -25 | 1 | 330 | RAL9016 | 50-60Hz | Passive | LED | embedded sensor system | High Bay Rectangular | Tungsram Auriso | Indoor industrial |  | 27 | 40300 | Yes |  | risk group 1 |  | Bracket kit. Tilted bracket kit. Busbar bracket kit. Cable hook pair
TBD | AUR-2S45-750-C1-SN-ST | image | datasheet | deeplink | TUNGSRAM - Tungsram Auriso - 45200lm - 330W - 5000K - 70CRI - TBD[SKU] - Bracket. Y-cable | 3.48 | Bracket. Y-cable | LED | 1 | 330 | [8 empty] | CE | [6 empty] | 20 | 5000 | 820x250x75 |  | 220-240V |  | 5 | A++ | 110° | 3 | 70 |  | 5000 |  | 48000 | >=0.95 | 109000 |  |  | 136.9697 |  |  | 9 | C1 | 25 | max. 10% at 100.000 hrs |  | Available | 750/339 | Cx=0.3447;Cy=0.3553 | Class I | IK08 | IP20 | IP20 | 50 | 1790 | -25 | 1 | 330 | RAL9016 | 50-60Hz | Passive | LED | embedded sensor system | High Bay Rectangular | Tungsram Auriso | Indoor industrial |  | 27.4 | 45200 | Yes |  | risk group 1 |  | Bracket kit. Tilted bracket kit. Busbar bracket kit. Cable hook pair
TBD | AUR-2S45-740-C1-SN-ST | image | datasheet | deeplink | TUNGSRAM - Tungsram Auriso - 45100lm - 330W - 4000K - 70CRI - TBD[SKU] - Bracket. Y-cable | 3.48 | Bracket. Y-cable | LED | 1 | 330 | [8 empty] | CE | [6 empty] | 20 | 4000 | 820x250x75 |  | 220-240V |  | 5 | A++ | 110° | 3 | 70 |  | 4000 |  | 48000 | >=0.95 | 109000 |  |  | 136.6667 |  |  | 9 | C1 | 25 | max. 10% at 100.000 hrs |  | Available | 740/339 | Cx=0.4338;Cy=0.4030 | Class I | IK08 | IP20 | IP20 | 50 | 1790 | -25 | 1 | 330 | RAL9016 | 50-60Hz | Passive | LED | embedded sensor system | High Bay Rectangular | Tungsram Auriso | Indoor industrial |  | 27.4 | 45100 | Yes |  | risk group 1 |  | Bracket kit. Tilted bracket kit. Busbar bracket kit. Cable hook pair
TBD | AUR-2S45-730-C1-SN-ST | image | datasheet | deeplink | TUNGSRAM - Tungsram Auriso - 43800lm - 330W - 3000K - 70CRI - TBD[SKU] - Bracket. Y-cable | 3.48 | Bracket. Y-cable | LED | 1 | 330 | [8 empty] | CE | [6 empty] | 20 | 3000 | 820x250x75 |  | 220-240V |  | 5 | A++ | 110° | 3 | 70 |  | 3000 |  | 48000 | >=0.95 | 109000 |  |  | 132.7273 |  |  | 9 | C1 | 25 | max. 10% at 100.000 hrs |  | Available | 730/339 | Cx=0.4338;Cy=0.4030 | Class I | IK08 | IP20 | IP20 | 50 | 1790 | -25 | 1 | 330 | RAL9016 | 50-60Hz | Passive | LED | embedded sensor system | High Bay Rectangular | Tungsram Auriso | Indoor industrial |  | 27.3 | 43800 | Yes |  | risk group 1 |  | Bracket kit. Tilted bracket kit. Busbar bracket kit. Cable hook pair
TBD | AUR-2S40-850-U8-SN-ST | image | datasheet | deeplink | TUNGSRAM - Tungsram Auriso - 34800lm - 273W - 5000K - 80CRI - TBD[SKU] - Bracket. Y-cable | 3.15 | Bracket. Y-cable | LED | 1 | 273 | [8 empty] | CE | [6 empty] | 20 | 5000 | 820x250x75 |  | 220-240V |  | 5 | A++ | 80° | 3 | 80 |  | 5000 |  | 50000 | >=0.95 | 114000 |  |  | 127.4725 |  |  | 9 | U8 | 25 | max. 10% at 100.000 hrs |  | Available | 850/339 | Cx=0.3447;Cy=0.3553 | Class I | IK08 | IP20 | IP20 | 50 | 1480 | -25 | 1 | 273 | RAL9016 | 50-60Hz | Passive | LED | embedded sensor system | High Bay Rectangular | Tungsram Auriso | Indoor industrial |  | 24.1 | 34800 | Yes |  | risk group 1 |  | Bracket kit. Tilted bracket kit. Busbar bracket kit. Cable hook pair
TBD | AUR-2S40-840-U8-SN-ST | image | datasheet | deeplink | TUNGSRAM - Tungsram Auriso - 33900lm - 273W - 4000K - 80CRI - TBD[SKU] - Bracket. Y-cable | 3.15 | Bracket. Y-cable | LED | 1 | 273 | [8 empty] | CE | [6 empty] | 20 | 4000 | 820x250x75 |  | 220-240V |  | 5 | A++ | 80° | 3 | 80 |  | 4000 |  | 50000 | >=0.95 | 114000 |  |  | 124.1758 |  |  | 9 | U8 | 25 | max. 10% at 100.000 hrs |  | Available | 840/339 | Cx=0.3818;Cy=0.3797 | Class I | IK08 | IP20 | IP20 | 50 | 1480 | -25 | 1 | 273 | RAL9016 | 50-60Hz | Passive | LED | embedded sensor system | High Bay Rectangular | Tungsram Auriso | Indoor industrial |  | 24.1 | 33900 | Yes |  | risk group 1 |  | Bracket kit. Tilted bracket kit. Busbar bracket kit. Cable hook pair
TBD | AUR-2S40-830-U8-SN-ST | image | datasheet | deeplink | TUNGSRAM - Tungsram Auriso - 32000lm - 273W - 3000K - 80CRI - TBD[SKU] - Bracket. Y-cable | 3.15 | Bracket. Y-cable | LED | 1 | 273 | [8 empty] | CE | [6 empty] | 20 | 3000 | 820x250x75 |  | 220-240V |  | 5 | A++ | 80° | 3 | 80 |  | 3000 |  | 50000 | >=0.95 | 114000 |  |  | 117.2161 |  |  | 9 | U8 | 25 | max. 10% at 100.000 hrs |  | Available | 830/339 | Cx=0.4338;Cy=0.4030 | Class I | IK08 | IP20 | IP20 | 50 | 1480 | -25 | 1 | 273 | RAL9016 | 50-60Hz | Passive | LED | embedded sensor system | High Bay Rectangular | Tungsram Auriso | Indoor industrial |  | 24 | 32000 | Yes |  | risk group 1 |  | Bracket kit. Tilted bracket kit. Busbar bracket kit. Cable hook pair
TBD | AUR-2S40-750-U8-SN-ST | image | datasheet | deeplink | TUNGSRAM - Tungsram Auriso - 35800lm - 273W - 5000K - 70CRI - TBD[SKU] - Bracket. Y-cable | 3.15 | Bracket. Y-cable | LED | 1 | 273 | [8 empty] | CE | [6 empty] | 20 | 5000 | 820x250x75 |  | 220-240V |  | 5 | A++ | 80° | 3 | 70 |  | 5000 |  | 50000 | >=0.95 | 114000 |  |  | 131.1355 |  |  | 9 | U8 | 25 | max. 10% at 100.000 hrs |  | Available | 750/339 | Cx=0.3447;Cy=0.3553 | Class I | IK08 | IP20 | IP20 | 50 | 1480 | -25 | 1 | 273 | RAL9016 | 50-60Hz | Passive | LED | embedded sensor system | High Bay Rectangular | Tungsram Auriso | Indoor industrial |  | 24.4 | 35800 | Yes |  | risk group 1 |  | Bracket kit. Tilted bracket kit. Busbar bracket kit. Cable hook pair
TBD | AUR-2S40-740-U8-SN-ST | image | datasheet | deeplink | TUNGSRAM - Tungsram Auriso - 35700lm - 273W - 4000K - 70CRI - TBD[SKU] - Bracket. Y-cable | 3.15 | Bracket. Y-cable | LED | 1 | 273 | [8 empty] | CE | [6 empty] | 20 | 4000 | 820x250x75 |  | 220-240V |  | 5 | A++ | 80° | 3 | 70 |  | 4000 |  | 50000 | >=0.95 | 114000 |  |  | 130.7692 |  |  | 9 | U8 | 25 | max. 10% at 100.000 hrs |  | Available | 740/339 | Cx=0.4338;Cy=0.4030 | Class I | IK08 | IP20 | IP20 | 50 | 1480 | -25 | 1 | 273 | RAL9016 | 50-60Hz | Passive | LED | embedded sensor system | High Bay Rectangular | Tungsram Auriso | Indoor industrial |  | 24.4 | 35700 | Yes |  | risk group 1 |  | Bracket kit. Tilted bracket kit. Busbar bracket kit. Cable hook pair
TBD | AUR-2S40-730-U8-SN-ST | image | datasheet | deeplink | TUNGSRAM - Tungsram Auriso - 34700lm - 273W - 3000K - 70CRI - TBD[SKU] - Bracket. Y-cable | 3.15 | Bracket. Y-cable | LED | 1 | 273 | [8 empty] | CE | [6 empty] | 20 | 3000 | 820x250x75 |  | 220-240V |  | 5 | A++ | 80° | 3 | 70 |  | 3000 |  | 50000 | >=0.95 | 114000 |  |  | 127.1062 |  |  | 9 | U8 | 25 | max. 10% at 100.000 hrs |  | Available | 730/339 | Cx=0.4338;Cy=0.4030 | Class I | IK08 | IP20 | IP20 | 50 | 1480 | -25 | 1 | 273 | RAL9016 | 50-60Hz | Passive | LED | embedded sensor system | High Bay Rectangular | Tungsram Auriso | Indoor industrial |  | 24.3 | 34700 | Yes |  | risk group 1 |  | Bracket kit. Tilted bracket kit. Busbar bracket kit. Cable hook pair
TBD | AUR-2S40-850-U6-SN-ST | image | datasheet | deeplink | TUNGSRAM - Tungsram Auriso - 31800lm - 273W - 5000K - 80CRI - TBD[SKU] - Bracket. Y-cable | 3.15 | Bracket. Y-cable | LED | 1 | 273 | [8 empty] | CE | [6 empty] | 20 | 5000 | 820x250x75 |  | 220-240V |  | 5 | A++ | 65° | 3 | 80 |  | 5000 |  | 50000 | >=0.95 | 114000 |  |  | 116.4835 |  |  | 9 | U6 | 25 | max. 10% at 100.000 hrs |  | Available | 850/339 | Cx=0.3447;Cy=0.3553 | Class I | IK08 | IP50 | IP20 | 50 | 1480 | -25 | 1 | 273 | RAL9016 | 50-60Hz | Passive | LED | embedded sensor system | High Bay Rectangular | Tungsram Auriso | Indoor industrial |  | 22.8 | 31800 | Yes |  | risk group 1 |  | Bracket kit. Tilted bracket kit. Busbar bracket kit. Cable hook pair
TBD | AUR-2S40-840-U6-SN-ST | image | datasheet | deeplink | TUNGSRAM - Tungsram Auriso - 31000lm - 273W - 4000K - 80CRI - TBD[SKU] - Bracket. Y-cable | 3.15 | Bracket. Y-cable | LED | 1 | 273 | [8 empty] | CE | [6 empty] | 20 | 4000 | 820x250x75 |  | 220-240V |  | 5 | A++ | 65° | 3 | 80 |  | 4000 |  | 50000 | >=0.95 | 114000 |  |  | 113.5531 |  |  | 9 | U6 | 25 | max. 10% at 100.000 hrs |  | Available | 840/339 | Cx=0.3818;Cy=0.3797 | Class I | IK08 | IP50 | IP20 | 50 | 1480 | -25 | 1 | 273 | RAL9016 | 50-60Hz | Passive | LED | embedded sensor system | High Bay Rectangular | Tungsram Auriso | Indoor industrial |  | 22.8 | 31000 | Yes |  | risk group 1 |  | Bracket kit. Tilted bracket kit. Busbar bracket kit. Cable hook pair
TBD | AUR-2S40-830-U6-SN-ST | image | datasheet | deeplink | TUNGSRAM - Tungsram Auriso - 29200lm - 273W - 3000K - 80CRI - TBD[SKU] - Bracket. Y-cable | 3.15 | Bracket. Y-cable | LED | 1 | 273 | [8 empty] | CE | [6 empty] | 20 | 3000 | 820x250x75 |  | 220-240V |  | 5 | A++ | 65° | 3 | 80 |  | 3000 |  | 50000 | >=0.95 | 114000 |  |  | 106.9597 |  |  | 9 | U6 | 25 | max. 10% at 100.000 hrs |  | Available | 830/339 | Cx=0.4338;Cy=0.4030 | Class I | IK08 | IP50 | IP20 | 50 | 1480 | -25 | 1 | 273 | RAL9016 | 50-60Hz | Passive | LED | embedded sensor system | High Bay Rectangular | Tungsram Auriso | Indoor industrial |  | 22.7 | 29200 | Yes |  | risk group 1 |  | Bracket kit. Tilted bracket kit. Busbar bracket kit. Cable hook pair
TBD | AUR-2S40-750-U6-SN-ST | image | datasheet | deeplink | TUNGSRAM - Tungsram Auriso - 32700lm - 273W - 5000K - 70CRI - TBD[SKU] - Bracket. Y-cable | 3.15 | Bracket. Y-cable | LED | 1 | 273 | [8 empty] | CE | [6 empty] | 20 | 5000 | 820x250x75 |  | 220-240V |  | 5 | A++ | 65° | 3 | 70 |  | 5000 |  | 50000 | >=0.95 | 114000 |  |  | 119.7802 |  |  | 9 | U6 | 25 | max. 10% at 100.000 hrs |  | Available | 750/339 | Cx=0.3447;Cy=0.3553 | Class I | IK08 | IP50 | IP20 | 50 | 1480 | -25 | 1 | 273 | RAL9016 | 50-60Hz | Passive | LED | embedded sensor system | High Bay Rectangular | Tungsram Auriso | Indoor industrial |  | 23.1 | 32700 | Yes |  | risk group 1 |  | Bracket kit. Tilted bracket kit. Busbar bracket kit. Cable hook pair
TBD | AUR-2S40-740-U6-SN-ST | image | datasheet | deeplink | TUNGSRAM - Tungsram Auriso - 32600lm - 273W - 4000K - 70CRI - TBD[SKU] - Bracket. Y-cable | 3.15 | Bracket. Y-cable | LED | 1 | 273 | [8 empty] | CE | [6 empty] | 20 | 4000 | 820x250x75 |  | 220-240V |  | 5 | A++ | 65° | 3 | 70 |  | 4000 |  | 50000 | >=0.95 | 114000 |  |  | 119.4139 |  |  | 9 | U6 | 25 | max. 10% at 100.000 hrs |  | Available | 740/339 | Cx=0.4338;Cy=0.4030 | Class I | IK08 | IP50 | IP20 | 50 | 1480 | -25 | 1 | 273 | RAL9016 | 50-60Hz | Passive | LED | embedded sensor system | High Bay Rectangular | Tungsram Auriso | Indoor industrial |  | 23.1 | 32600 | Yes |  | risk group 1 |  | Bracket kit. Tilted bracket kit. Busbar bracket kit. Cable hook pair
TBD | AUR-2S40-730-U6-SN-ST | image | datasheet | deeplink | TUNGSRAM - Tungsram Auriso - 31700lm - 273W - 3000K - 70CRI - TBD[SKU] - Bracket. Y-cable | 3.15 | Bracket. Y-cable | LED | 1 | 273 | [8 empty] | CE | [6 empty] | 20 | 3000 | 820x250x75 |  | 220-240V |  | 5 | A++ | 65° | 3 | 70 |  | 3000 |  | 50000 | >=0.95 | 114000 |  |  | 116.1172 |  |  | 9 | U6 | 25 | max. 10% at 100.000 hrs |  | Available | 730/339 | Cx=0.4338;Cy=0.4030 | Class I | IK08 | IP50 | IP20 | 50 | 1480 | -25 | 1 | 273 | RAL9016 | 50-60Hz | Passive | LED | embedded sensor system | High Bay Rectangular | Tungsram Auriso | Indoor industrial |  | 22.9 | 31700 | Yes |  | risk group 1 |  | Bracket kit. Tilted bracket kit. Busbar bracket kit. Cable hook pair
TBD | AUR-2S40-850-U4-SN-ST | image | datasheet | deeplink | TUNGSRAM - Tungsram Auriso - 33200lm - 273W - 5000K - 80CRI - TBD[SKU] - Bracket. Y-cable | 3.15 | Bracket. Y-cable | LED | 1 | 273 | [8 empty] | CE | [6 empty] | 20 | 5000 | 820x250x75 |  | 220-240V |  | 5 | A++ | 45° | 3 | 80 |  | 5000 |  | 50000 | >=0.95 | 114000 |  |  | 121.6117 |  |  | 9 | U4 | 25 | max. 10% at 100.000 hrs |  | Available | 850/339 | Cx=0.3447;Cy=0.3553 | Class I | IK08 | IP50 | IP20 | 50 | 1480 | -25 | 1 | 273 | RAL9016 | 50-60Hz | Passive | LED | embedded sensor system | High Bay Rectangular | Tungsram Auriso | Indoor industrial |  | 22.1 | 33200 | Yes |  | risk group 1 |  | Bracket kit. Tilted bracket kit. Busbar bracket kit. Cable hook pair
TBD | AUR-2S40-840-U4-SN-ST | image | datasheet | deeplink | TUNGSRAM - Tungsram Auriso - 32300lm - 273W - 4000K - 80CRI - TBD[SKU] - Bracket. Y-cable | 3.15 | Bracket. Y-cable | LED | 1 | 273 | [8 empty] | CE | [6 empty] | 20 | 4000 | 820x250x75 |  | 220-240V |  | 5 | A++ | 45° | 3 | 80 |  | 4000 |  | 50000 | >=0.95 | 114000 |  |  | 118.315 |  |  | 9 | U4 | 25 | max. 10% at 100.000 hrs |  | Available | 840/339 | Cx=0.3818;Cy=0.3797 | Class I | IK08 | IP50 | IP20 | 50 | 1480 | -25 | 1 | 273 | RAL9016 | 50-60Hz | Passive | LED | embedded sensor system | High Bay Rectangular | Tungsram Auriso | Indoor industrial |  | 22.1 | 32300 | Yes |  | risk group 1 |  | Bracket kit. Tilted bracket kit. Busbar bracket kit. Cable hook pair
TBD | AUR-2S40-830-U4-SN-ST | image | datasheet | deeplink | TUNGSRAM - Tungsram Auriso - 30400lm - 273W - 3000K - 80CRI - TBD[SKU] - Bracket. Y-cable | 3.15 | Bracket. Y-cable | LED | 1 | 273 | [8 empty] | CE | [6 empty] | 20 | 3000 | 820x250x75 |  | 220-240V |  | 5 | A++ | 45° | 3 | 80 |  | 3000 |  | 50000 | >=0.95 | 114000 |  |  | 111.3553 |  |  | 9 | U4 | 25 | max. 10% at 100.000 hrs |  | Available | 830/339 | Cx=0.4338;Cy=0.4030 | Class I | IK08 | IP50 | IP20 | 50 | 1480 | -25 | 1 | 273 | RAL9016 | 50-60Hz | Passive | LED | embedded sensor system | High Bay Rectangular | Tungsram Auriso | Indoor industrial |  | 22 | 30400 | Yes |  | risk group 1 |  | Bracket kit. Tilted bracket kit. Busbar bracket kit. Cable hook pair
TBD | AUR-2S40-750-U4-SN-ST | image | datasheet | deeplink | TUNGSRAM - Tungsram Auriso - 34100lm - 273W - 5000K - 70CRI - TBD[SKU] - Bracket. Y-cable | 3.15 | Bracket. Y-cable | LED | 1 | 273 | [8 empty] | CE | [6 empty] | 20 | 5000 | 820x250x75 |  | 220-240V |  | 5 | A++ | 45° | 3 | 70 |  | 5000 |  | 50000 | >=0.95 | 114000 |  |  | 124.9084 |  |  | 9 | U4 | 25 | max. 10% at 100.000 hrs |  | Available | 750/339 | Cx=0.3447;Cy=0.3553 | Class I | IK08 | IP50 | IP20 | 50 | 1480 | -25 | 1 | 273 | RAL9016 | 50-60Hz | Passive | LED | embedded sensor system | High Bay Rectangular | Tungsram Auriso | Indoor industrial |  | 22.4 | 34100 | Yes |  | risk group 1 |  | Bracket kit. Tilted bracket kit. Busbar bracket kit. Cable hook pair
TBD | AUR-2S40-740-U4-SN-ST | image | datasheet | deeplink | TUNGSRAM - Tungsram Auriso - 34000lm - 273W - 4000K - 70CRI - TBD[SKU] - Bracket. Y-cable | 3.15 | Bracket. Y-cable | LED | 1 | 273 | [8 empty] | CE | [6 empty] | 20 | 4000 | 820x250x75 |  | 220-240V |  | 5 | A++ | 45° | 3 | 70 |  | 4000 |  | 50000 | >=0.95 | 114000 |  |  | 124.5421 |  |  | 9 | U4 | 25 | max. 10% at 100.000 hrs |  | Available | 740/339 | Cx=0.4338;Cy=0.4030 | Class I | IK08 | IP50 | IP20 | 50 | 1480 | -25 | 1 | 273 | RAL9016 | 50-60Hz | Passive | LED | embedded sensor system | High Bay Rectangular | Tungsram Auriso | Indoor industrial |  | 22.4 | 34000 | Yes |  | risk group 1 |  | Bracket kit. Tilted bracket kit. Busbar bracket kit. Cable hook pair
TBD | AUR-2S40-730-U4-SN-ST | image | datasheet | deeplink | TUNGSRAM - Tungsram Auriso - 33100lm - 273W - 3000K - 70CRI - TBD[SKU] - Bracket. Y-cable | 3.15 | Bracket. Y-cable | LED | 1 | 273 | [8 empty] | CE | [6 empty] | 20 | 3000 | 820x250x75 |  | 220-240V |  | 5 | A++ | 45° | 3 | 70 |  | 3000 |  | 50000 | >=0.95 | 114000 |  |  | 121.2454 |  |  | 9 | U4 | 25 | max. 10% at 100.000 hrs |  | Available | 730/339 | Cx=0.4338;Cy=0.4030 | Class I | IK08 | IP50 | IP20 | 50 | 1480 | -25 | 1 | 273 | RAL9016 | 50-60Hz | Passive | LED | embedded sensor system | High Bay Rectangular | Tungsram Auriso | Indoor industrial |  | 22.2 | 33100 | Yes |  | risk group 1 |  | Bracket kit. Tilted bracket kit. Busbar bracket kit. Cable hook pair
TBD | AUR-2S40-850-L9-SN-ST | image | datasheet | deeplink | TUNGSRAM - Tungsram Auriso - 40300lm - 273W - 5000K - 80CRI - TBD[SKU] - Bracket. Y-cable | 3.15 | Bracket. Y-cable | LED | 1 | 273 | [8 empty] | CE | [6 empty] | 20 | 5000 | 820x250x75 |  | 220-240V |  | 5 | A++ | 90° | 3 | 80 |  | 5000 |  | 50000 | >=0.95 | 114000 |  |  | 147.619 |  |  | 9 | L9 | 25 | max. 10% at 100.000 hrs |  | Available | 850/339 | Cx=0.3447;Cy=0.3553 | Class I | IK08 | IP50 | IP20 | 50 | 1480 | -25 | 1 | 273 | RAL9016 | 50-60Hz | Passive | LED | embedded sensor system | High Bay Rectangular | Tungsram Auriso | Indoor industrial |  | 24.6 | 40300 | Yes |  | risk group 1 |  | Bracket kit. Tilted bracket kit. Busbar bracket kit. Cable hook pair
TBD | AUR-2S40-840-L9-SN-ST | image | datasheet | deeplink | TUNGSRAM - Tungsram Auriso - 39200lm - 273W - 4000K - 80CRI - TBD[SKU] - Bracket. Y-cable | 3.15 | Bracket. Y-cable | LED | 1 | 273 | [8 empty] | CE | [6 empty] | 20 | 4000 | 820x250x75 |  | 220-240V |  | 5 | A++ | 90° | 3 | 80 |  | 4000 |  | 50000 | >=0.95 | 114000 |  |  | 143.5897 |  |  | 9 | L9 | 25 | max. 10% at 100.000 hrs |  | Available | 840/339 | Cx=0.3818;Cy=0.3797 | Class I | IK08 | IP50 | IP20 | 50 | 1480 | -25 | 1 | 273 | RAL9016 | 50-60Hz | Passive | LED | embedded sensor system | High Bay Rectangular | Tungsram Auriso | Indoor industrial |  | 24.6 | 39200 | Yes |  | risk group 1 |  | Bracket kit. Tilted bracket kit. Busbar bracket kit. Cable hook pair
TBD | AUR-2S40-830-L9-SN-ST | image | datasheet | deeplink | TUNGSRAM - Tungsram Auriso - 36900lm - 273W - 3000K - 80CRI - TBD[SKU] - Bracket. Y-cable | 3.15 | Bracket. Y-cable | LED | 1 | 273 | [8 empty] | CE | [6 empty] | 20 | 3000 | 820x250x75 |  | 220-240V |  | 5 | A++ | 90° | 3 | 80 |  | 3000 |  | 50000 | >=0.95 | 114000 |  |  | 135.1648 |  |  | 9 | L9 | 25 | max. 10% at 100.000 hrs |  | Available | 830/339 | Cx=0.4338;Cy=0.4030 | Class I | IK08 | IP50 | IP20 | 50 | 1480 | -25 | 1 | 273 | RAL9016 | 50-60Hz | Passive | LED | embedded sensor system | High Bay Rectangular | Tungsram Auriso | Indoor industrial |  | 24.4 | 36900 | Yes |  | risk group 1 |  | Bracket kit. Tilted bracket kit. Busbar bracket kit. Cable hook pair
TBD | AUR-2S40-750-L9-SN-ST | image | datasheet | deeplink | TUNGSRAM - Tungsram Auriso - 41400lm - 273W - 5000K - 70CRI - TBD[SKU] - Bracket. Y-cable | 3.15 | Bracket. Y-cable | LED | 1 | 273 | [8 empty] | CE | [6 empty] | 20 | 5000 | 820x250x75 |  | 220-240V |  | 5 | A++ | 90° | 3 | 70 |  | 5000 |  | 50000 | >=0.95 | 114000 |  |  | 151.6484 |  |  | 9 | L9 | 25 | max. 10% at 100.000 hrs |  | Available | 750/339 | Cx=0.3447;Cy=0.3553 | Class I | IK08 | IP50 | IP20 | 50 | 1480 | -25 | 1 | 273 | RAL9016 | 50-60Hz | Passive | LED | embedded sensor system | High Bay Rectangular | Tungsram Auriso | Indoor industrial |  | 24.8 | 41400 | Yes |  | risk group 1 |  | Bracket kit. Tilted bracket kit. Busbar bracket kit. Cable hook pair
TBD | AUR-2S40-740-L9-SN-ST | image | datasheet | deeplink | TUNGSRAM - Tungsram Auriso - 41300lm - 273W - 4000K - 70CRI - TBD[SKU] - Bracket. Y-cable | 3.15 | Bracket. Y-cable | LED | 1 | 273 | [8 empty] | CE | [6 empty] | 20 | 4000 | 820x250x75 |  | 220-240V |  | 5 | A++ | 90° | 3 | 70 |  | 4000 |  | 50000 | >=0.95 | 114000 |  |  | 151.2821 |  |  | 9 | L9 | 25 | max. 10% at 100.000 hrs |  | Available | 740/339 | Cx=0.4338;Cy=0.4030 | Class I | IK08 | IP50 | IP20 | 50 | 1480 | -25 | 1 | 273 | RAL9016 | 50-60Hz | Passive | LED | embedded sensor system | High Bay Rectangular | Tungsram Auriso | Indoor industrial |  | 24.8 | 41300 | Yes |  | risk group 1 |  | Bracket kit. Tilted bracket kit. Busbar bracket kit. Cable hook pair
TBD | AUR-2S40-730-L9-SN-ST | image | datasheet | deeplink | TUNGSRAM - Tungsram Auriso - 40100lm - 273W - 3000K - 70CRI - TBD[SKU] - Bracket. Y-cable | 3.15 | Bracket. Y-cable | LED | 1 | 273 | [8 empty] | CE | [6 empty] | 20 | 3000 | 820x250x75 |  | 220-240V |  | 5 | A++ | 90° | 3 | 70 |  | 3000 |  | 50000 | >=0.95 | 114000 |  |  | 146.8864 |  |  | 9 | L9 | 25 | max. 10% at 100.000 hrs |  | Available | 730/339 | Cx=0.4338;Cy=0.4030 | Class I | IK08 | IP50 | IP20 | 50 | 1480 | -25 | 1 | 273 | RAL9016 | 50-60Hz | Passive | LED | embedded sensor system | High Bay Rectangular | Tungsram Auriso | Indoor industrial |  | 24.7 | 40100 | Yes |  | risk group 1 |  | Bracket kit. Tilted bracket kit. Busbar bracket kit. Cable hook pair
TBD | AUR-2S40-850-L6-SN-ST | image | datasheet | deeplink | TUNGSRAM - Tungsram Auriso - 38700lm - 273W - 5000K - 80CRI - TBD[SKU] - Bracket. Y-cable | 3.15 | Bracket. Y-cable | LED | 1 | 273 | [8 empty] | CE | [6 empty] | 20 | 5000 | 820x250x75 |  | 220-240V |  | 5 | A++ | 70° | 3 | 80 |  | 5000 |  | 50000 | >=0.95 | 114000 |  |  | 141.7582 |  |  | 9 | L6 | 25 | max. 10% at 100.000 hrs |  | Available | 850/339 | Cx=0.3447;Cy=0.3553 | Class I | IK08 | IP50 | IP20 | 50 | 1480 | -25 | 1 | 273 | RAL9016 | 50-60Hz | Passive | LED | embedded sensor system | High Bay Rectangular | Tungsram Auriso | Indoor industrial |  | 23 | 38700 | Yes |  | risk group 1 |  | Bracket kit. Tilted bracket kit. Busbar bracket kit. Cable hook pair
TBD | AUR-2S40-840-L6-SN-ST | image | datasheet | deeplink | TUNGSRAM - Tungsram Auriso - 37700lm - 273W - 4000K - 80CRI - TBD[SKU] - Bracket. Y-cable | 3.15 | Bracket. Y-cable | LED | 1 | 273 | [8 empty] | CE | [6 empty] | 20 | 4000 | 820x250x75 |  | 220-240V |  | 5 | A++ | 70° | 3 | 80 |  | 4000 |  | 50000 | >=0.95 | 114000 |  |  | 138.0952 |  |  | 9 | L6 | 25 | max. 10% at 100.000 hrs |  | Available | 840/339 | Cx=0.3818;Cy=0.3797 | Class I | IK08 | IP50 | IP20 | 50 | 1480 | -25 | 1 | 273 | RAL9016 | 50-60Hz | Passive | LED | embedded sensor system | High Bay Rectangular | Tungsram Auriso | Indoor industrial |  | 23 | 37700 | Yes |  | risk group 1 |  | Bracket kit. Tilted bracket kit. Busbar bracket kit. Cable hook pair
TBD | AUR-2S40-830-L6-SN-ST | image | datasheet | deeplink | TUNGSRAM - Tungsram Auriso - 35500lm - 273W - 3000K - 80CRI - TBD[SKU] - Bracket. Y-cable | 3.15 | Bracket. Y-cable | LED | 1 | 273 | [8 empty] | CE | [6 empty] | 20 | 3000 | 820x250x75 |  | 220-240V |  | 5 | A++ | 70° | 3 | 80 |  | 3000 |  | 50000 | >=0.95 | 114000 |  |  | 130.0366 |  |  | 9 | L6 | 25 | max. 10% at 100.000 hrs |  | Available | 830/339 | Cx=0.4338;Cy=0.4030 | Class I | IK08 | IP50 | IP20 | 50 | 1480 | -25 | 1 | 273 | RAL9016 | 50-60Hz | Passive | LED | embedded sensor system | High Bay Rectangular | Tungsram Auriso | Indoor industrial |  | 22.9 | 35500 | Yes |  | risk group 1 |  | Bracket kit. Tilted bracket kit. Busbar bracket kit. Cable hook pair
TBD | AUR-2S40-750-L6-SN-ST | image | datasheet | deeplink | TUNGSRAM - Tungsram Auriso - 39800lm - 273W - 5000K - 70CRI - TBD[SKU] - Bracket. Y-cable | 3.15 | Bracket. Y-cable | LED | 1 | 273 | [8 empty] | CE | [6 empty] | 20 | 5000 | 820x250x75 |  | 220-240V |  | 5 | A++ | 70° | 3 | 70 |  | 5000 |  | 50000 | >=0.95 | 114000 |  |  | 145.7875 |  |  | 9 | L6 | 25 | max. 10% at 100.000 hrs |  | Available | 750/339 | Cx=0.3447;Cy=0.3553 | Class I | IK08 | IP50 | IP20 | 50 | 1480 | -25 | 1 | 273 | RAL9016 | 50-60Hz | Passive | LED | embedded sensor system | High Bay Rectangular | Tungsram Auriso | Indoor industrial |  | 23.3 | 39800 | Yes |  | risk group 1 |  | Bracket kit. Tilted bracket kit. Busbar bracket kit. Cable hook pair
TBD | AUR-2S40-740-L6-SN-ST | image | datasheet | deeplink | TUNGSRAM - Tungsram Auriso - 39700lm - 273W - 4000K - 70CRI - TBD[SKU] - Bracket. Y-cable | 3.15 | Bracket. Y-cable | LED | 1 | 273 | [8 empty] | CE | [6 empty] | 20 | 4000 | 820x250x75 |  | 220-240V |  | 5 | A++ | 70° | 3 | 70 |  | 4000 |  | 50000 | >=0.95 | 114000 |  |  | 145.4212 |  |  | 9 | L6 | 25 | max. 10% at 100.000 hrs |  | Available | 740/339 | Cx=0.4338;Cy=0.4030 | Class I | IK08 | IP50 | IP20 | 50 | 1480 | -25 | 1 | 273 | RAL9016 | 50-60Hz | Passive | LED | embedded sensor system | High Bay Rectangular | Tungsram Auriso | Indoor industrial |  | 23.3 | 39700 | Yes |  | risk group 1 |  | Bracket kit. Tilted bracket kit. Busbar bracket kit. Cable hook pair
TBD | AUR-2S40-730-L6-SN-ST | image | datasheet | deeplink | TUNGSRAM - Tungsram Auriso - 38600lm - 273W - 3000K - 70CRI - TBD[SKU] - Bracket. Y-cable | 3.15 | Bracket. Y-cable | LED | 1 | 273 | [8 empty] | CE | [6 empty] | 20 | 3000 | 820x250x75 |  | 220-240V |  | 5 | A++ | 70° | 3 | 70 |  | 3000 |  | 50000 | >=0.95 | 114000 |  |  | 141.3919 |  |  | 9 | L6 | 25 | max. 10% at 100.000 hrs |  | Available | 730/339 | Cx=0.4338;Cy=0.4030 | Class I | IK08 | IP50 | IP20 | 50 | 1480 | -25 | 1 | 273 | RAL9016 | 50-60Hz | Passive | LED | embedded sensor system | High Bay Rectangular | Tungsram Auriso | Indoor industrial |  | 23.2 | 38600 | Yes |  | risk group 1 |  | Bracket kit. Tilted bracket kit. Busbar bracket kit. Cable hook pair
TBD | AUR-2S40-850-L3-SN-ST | image | datasheet | deeplink | TUNGSRAM - Tungsram Auriso - 41100lm - 273W - 5000K - 80CRI - TBD[SKU] - Bracket. Y-cable | 3.15 | Bracket. Y-cable | LED | 1 | 273 | [8 empty] | CE | [6 empty] | 20 | 5000 | 820x250x75 |  | 220-240V |  | 5 | A++ | 35° | 3 | 80 |  | 5000 |  | 50000 | >=0.95 | 114000 |  |  | 150.5495 |  |  | 9 | L3 | 25 | max. 10% at 100.000 hrs |  | Available | 850/339 | Cx=0.3447;Cy=0.3553 | Class I | IK08 | IP50 | IP20 | 50 | 1480 | -25 | 1 | 273 | RAL9016 | 50-60Hz | Passive | LED | embedded sensor system | High Bay Rectangular | Tungsram Auriso | Indoor industrial |  | 18.6 | 41100 | Yes |  | risk group 1 |  | Bracket kit. Tilted bracket kit. Busbar bracket kit. Cable hook pair
TBD | AUR-2S40-840-L3-SN-ST | image | datasheet | deeplink | TUNGSRAM - Tungsram Auriso - 40000lm - 273W - 4000K - 80CRI - TBD[SKU] - Bracket. Y-cable | 3.15 | Bracket. Y-cable | LED | 1 | 273 | [8 empty] | CE | [6 empty] | 20 | 4000 | 820x250x75 |  | 220-240V |  | 5 | A++ | 35° | 3 | 80 |  | 4000 |  | 50000 | >=0.95 | 114000 |  |  | 146.5201 |  |  | 9 | L3 | 25 | max. 10% at 100.000 hrs |  | Available | 840/339 | Cx=0.3818;Cy=0.3797 | Class I | IK08 | IP50 | IP20 | 50 | 1480 | -25 | 1 | 273 | RAL9016 | 50-60Hz | Passive | LED | embedded sensor system | High Bay Rectangular | Tungsram Auriso | Indoor industrial |  | 18.6 | 40000 | Yes |  | risk group 1 |  | Bracket kit. Tilted bracket kit. Busbar bracket kit. Cable hook pair
TBD | AUR-2S40-830-L3-SN-ST | image | datasheet | deeplink | TUNGSRAM - Tungsram Auriso - 37700lm - 273W - 3000K - 80CRI - TBD[SKU] - Bracket. Y-cable | 3.15 | Bracket. Y-cable | LED | 1 | 273 | [8 empty] | CE | [6 empty] | 20 | 3000 | 820x250x75 |  | 220-240V |  | 5 | A++ | 35° | 3 | 80 |  | 3000 |  | 50000 | >=0.95 | 114000 |  |  | 138.0952 |  |  | 9 | L3 | 25 | max. 10% at 100.000 hrs |  | Available | 830/339 | Cx=0.4338;Cy=0.4030 | Class I | IK08 | IP50 | IP20 | 50 | 1480 | -25 | 1 | 273 | RAL9016 | 50-60Hz | Passive | LED | embedded sensor system | High Bay Rectangular | Tungsram Auriso | Indoor industrial |  | 18.5 | 37700 | Yes |  | risk group 1 |  | Bracket kit. Tilted bracket kit. Busbar bracket kit. Cable hook pair
TBD | AUR-2S40-750-L3-SN-ST | image | datasheet | deeplink | TUNGSRAM - Tungsram Auriso - 42300lm - 273W - 5000K - 70CRI - TBD[SKU] - Bracket. Y-cable | 3.15 | Bracket. Y-cable | LED | 1 | 273 | [8 empty] | CE | [6 empty] | 20 | 5000 | 820x250x75 |  | 220-240V |  | 5 | A++ | 35° | 3 | 70 |  | 5000 |  | 50000 | >=0.95 | 114000 |  |  | 154.9451 |  |  | 9 | L3 | 25 | max. 10% at 100.000 hrs |  | Available | 750/339 | Cx=0.3447;Cy=0.3553 | Class I | IK08 | IP50 | IP20 | 50 | 1480 | -25 | 1 | 273 | RAL9016 | 50-60Hz | Passive | LED | embedded sensor system | High Bay Rectangular | Tungsram Auriso | Indoor industrial |  | 18.9 | 42300 | Yes |  | risk group 1 |  | Bracket kit. Tilted bracket kit. Busbar bracket kit. Cable hook pair
TBD | AUR-2S40-740-L3-SN-ST | image | datasheet | deeplink | TUNGSRAM - Tungsram Auriso - 42100lm - 273W - 4000K - 70CRI - TBD[SKU] - Bracket. Y-cable | 3.15 | Bracket. Y-cable | LED | 1 | 273 | [8 empty] | CE | [6 empty] | 20 | 4000 | 820x250x75 |  | 220-240V |  | 5 | A++ | 35° | 3 | 70 |  | 4000 |  | 50000 | >=0.95 | 114000 |  |  | 154.2125 |  |  | 9 | L3 | 25 | max. 10% at 100.000 hrs |  | Available | 740/339 | Cx=0.4338;Cy=0.4030 | Class I | IK08 | IP50 | IP20 | 50 | 1480 | -25 | 1 | 273 | RAL9016 | 50-60Hz | Passive | LED | embedded sensor system | High Bay Rectangular | Tungsram Auriso | Indoor industrial |  | 18.9 | 42100 | Yes |  | risk group 1 |  | Bracket kit. Tilted bracket kit. Busbar bracket kit. Cable hook pair
TBD | AUR-2S40-730-L3-SN-ST | image | datasheet | deeplink | TUNGSRAM - Tungsram Auriso - 41000lm - 273W - 3000K - 70CRI - TBD[SKU] - Bracket. Y-cable | 3.15 | Bracket. Y-cable | LED | 1 | 273 | [8 empty] | CE | [6 empty] | 20 | 3000 | 820x250x75 |  | 220-240V |  | 5 | A++ | 35° | 3 | 70 |  | 3000 |  | 50000 | >=0.95 | 114000 |  |  | 150.1832 |  |  | 9 | L3 | 25 | max. 10% at 100.000 hrs |  | Available | 730/339 | Cx=0.4338;Cy=0.4030 | Class I | IK08 | IP50 | IP20 | 50 | 1480 | -25 | 1 | 273 | RAL9016 | 50-60Hz | Passive | LED | embedded sensor system | High Bay Rectangular | Tungsram Auriso | Indoor industrial |  | 18.8 | 41000 | Yes |  | risk group 1 |  | Bracket kit. Tilted bracket kit. Busbar bracket kit. Cable hook pair
TBD | AUR-2S40-850-D1-SN-ST | image | datasheet | deeplink | TUNGSRAM - Tungsram Auriso - 35100lm - 273W - 5000K - 80CRI - TBD[SKU] - Bracket. Y-cable | 3.15 | Bracket. Y-cable | LED | 1 | 273 | [8 empty] | CE | [6 empty] | 20 | 5000 | 820x250x75 |  | 220-240V |  | 5 | A++ | 100° | 3 | 80 |  | 5000 |  | 50000 | >=0.95 | 114000 |  |  | 128.5714 |  |  | 9 | D1 | 25 | max. 10% at 100.000 hrs |  | Available | 850/339 | Cx=0.3447;Cy=0.3553 | Class I | IK08 | IP20 | IP20 | 50 | 1480 | -25 | 1 | 273 | RAL9016 | 50-60Hz | Passive | LED | embedded sensor system | High Bay Rectangular | Tungsram Auriso | Indoor industrial |  | 26.9 | 35100 | Yes |  | risk group 1 |  | Bracket kit. Tilted bracket kit. Busbar bracket kit. Cable hook pair
TBD | AUR-2S40-840-D1-SN-ST | image | datasheet | deeplink | TUNGSRAM - Tungsram Auriso - 34200lm - 273W - 4000K - 80CRI - TBD[SKU] - Bracket. Y-cable | 3.15 | Bracket. Y-cable | LED | 1 | 273 | [8 empty] | CE | [6 empty] | 20 | 4000 | 820x250x75 |  | 220-240V |  | 5 | A++ | 100° | 3 | 80 |  | 4000 |  | 50000 | >=0.95 | 114000 |  |  | 125.2747 |  |  | 9 | D1 | 25 | max. 10% at 100.000 hrs |  | Available | 840/339 | Cx=0.3818;Cy=0.3797 | Class I | IK08 | IP20 | IP20 | 50 | 1480 | -25 | 1 | 273 | RAL9016 | 50-60Hz | Passive | LED | embedded sensor system | High Bay Rectangular | Tungsram Auriso | Indoor industrial |  | 26.9 | 34200 | Yes |  | risk group 1 |  | Bracket kit. Tilted bracket kit. Busbar bracket kit. Cable hook pair
TBD | AUR-2S40-830-D1-SN-ST | image | datasheet | deeplink | TUNGSRAM - Tungsram Auriso - 32200lm - 273W - 3000K - 80CRI - TBD[SKU] - Bracket. Y-cable | 3.15 | Bracket. Y-cable | LED | 1 | 273 | [8 empty] | CE | [6 empty] | 20 | 3000 | 820x250x75 |  | 220-240V |  | 5 | A++ | 100° | 3 | 80 |  | 3000 |  | 50000 | >=0.95 | 114000 |  |  | 117.9487 |  |  | 9 | D1 | 25 | max. 10% at 100.000 hrs |  | Available | 830/339 | Cx=0.4338;Cy=0.4030 | Class I | IK08 | IP20 | IP20 | 50 | 1480 | -25 | 1 | 273 | RAL9016 | 50-60Hz | Passive | LED | embedded sensor system | High Bay Rectangular | Tungsram Auriso | Indoor industrial |  | 26.8 | 32200 | Yes |  | risk group 1 |  | Bracket kit. Tilted bracket kit. Busbar bracket kit. Cable hook pair
TBD | AUR-2S40-750-D1-SN-ST | image | datasheet | deeplink | TUNGSRAM - Tungsram Auriso - 36100lm - 273W - 5000K - 70CRI - TBD[SKU] - Bracket. Y-cable | 3.15 | Bracket. Y-cable | LED | 1 | 273 | [8 empty] | CE | [6 empty] | 20 | 5000 | 820x250x75 |  | 220-240V |  | 5 | A++ | 100° | 3 | 70 |  | 5000 |  | 50000 | >=0.95 | 114000 |  |  | 132.2344 |  |  | 9 | D1 | 25 | max. 10% at 100.000 hrs |  | Available | 750/339 | Cx=0.3447;Cy=0.3553 | Class I | IK08 | IP20 | IP20 | 50 | 1480 | -25 | 1 | 273 | RAL9016 | 50-60Hz | Passive | LED | embedded sensor system | High Bay Rectangular | Tungsram Auriso | Indoor industrial |  | 27.2 | 36100 | Yes |  | risk group 1 |  | Bracket kit. Tilted bracket kit. Busbar bracket kit. Cable hook pair
TBD | AUR-2S40-740-D1-SN-ST | image | datasheet | deeplink | TUNGSRAM - Tungsram Auriso - 36000lm - 273W - 4000K - 70CRI - TBD[SKU] - Bracket. Y-cable | 3.15 | Bracket. Y-cable | LED | 1 | 273 | [8 empty] | CE | [6 empty] | 20 | 4000 | 820x250x75 |  | 220-240V |  | 5 | A++ | 100° | 3 | 70 |  | 4000 |  | 50000 | >=0.95 | 114000 |  |  | 131.8681 |  |  | 9 | D1 | 25 | max. 10% at 100.000 hrs |  | Available | 740/339 | Cx=0.4338;Cy=0.4030 | Class I | IK08 | IP20 | IP20 | 50 | 1480 | -25 | 1 | 273 | RAL9016 | 50-60Hz | Passive | LED | embedded sensor system | High Bay Rectangular | Tungsram Auriso | Indoor industrial |  | 27.2 | 36000 | Yes |  | risk group 1 |  | Bracket kit. Tilted bracket kit. Busbar bracket kit. Cable hook pair
TBD | AUR-2S40-730-D1-SN-ST | image | datasheet | deeplink | TUNGSRAM - Tungsram Auriso - 35000lm - 273W - 3000K - 70CRI - TBD[SKU] - Bracket. Y-cable | 3.15 | Bracket. Y-cable | LED | 1 | 273 | [8 empty] | CE | [6 empty] | 20 | 3000 | 820x250x75 |  | 220-240V |  | 5 | A++ | 100° | 3 | 70 |  | 3000 |  | 50000 | >=0.95 | 114000 |  |  | 128.2051 |  |  | 9 | D1 | 25 | max. 10% at 100.000 hrs |  | Available | 730/339 | Cx=0.4338;Cy=0.4030 | Class I | IK08 | IP20 | IP20 | 50 | 1480 | -25 | 1 | 273 | RAL9016 | 50-60Hz | Passive | LED | embedded sensor system | High Bay Rectangular | Tungsram Auriso | Indoor industrial |  | 27 | 35000 | Yes |  | risk group 1 |  | Bracket kit. Tilted bracket kit. Busbar bracket kit. Cable hook pair
TBD | AUR-2S40-850-C1-SN-ST | image | datasheet | deeplink | TUNGSRAM - Tungsram Auriso - 39000lm - 273W - 5000K - 80CRI - TBD[SKU] - Bracket. Y-cable | 3.15 | Bracket. Y-cable | LED | 1 | 273 | [8 empty] | CE | [6 empty] | 20 | 5000 | 820x250x75 |  | 220-240V |  | 5 | A++ | 110° | 3 | 80 |  | 5000 |  | 50000 | >=0.95 | 114000 |  |  | 142.8571 |  |  | 9 | C1 | 25 | max. 10% at 100.000 hrs |  | Available | 850/339 | Cx=0.3447;Cy=0.3553 | Class I | IK08 | IP20 | IP20 | 50 | 1480 | -25 | 1 | 273 | RAL9016 | 50-60Hz | Passive | LED | embedded sensor system | High Bay Rectangular | Tungsram Auriso | Indoor industrial |  | 26.7 | 39000 | Yes |  | risk group 1 |  | Bracket kit. Tilted bracket kit. Busbar bracket kit. Cable hook pair
TBD | AUR-2S40-840-C1-SN-ST | image | datasheet | deeplink | TUNGSRAM - Tungsram Auriso - 38000lm - 273W - 4000K - 80CRI - TBD[SKU] - Bracket. Y-cable | 3.15 | Bracket. Y-cable | LED | 1 | 273 | [8 empty] | CE | [6 empty] | 20 | 4000 | 820x250x75 |  | 220-240V |  | 5 | A++ | 110° | 3 | 80 |  | 4000 |  | 50000 | >=0.95 | 114000 |  |  | 139.1941 |  |  | 9 | C1 | 25 | max. 10% at 100.000 hrs |  | Available | 840/339 | Cx=0.3818;Cy=0.3797 | Class I | IK08 | IP20 | IP20 | 50 | 1480 | -25 | 1 | 273 | RAL9016 | 50-60Hz | Passive | LED | embedded sensor system | High Bay Rectangular | Tungsram Auriso | Indoor industrial |  | 26.7 | 38000 | Yes |  | risk group 1 |  | Bracket kit. Tilted bracket kit. Busbar bracket kit. Cable hook pair
TBD | AUR-2S40-830-C1-SN-ST | image | datasheet | deeplink | TUNGSRAM - Tungsram Auriso - 35800lm - 273W - 3000K - 80CRI - TBD[SKU] - Bracket. Y-cable | 3.15 | Bracket. Y-cable | LED | 1 | 273 | [8 empty] | CE | [6 empty] | 20 | 3000 | 820x250x75 |  | 220-240V |  | 5 | A++ | 110° | 3 | 80 |  | 3000 |  | 50000 | >=0.95 | 114000 |  |  | 131.1355 |  |  | 9 | C1 | 25 | max. 10% at 100.000 hrs |  | Available | 830/339 | Cx=0.4338;Cy=0.4030 | Class I | IK08 | IP20 | IP20 | 50 | 1480 | -25 | 1 | 273 | RAL9016 | 50-60Hz | Passive | LED | embedded sensor system | High Bay Rectangular | Tungsram Auriso | Indoor industrial |  | 26.6 | 35800 | Yes |  | risk group 1 |  | Bracket kit. Tilted bracket kit. Busbar bracket kit. Cable hook pair
TBD | AUR-2S40-750-C1-SN-ST | image | datasheet | deeplink | TUNGSRAM - Tungsram Auriso - 40100lm - 273W - 5000K - 70CRI - TBD[SKU] - Bracket. Y-cable | 3.15 | Bracket. Y-cable | LED | 1 | 273 | [8 empty] | CE | [6 empty] | 20 | 5000 | 820x250x75 |  | 220-240V |  | 5 | A++ | 110° | 3 | 70 |  | 5000 |  | 50000 | >=0.95 | 114000 |  |  | 146.8864 |  |  | 9 | C1 | 25 | max. 10% at 100.000 hrs |  | Available | 750/339 | Cx=0.3447;Cy=0.3553 | Class I | IK08 | IP20 | IP20 | 50 | 1480 | -25 | 1 | 273 | RAL9016 | 50-60Hz | Passive | LED | embedded sensor system | High Bay Rectangular | Tungsram Auriso | Indoor industrial |  | 27 | 40100 | Yes |  | risk group 1 |  | Bracket kit. Tilted bracket kit. Busbar bracket kit. Cable hook pair
TBD | AUR-2S40-740-C1-SN-ST | image | datasheet | deeplink | TUNGSRAM - Tungsram Auriso - 40000lm - 273W - 4000K - 70CRI - TBD[SKU] - Bracket. Y-cable | 3.15 | Bracket. Y-cable | LED | 1 | 273 | [8 empty] | CE | [6 empty] | 20 | 4000 | 820x250x75 |  | 220-240V |  | 5 | A++ | 110° | 3 | 70 |  | 4000 |  | 50000 | >=0.95 | 114000 |  |  | 146.5201 |  |  | 9 | C1 | 25 | max. 10% at 100.000 hrs |  | Available | 740/339 | Cx=0.4338;Cy=0.4030 | Class I | IK08 | IP20 | IP20 | 50 | 1480 | -25 | 1 | 273 | RAL9016 | 50-60Hz | Passive | LED | embedded sensor system | High Bay Rectangular | Tungsram Auriso | Indoor industrial |  | 27 | 40000 | Yes |  | risk group 1 |  | Bracket kit. Tilted bracket kit. Busbar bracket kit. Cable hook pair
TBD | AUR-2S40-730-C1-SN-ST | image | datasheet | deeplink | TUNGSRAM - Tungsram Auriso - 38900lm - 273W - 3000K - 70CRI - TBD[SKU] - Bracket. Y-cable | 3.15 | Bracket. Y-cable | LED | 1 | 273 | [8 empty] | CE | [6 empty] | 20 | 3000 | 820x250x75 |  | 220-240V |  | 5 | A++ | 110° | 3 | 70 |  | 3000 |  | 50000 | >=0.95 | 114000 |  |  | 142.4908 |  |  | 9 | C1 | 25 | max. 10% at 100.000 hrs |  | Available | 730/339 | Cx=0.4338;Cy=0.4030 | Class I | IK08 | IP20 | IP20 | 50 | 1480 | -25 | 1 | 273 | RAL9016 | 50-60Hz | Passive | LED | embedded sensor system | High Bay Rectangular | Tungsram Auriso | Indoor industrial |  | 26.9 | 38900 | Yes |  | risk group 1 |  | Bracket kit. Tilted bracket kit. Busbar bracket kit. Cable hook pair
TBD | AUR-2S35-850-U8-SN-ST | image | datasheet | deeplink | TUNGSRAM - Tungsram Auriso - 30300lm - 226W - 5000K - 80CRI - TBD[SKU] - Bracket. Y-cable | 3.15 | Bracket. Y-cable | LED | 1 | 226 | [8 empty] | CE | [6 empty] | 20 | 5000 | 820x250x75 |  | 220-240V |  | 5 | A++ | 80° | 3 | 80 |  | 5000 |  | 50000 | >=0.95 | 114000 |  |  | 134.0708 |  |  | 9 | U8 | 25 | max. 10% at 100.000 hrs |  | Available | 850/339 | Cx=0.3447;Cy=0.3553 | Class I | IK08 | IP20 | IP20 | 50 | 1230 | -25 | 1 | 226 | RAL9016 | 50-60Hz | Passive | LED | embedded sensor system | High Bay Rectangular | Tungsram Auriso | Indoor industrial |  | 23.7 | 30300 | Yes |  | risk group 1 |  | Bracket kit. Tilted bracket kit. Busbar bracket kit. Cable hook pair
TBD | AUR-2S35-840-U8-SN-ST | image | datasheet | deeplink | TUNGSRAM - Tungsram Auriso - 29500lm - 226W - 4000K - 80CRI - TBD[SKU] - Bracket. Y-cable | 3.15 | Bracket. Y-cable | LED | 1 | 226 | [8 empty] | CE | [6 empty] | 20 | 4000 | 820x250x75 |  | 220-240V |  | 5 | A++ | 80° | 3 | 80 |  | 4000 |  | 50000 | >=0.95 | 114000 |  |  | 130.531 |  |  | 9 | U8 | 25 | max. 10% at 100.000 hrs |  | Available | 840/339 | Cx=0.3818;Cy=0.3797 | Class I | IK08 | IP20 | IP20 | 50 | 1230 | -25 | 1 | 226 | RAL9016 | 50-60Hz | Passive | LED | embedded sensor system | High Bay Rectangular | Tungsram Auriso | Indoor industrial |  | 23.7 | 29500 | Yes |  | risk group 1 |  | Bracket kit. Tilted bracket kit. Busbar bracket kit. Cable hook pair
TBD | AUR-2S35-830-U8-SN-ST | image | datasheet | deeplink | TUNGSRAM - Tungsram Auriso - 27800lm - 226W - 3000K - 80CRI - TBD[SKU] - Bracket. Y-cable | 3.15 | Bracket. Y-cable | LED | 1 | 226 | [8 empty] | CE | [6 empty] | 20 | 3000 | 820x250x75 |  | 220-240V |  | 5 | A++ | 80° | 3 | 80 |  | 3000 |  | 50000 | >=0.95 | 114000 |  |  | 123.0088 |  |  | 9 | U8 | 25 | max. 10% at 100.000 hrs |  | Available | 830/339 | Cx=0.4338;Cy=0.4030 | Class I | IK08 | IP20 | IP20 | 50 | 1230 | -25 | 1 | 226 | RAL9016 | 50-60Hz | Passive | LED | embedded sensor system | High Bay Rectangular | Tungsram Auriso | Indoor industrial |  | 23.5 | 27800 | Yes |  | risk group 1 |  | Bracket kit. Tilted bracket kit. Busbar bracket kit. Cable hook pair
TBD | AUR-2S35-750-U8-SN-ST | image | datasheet | deeplink | TUNGSRAM - Tungsram Auriso - 31200lm - 226W - 5000K - 70CRI - TBD[SKU] - Bracket. Y-cable | 3.15 | Bracket. Y-cable | LED | 1 | 226 | [8 empty] | CE | [6 empty] | 20 | 5000 | 820x250x75 |  | 220-240V |  | 5 | A++ | 80° | 3 | 70 |  | 5000 |  | 50000 | >=0.95 | 114000 |  |  | 138.0531 |  |  | 9 | U8 | 25 | max. 10% at 100.000 hrs |  | Available | 750/339 | Cx=0.3447;Cy=0.3553 | Class I | IK08 | IP20 | IP20 | 50 | 1230 | -25 | 1 | 226 | RAL9016 | 50-60Hz | Passive | LED | embedded sensor system | High Bay Rectangular | Tungsram Auriso | Indoor industrial |  | 23.9 | 31200 | Yes |  | risk group 1 |  | Bracket kit. Tilted bracket kit. Busbar bracket kit. Cable hook pair
TBD | AUR-2S35-740-U8-SN-ST | image | datasheet | deeplink | TUNGSRAM - Tungsram Auriso - 31100lm - 226W - 4000K - 70CRI - TBD[SKU] - Bracket. Y-cable | 3.15 | Bracket. Y-cable | LED | 1 | 226 | [8 empty] | CE | [6 empty] | 20 | 4000 | 820x250x75 |  | 220-240V |  | 5 | A++ | 80° | 3 | 70 |  | 4000 |  | 50000 | >=0.95 | 114000 |  |  | 137.6106 |  |  | 9 | U8 | 25 | max. 10% at 100.000 hrs |  | Available | 740/339 | Cx=0.4338;Cy=0.4030 | Class I | IK08 | IP20 | IP20 | 50 | 1230 | -25 | 1 | 226 | RAL9016 | 50-60Hz | Passive | LED | embedded sensor system | High Bay Rectangular | Tungsram Auriso | Indoor industrial |  | 23.9 | 31100 | Yes |  | risk group 1 |  | Bracket kit. Tilted bracket kit. Busbar bracket kit. Cable hook pair
TBD | AUR-2S35-730-U8-SN-ST | image | datasheet | deeplink | TUNGSRAM - Tungsram Auriso - 30200lm - 226W - 3000K - 70CRI - TBD[SKU] - Bracket. Y-cable | 3.15 | Bracket. Y-cable | LED | 1 | 226 | [8 empty] | CE | [6 empty] | 20 | 3000 | 820x250x75 |  | 220-240V |  | 5 | A++ | 80° | 3 | 70 |  | 3000 |  | 50000 | >=0.95 | 114000 |  |  | 133.6283 |  |  | 9 | U8 | 25 | max. 10% at 100.000 hrs |  | Available | 730/339 | Cx=0.4338;Cy=0.4030 | Class I | IK08 | IP20 | IP20 | 50 | 1230 | -25 | 1 | 226 | RAL9016 | 50-60Hz | Passive | LED | embedded sensor system | High Bay Rectangular | Tungsram Auriso | Indoor industrial |  | 23.8 | 30200 | Yes |  | risk group 1 |  | Bracket kit. Tilted bracket kit. Busbar bracket kit. Cable hook pair
TBD | AUR-2S35-850-U6-SN-ST | image | datasheet | deeplink | TUNGSRAM - Tungsram Auriso - 27700lm - 226W - 5000K - 80CRI - TBD[SKU] - Bracket. Y-cable | 3.15 | Bracket. Y-cable | LED | 1 | 226 | [8 empty] | CE | [6 empty] | 20 | 5000 | 820x250x75 |  | 220-240V |  | 5 | A++ | 65° | 3 | 80 |  | 5000 |  | 50000 | >=0.95 | 114000 |  |  | 122.5664 |  |  | 9 | U6 | 25 | max. 10% at 100.000 hrs |  | Available | 850/339 | Cx=0.3447;Cy=0.3553 | Class I | IK08 | IP50 | IP20 | 50 | 1230 | -25 | 1 | 226 | RAL9016 | 50-60Hz | Passive | LED | embedded sensor system | High Bay Rectangular | Tungsram Auriso | Indoor industrial |  | 22.3 | 27700 | Yes |  | risk group 1 |  | Bracket kit. Tilted bracket kit. Busbar bracket kit. Cable hook pair
TBD | AUR-2S35-840-U6-SN-ST | image | datasheet | deeplink | TUNGSRAM - Tungsram Auriso - 27000lm - 226W - 4000K - 80CRI - TBD[SKU] - Bracket. Y-cable | 3.15 | Bracket. Y-cable | LED | 1 | 226 | [8 empty] | CE | [6 empty] | 20 | 4000 | 820x250x75 |  | 220-240V |  | 5 | A++ | 65° | 3 | 80 |  | 4000 |  | 50000 | >=0.95 | 114000 |  |  | 119.469 |  |  | 9 | U6 | 25 | max. 10% at 100.000 hrs |  | Available | 840/339 | Cx=0.3818;Cy=0.3797 | Class I | IK08 | IP50 | IP20 | 50 | 1230 | -25 | 1 | 226 | RAL9016 | 50-60Hz | Passive | LED | embedded sensor system | High Bay Rectangular | Tungsram Auriso | Indoor industrial |  | 22.3 | 27000 | Yes |  | risk group 1 |  | Bracket kit. Tilted bracket kit. Busbar bracket kit. Cable hook pair
TBD | AUR-2S35-830-U6-SN-ST | image | datasheet | deeplink | TUNGSRAM - Tungsram Auriso - 25400lm - 226W - 3000K - 80CRI - TBD[SKU] - Bracket. Y-cable | 3.15 | Bracket. Y-cable | LED | 1 | 226 | [8 empty] | CE | [6 empty] | 20 | 3000 | 820x250x75 |  | 220-240V |  | 5 | A++ | 65° | 3 | 80 |  | 3000 |  | 50000 | >=0.95 | 114000 |  |  | 112.3894 |  |  | 9 | U6 | 25 | max. 10% at 100.000 hrs |  | Available | 830/339 | Cx=0.4338;Cy=0.4030 | Class I | IK08 | IP50 | IP20 | 50 | 1230 | -25 | 1 | 226 | RAL9016 | 50-60Hz | Passive | LED | embedded sensor system | High Bay Rectangular | Tungsram Auriso | Indoor industrial |  | 22.2 | 25400 | Yes |  | risk group 1 |  | Bracket kit. Tilted bracket kit. Busbar bracket kit. Cable hook pair
TBD | AUR-2S35-750-U6-SN-ST | image | datasheet | deeplink | TUNGSRAM - Tungsram Auriso - 28500lm - 226W - 5000K - 70CRI - TBD[SKU] - Bracket. Y-cable | 3.15 | Bracket. Y-cable | LED | 1 | 226 | [8 empty] | CE | [6 empty] | 20 | 5000 | 820x250x75 |  | 220-240V |  | 5 | A++ | 65° | 3 | 70 |  | 5000 |  | 50000 | >=0.95 | 114000 |  |  | 126.1062 |  |  | 9 | U6 | 25 | max. 10% at 100.000 hrs |  | Available | 750/339 | Cx=0.3447;Cy=0.3553 | Class I | IK08 | IP50 | IP20 | 50 | 1230 | -25 | 1 | 226 | RAL9016 | 50-60Hz | Passive | LED | embedded sensor system | High Bay Rectangular | Tungsram Auriso | Indoor industrial |  | 22.6 | 28500 | Yes |  | risk group 1 |  | Bracket kit. Tilted bracket kit. Busbar bracket kit. Cable hook pair
TBD | AUR-2S35-740-U6-SN-ST | image | datasheet | deeplink | TUNGSRAM - Tungsram Auriso - 28400lm - 226W - 4000K - 70CRI - TBD[SKU] - Bracket. Y-cable | 3.15 | Bracket. Y-cable | LED | 1 | 226 | [8 empty] | CE | [6 empty] | 20 | 4000 | 820x250x75 |  | 220-240V |  | 5 | A++ | 65° | 3 | 70 |  | 4000 |  | 50000 | >=0.95 | 114000 |  |  | 125.6637 |  |  | 9 | U6 | 25 | max. 10% at 100.000 hrs |  | Available | 740/339 | Cx=0.4338;Cy=0.4030 | Class I | IK08 | IP50 | IP20 | 50 | 1230 | -25 | 1 | 226 | RAL9016 | 50-60Hz | Passive | LED | embedded sensor system | High Bay Rectangular | Tungsram Auriso | Indoor industrial |  | 22.6 | 28400 | Yes |  | risk group 1 |  | Bracket kit. Tilted bracket kit. Busbar bracket kit. Cable hook pair
TBD | AUR-2S35-730-U6-SN-ST | image | datasheet | deeplink | TUNGSRAM - Tungsram Auriso - 27600lm - 226W - 3000K - 70CRI - TBD[SKU] - Bracket. Y-cable | 3.15 | Bracket. Y-cable | LED | 1 | 226 | [8 empty] | CE | [6 empty] | 20 | 3000 | 820x250x75 |  | 220-240V |  | 5 | A++ | 65° | 3 | 70 |  | 3000 |  | 50000 | >=0.95 | 114000 |  |  | 122.1239 |  |  | 9 | U6 | 25 | max. 10% at 100.000 hrs |  | Available | 730/339 | Cx=0.4338;Cy=0.4030 | Class I | IK08 | IP50 | IP20 | 50 | 1230 | -25 | 1 | 226 | RAL9016 | 50-60Hz | Passive | LED | embedded sensor system | High Bay Rectangular | Tungsram Auriso | Indoor industrial |  | 22.5 | 27600 | Yes |  | risk group 1 |  | Bracket kit. Tilted bracket kit. Busbar bracket kit. Cable hook pair
TBD | AUR-2S35-850-U4-SN-ST | image | datasheet | deeplink | TUNGSRAM - Tungsram Auriso - 28900lm - 226W - 5000K - 80CRI - TBD[SKU] - Bracket. Y-cable | 3.15 | Bracket. Y-cable | LED | 1 | 226 | [8 empty] | CE | [6 empty] | 20 | 5000 | 820x250x75 |  | 220-240V |  | 5 | A++ | 45° | 3 | 80 |  | 5000 |  | 50000 | >=0.95 | 114000 |  |  | 127.8761 |  |  | 9 | U4 | 25 | max. 10% at 100.000 hrs |  | Available | 850/339 | Cx=0.3447;Cy=0.3553 | Class I | IK08 | IP50 | IP20 | 50 | 1230 | -25 | 1 | 226 | RAL9016 | 50-60Hz | Passive | LED | embedded sensor system | High Bay Rectangular | Tungsram Auriso | Indoor industrial |  | 21.6 | 28900 | Yes |  | risk group 1 |  | Bracket kit. Tilted bracket kit. Busbar bracket kit. Cable hook pair
TBD | AUR-2S35-840-U4-SN-ST | image | datasheet | deeplink | TUNGSRAM - Tungsram Auriso - 28100lm - 226W - 4000K - 80CRI - TBD[SKU] - Bracket. Y-cable | 3.15 | Bracket. Y-cable | LED | 1 | 226 | [8 empty] | CE | [6 empty] | 20 | 4000 | 820x250x75 |  | 220-240V |  | 5 | A++ | 45° | 3 | 80 |  | 4000 |  | 50000 | >=0.95 | 114000 |  |  | 124.3363 |  |  | 9 | U4 | 25 | max. 10% at 100.000 hrs |  | Available | 840/339 | Cx=0.3818;Cy=0.3797 | Class I | IK08 | IP50 | IP20 | 50 | 1230 | -25 | 1 | 226 | RAL9016 | 50-60Hz | Passive | LED | embedded sensor system | High Bay Rectangular | Tungsram Auriso | Indoor industrial |  | 21.6 | 28100 | Yes |  | risk group 1 |  | Bracket kit. Tilted bracket kit. Busbar bracket kit. Cable hook pair
TBD | AUR-2S35-830-U4-SN-ST | image | datasheet | deeplink | TUNGSRAM - Tungsram Auriso - 26500lm - 226W - 3000K - 80CRI - TBD[SKU] - Bracket. Y-cable | 3.15 | Bracket. Y-cable | LED | 1 | 226 | [8 empty] | CE | [6 empty] | 20 | 3000 | 820x250x75 |  | 220-240V |  | 5 | A++ | 45° | 3 | 80 |  | 3000 |  | 50000 | >=0.95 | 114000 |  |  | 117.2566 |  |  | 9 | U4 | 25 | max. 10% at 100.000 hrs |  | Available | 830/339 | Cx=0.4338;Cy=0.4030 | Class I | IK08 | IP50 | IP20 | 50 | 1230 | -25 | 1 | 226 | RAL9016 | 50-60Hz | Passive | LED | embedded sensor system | High Bay Rectangular | Tungsram Auriso | Indoor industrial |  | 21.5 | 26500 | Yes |  | risk group 1 |  | Bracket kit. Tilted bracket kit. Busbar bracket kit. Cable hook pair
TBD | AUR-2S35-750-U4-SN-ST | image | datasheet | deeplink | TUNGSRAM - Tungsram Auriso - 29700lm - 226W - 5000K - 70CRI - TBD[SKU] - Bracket. Y-cable | 3.15 | Bracket. Y-cable | LED | 1 | 226 | [8 empty] | CE | [6 empty] | 20 | 5000 | 820x250x75 |  | 220-240V |  | 5 | A++ | 45° | 3 | 70 |  | 5000 |  | 50000 | >=0.95 | 114000 |  |  | 131.4159 |  |  | 9 | U4 | 25 | max. 10% at 100.000 hrs |  | Available | 750/339 | Cx=0.3447;Cy=0.3553 | Class I | IK08 | IP50 | IP20 | 50 | 1230 | -25 | 1 | 226 | RAL9016 | 50-60Hz | Passive | LED | embedded sensor system | High Bay Rectangular | Tungsram Auriso | Indoor industrial |  | 21.9 | 29700 | Yes |  | risk group 1 |  | Bracket kit. Tilted bracket kit. Busbar bracket kit. Cable hook pair
TBD | AUR-2S35-740-U4-SN-ST | image | datasheet | deeplink | TUNGSRAM - Tungsram Auriso - 29600lm - 226W - 4000K - 70CRI - TBD[SKU] - Bracket. Y-cable | 3.15 | Bracket. Y-cable | LED | 1 | 226 | [8 empty] | CE | [6 empty] | 20 | 4000 | 820x250x75 |  | 220-240V |  | 5 | A++ | 45° | 3 | 70 |  | 4000 |  | 50000 | >=0.95 | 114000 |  |  | 130.9735 |  |  | 9 | U4 | 25 | max. 10% at 100.000 hrs |  | Available | 740/339 | Cx=0.4338;Cy=0.4030 | Class I | IK08 | IP50 | IP20 | 50 | 1230 | -25 | 1 | 226 | RAL9016 | 50-60Hz | Passive | LED | embedded sensor system | High Bay Rectangular | Tungsram Auriso | Indoor industrial |  | 21.9 | 29600 | Yes |  | risk group 1 |  | Bracket kit. Tilted bracket kit. Busbar bracket kit. Cable hook pair
TBD | AUR-2S35-730-U4-SN-ST | image | datasheet | deeplink | TUNGSRAM - Tungsram Auriso - 28800lm - 226W - 3000K - 70CRI - TBD[SKU] - Bracket. Y-cable | 3.15 | Bracket. Y-cable | LED | 1 | 226 | [8 empty] | CE | [6 empty] | 20 | 3000 | 820x250x75 |  | 220-240V |  | 5 | A++ | 45° | 3 | 70 |  | 3000 |  | 50000 | >=0.95 | 114000 |  |  | 127.4336 |  |  | 9 | U4 | 25 | max. 10% at 100.000 hrs |  | Available | 730/339 | Cx=0.4338;Cy=0.4030 | Class I | IK08 | IP50 | IP20 | 50 | 1230 | -25 | 1 | 226 | RAL9016 | 50-60Hz | Passive | LED | embedded sensor system | High Bay Rectangular | Tungsram Auriso | Indoor industrial |  | 21.8 | 28800 | Yes |  | risk group 1 |  | Bracket kit. Tilted bracket kit. Busbar bracket kit. Cable hook pair
TBD | AUR-2S35-850-L9-SN-ST | image | datasheet | deeplink | TUNGSRAM - Tungsram Auriso - 35000lm - 226W - 5000K - 80CRI - TBD[SKU] - Bracket. Y-cable | 3.15 | Bracket. Y-cable | LED | 1 | 226 | [8 empty] | CE | [6 empty] | 20 | 5000 | 820x250x75 |  | 220-240V |  | 5 | A++ | 90° | 3 | 80 |  | 5000 |  | 50000 | >=0.95 | 114000 |  |  | 154.8673 |  |  | 9 | L9 | 25 | max. 10% at 100.000 hrs |  | Available | 850/339 | Cx=0.3447;Cy=0.3553 | Class I | IK08 | IP50 | IP20 | 50 | 1230 | -25 | 1 | 226 | RAL9016 | 50-60Hz | Passive | LED | embedded sensor system | High Bay Rectangular | Tungsram Auriso | Indoor industrial |  | 24.1 | 35000 | Yes |  | risk group 1 |  | Bracket kit. Tilted bracket kit. Busbar bracket kit. Cable hook pair
TBD | AUR-2S35-840-L9-SN-ST | image | datasheet | deeplink | TUNGSRAM - Tungsram Auriso - 34100lm - 226W - 4000K - 80CRI - TBD[SKU] - Bracket. Y-cable | 3.15 | Bracket. Y-cable | LED | 1 | 226 | [8 empty] | CE | [6 empty] | 20 | 4000 | 820x250x75 |  | 220-240V |  | 5 | A++ | 90° | 3 | 80 |  | 4000 |  | 50000 | >=0.95 | 114000 |  |  | 150.885 |  |  | 9 | L9 | 25 | max. 10% at 100.000 hrs |  | Available | 840/339 | Cx=0.3818;Cy=0.3797 | Class I | IK08 | IP50 | IP20 | 50 | 1230 | -25 | 1 | 226 | RAL9016 | 50-60Hz | Passive | LED | embedded sensor system | High Bay Rectangular | Tungsram Auriso | Indoor industrial |  | 24.1 | 34100 | Yes |  | risk group 1 |  | Bracket kit. Tilted bracket kit. Busbar bracket kit. Cable hook pair
TBD | AUR-2S35-830-L9-SN-ST | image | datasheet | deeplink | TUNGSRAM - Tungsram Auriso - 32200lm - 226W - 3000K - 80CRI - TBD[SKU] - Bracket. Y-cable | 3.15 | Bracket. Y-cable | LED | 1 | 226 | [8 empty] | CE | [6 empty] | 20 | 3000 | 820x250x75 |  | 220-240V |  | 5 | A++ | 90° | 3 | 80 |  | 3000 |  | 50000 | >=0.95 | 114000 |  |  | 142.4779 |  |  | 9 | L9 | 25 | max. 10% at 100.000 hrs |  | Available | 830/339 | Cx=0.4338;Cy=0.4030 | Class I | IK08 | IP50 | IP20 | 50 | 1230 | -25 | 1 | 226 | RAL9016 | 50-60Hz | Passive | LED | embedded sensor system | High Bay Rectangular | Tungsram Auriso | Indoor industrial |  | 23.9 | 32200 | Yes |  | risk group 1 |  | Bracket kit. Tilted bracket kit. Busbar bracket kit. Cable hook pair
TBD | AUR-2S35-750-L9-SN-ST | image | datasheet | deeplink | TUNGSRAM - Tungsram Auriso - 36000lm - 226W - 5000K - 70CRI - TBD[SKU] - Bracket. Y-cable | 3.15 | Bracket. Y-cable | LED | 1 | 226 | [8 empty] | CE | [6 empty] | 20 | 5000 | 820x250x75 |  | 220-240V |  | 5 | A++ | 90° | 3 | 70 |  | 5000 |  | 50000 | >=0.95 | 114000 |  |  | 159.292 |  |  | 9 | L9 | 25 | max. 10% at 100.000 hrs |  | Available | 750/339 | Cx=0.3447;Cy=0.3553 | Class I | IK08 | IP50 | IP20 | 50 | 1230 | -25 | 1 | 226 | RAL9016 | 50-60Hz | Passive | LED | embedded sensor system | High Bay Rectangular | Tungsram Auriso | Indoor industrial |  | 24.3 | 36000 | Yes |  | risk group 1 |  | Bracket kit. Tilted bracket kit. Busbar bracket kit. Cable hook pair
TBD | AUR-2S35-740-L9-SN-ST | image | datasheet | deeplink | TUNGSRAM - Tungsram Auriso - 35900lm - 226W - 4000K - 70CRI - TBD[SKU] - Bracket. Y-cable | 3.15 | Bracket. Y-cable | LED | 1 | 226 | [8 empty] | CE | [6 empty] | 20 | 4000 | 820x250x75 |  | 220-240V |  | 5 | A++ | 90° | 3 | 70 |  | 4000 |  | 50000 | >=0.95 | 114000 |  |  | 158.8496 |  |  | 9 | L9 | 25 | max. 10% at 100.000 hrs |  | Available | 740/339 | Cx=0.4338;Cy=0.4030 | Class I | IK08 | IP50 | IP20 | 50 | 1230 | -25 | 1 | 226 | RAL9016 | 50-60Hz | Passive | LED | embedded sensor system | High Bay Rectangular | Tungsram Auriso | Indoor industrial |  | 24.3 | 35900 | Yes |  | risk group 1 |  | Bracket kit. Tilted bracket kit. Busbar bracket kit. Cable hook pair
TBD | AUR-2S35-730-L9-SN-ST | image | datasheet | deeplink | TUNGSRAM - Tungsram Auriso - 34900lm - 226W - 3000K - 70CRI - TBD[SKU] - Bracket. Y-cable | 3.15 | Bracket. Y-cable | LED | 1 | 226 | [8 empty] | CE | [6 empty] | 20 | 3000 | 820x250x75 |  | 220-240V |  | 5 | A++ | 90° | 3 | 70 |  | 3000 |  | 50000 | >=0.95 | 114000 |  |  | 154.4248 |  |  | 9 | L9 | 25 | max. 10% at 100.000 hrs |  | Available | 730/339 | Cx=0.4338;Cy=0.4030 | Class I | IK08 | IP50 | IP20 | 50 | 1230 | -25 | 1 | 226 | RAL9016 | 50-60Hz | Passive | LED | embedded sensor system | High Bay Rectangular | Tungsram Auriso | Indoor industrial |  | 24.2 | 34900 | Yes |  | risk group 1 |  | Bracket kit. Tilted bracket kit. Busbar bracket kit. Cable hook pair
TBD | AUR-2S35-850-L6-SN-ST | image | datasheet | deeplink | TUNGSRAM - Tungsram Auriso - 33700lm - 226W - 5000K - 80CRI - TBD[SKU] - Bracket. Y-cable | 3.15 | Bracket. Y-cable | LED | 1 | 226 | [8 empty] | CE | [6 empty] | 20 | 5000 | 820x250x75 |  | 220-240V |  | 5 | A++ | 70° | 3 | 80 |  | 5000 |  | 50000 | >=0.95 | 114000 |  |  | 149.115 |  |  | 9 | L6 | 25 | max. 10% at 100.000 hrs |  | Available | 850/339 | Cx=0.3447;Cy=0.3553 | Class I | IK08 | IP50 | IP20 | 50 | 1230 | -25 | 1 | 226 | RAL9016 | 50-60Hz | Passive | LED | embedded sensor system | High Bay Rectangular | Tungsram Auriso | Indoor industrial |  | 22.5 | 33700 | Yes |  | risk group 1 |  | Bracket kit. Tilted bracket kit. Busbar bracket kit. Cable hook pair
TBD | AUR-2S35-840-L6-SN-ST | image | datasheet | deeplink | TUNGSRAM - Tungsram Auriso - 32800lm - 226W - 4000K - 80CRI - TBD[SKU] - Bracket. Y-cable | 3.15 | Bracket. Y-cable | LED | 1 | 226 | [8 empty] | CE | [6 empty] | 20 | 4000 | 820x250x75 |  | 220-240V |  | 5 | A++ | 70° | 3 | 80 |  | 4000 |  | 50000 | >=0.95 | 114000 |  |  | 145.1327 |  |  | 9 | L6 | 25 | max. 10% at 100.000 hrs |  | Available | 840/339 | Cx=0.3818;Cy=0.3797 | Class I | IK08 | IP50 | IP20 | 50 | 1230 | -25 | 1 | 226 | RAL9016 | 50-60Hz | Passive | LED | embedded sensor system | High Bay Rectangular | Tungsram Auriso | Indoor industrial |  | 22.5 | 32800 | Yes |  | risk group 1 |  | Bracket kit. Tilted bracket kit. Busbar bracket kit. Cable hook pair
TBD | AUR-2S35-830-L6-SN-ST | image | datasheet | deeplink | TUNGSRAM - Tungsram Auriso - 30900lm - 226W - 3000K - 80CRI - TBD[SKU] - Bracket. Y-cable | 3.15 | Bracket. Y-cable | LED | 1 | 226 | [8 empty] | CE | [6 empty] | 20 | 3000 | 820x250x75 |  | 220-240V |  | 5 | A++ | 70° | 3 | 80 |  | 3000 |  | 50000 | >=0.95 | 114000 |  |  | 136.7257 |  |  | 9 | L6 | 25 | max. 10% at 100.000 hrs |  | Available | 830/339 | Cx=0.4338;Cy=0.4030 | Class I | IK08 | IP50 | IP20 | 50 | 1230 | -25 | 1 | 226 | RAL9016 | 50-60Hz | Passive | LED | embedded sensor system | High Bay Rectangular | Tungsram Auriso | Indoor industrial |  | 22.4 | 30900 | Yes |  | risk group 1 |  | Bracket kit. Tilted bracket kit. Busbar bracket kit. Cable hook pair
TBD | AUR-2S35-750-L6-SN-ST | image | datasheet | deeplink | TUNGSRAM - Tungsram Auriso - 34600lm - 226W - 5000K - 70CRI - TBD[SKU] - Bracket. Y-cable | 3.15 | Bracket. Y-cable | LED | 1 | 226 | [8 empty] | CE | [6 empty] | 20 | 5000 | 820x250x75 |  | 220-240V |  | 5 | A++ | 70° | 3 | 70 |  | 5000 |  | 50000 | >=0.95 | 114000 |  |  | 153.0973 |  |  | 9 | L6 | 25 | max. 10% at 100.000 hrs |  | Available | 750/339 | Cx=0.3447;Cy=0.3553 | Class I | IK08 | IP50 | IP20 | 50 | 1230 | -25 | 1 | 226 | RAL9016 | 50-60Hz | Passive | LED | embedded sensor system | High Bay Rectangular | Tungsram Auriso | Indoor industrial |  | 22.8 | 34600 | Yes |  | risk group 1 |  | Bracket kit. Tilted bracket kit. Busbar bracket kit. Cable hook pair
TBD | AUR-2S35-740-L6-SN-ST | image | datasheet | deeplink | TUNGSRAM - Tungsram Auriso - 34500lm - 226W - 4000K - 70CRI - TBD[SKU] - Bracket. Y-cable | 3.15 | Bracket. Y-cable | LED | 1 | 226 | [8 empty] | CE | [6 empty] | 20 | 4000 | 820x250x75 |  | 220-240V |  | 5 | A++ | 70° | 3 | 70 |  | 4000 |  | 50000 | >=0.95 | 114000 |  |  | 152.6549 |  |  | 9 | L6 | 25 | max. 10% at 100.000 hrs |  | Available | 740/339 | Cx=0.4338;Cy=0.4030 | Class I | IK08 | IP50 | IP20 | 50 | 1230 | -25 | 1 | 226 | RAL9016 | 50-60Hz | Passive | LED | embedded sensor system | High Bay Rectangular | Tungsram Auriso | Indoor industrial |  | 22.8 | 34500 | Yes |  | risk group 1 |  | Bracket kit. Tilted bracket kit. Busbar bracket kit. Cable hook pair
TBD | AUR-2S35-730-L6-SN-ST | image | datasheet | deeplink | TUNGSRAM - Tungsram Auriso - 33600lm - 226W - 3000K - 70CRI - TBD[SKU] - Bracket. Y-cable | 3.15 | Bracket. Y-cable | LED | 1 | 226 | [8 empty] | CE | [6 empty] | 20 | 3000 | 820x250x75 |  | 220-240V |  | 5 | A++ | 70° | 3 | 70 |  | 3000 |  | 50000 | >=0.95 | 114000 |  |  | 148.6726 |  |  | 9 | L6 | 25 | max. 10% at 100.000 hrs |  | Available | 730/339 | Cx=0.4338;Cy=0.4030 | Class I | IK08 | IP50 | IP20 | 50 | 1230 | -25 | 1 | 226 | RAL9016 | 50-60Hz | Passive | LED | embedded sensor system | High Bay Rectangular | Tungsram Auriso | Indoor industrial |  | 22.7 | 33600 | Yes |  | risk group 1 |  | Bracket kit. Tilted bracket kit. Busbar bracket kit. Cable hook pair
TBD | AUR-2S35-850-L3-SN-ST | image | datasheet | deeplink | TUNGSRAM - Tungsram Auriso - 35800lm - 226W - 5000K - 80CRI - TBD[SKU] - Bracket. Y-cable | 3.15 | Bracket. Y-cable | LED | 1 | 226 | [8 empty] | CE | [6 empty] | 20 | 5000 | 820x250x75 |  | 220-240V |  | 5 | A++ | 35° | 3 | 80 |  | 5000 |  | 50000 | >=0.95 | 114000 |  |  | 158.4071 |  |  | 9 | L3 | 25 | max. 10% at 100.000 hrs |  | Available | 850/339 | Cx=0.3447;Cy=0.3553 | Class I | IK08 | IP50 | IP20 | 50 | 1230 | -25 | 1 | 226 | RAL9016 | 50-60Hz | Passive | LED | embedded sensor system | High Bay Rectangular | Tungsram Auriso | Indoor industrial |  | 18.1 | 35800 | Yes |  | risk group 1 |  | Bracket kit. Tilted bracket kit. Busbar bracket kit. Cable hook pair
TBD | AUR-2S35-840-L3-SN-ST | image | datasheet | deeplink | TUNGSRAM - Tungsram Auriso - 34800lm - 226W - 4000K - 80CRI - TBD[SKU] - Bracket. Y-cable | 3.15 | Bracket. Y-cable | LED | 1 | 226 | [8 empty] | CE | [6 empty] | 20 | 4000 | 820x250x75 |  | 220-240V |  | 5 | A++ | 35° | 3 | 80 |  | 4000 |  | 50000 | >=0.95 | 114000 |  |  | 153.9823 |  |  | 9 | L3 | 25 | max. 10% at 100.000 hrs |  | Available | 840/339 | Cx=0.3818;Cy=0.3797 | Class I | IK08 | IP50 | IP20 | 50 | 1230 | -25 | 1 | 226 | RAL9016 | 50-60Hz | Passive | LED | embedded sensor system | High Bay Rectangular | Tungsram Auriso | Indoor industrial |  | 18.1 | 34800 | Yes |  | risk group 1 |  | Bracket kit. Tilted bracket kit. Busbar bracket kit. Cable hook pair
TBD | AUR-2S35-830-L3-SN-ST | image | datasheet | deeplink | TUNGSRAM - Tungsram Auriso - 32800lm - 226W - 3000K - 80CRI - TBD[SKU] - Bracket. Y-cable | 3.15 | Bracket. Y-cable | LED | 1 | 226 | [8 empty] | CE | [6 empty] | 20 | 3000 | 820x250x75 |  | 220-240V |  | 5 | A++ | 35° | 3 | 80 |  | 3000 |  | 50000 | >=0.95 | 114000 |  |  | 145.1327 |  |  | 9 | L3 | 25 | max. 10% at 100.000 hrs |  | Available | 830/339 | Cx=0.4338;Cy=0.4030 | Class I | IK08 | IP50 | IP20 | 50 | 1230 | -25 | 1 | 226 | RAL9016 | 50-60Hz | Passive | LED | embedded sensor system | High Bay Rectangular | Tungsram Auriso | Indoor industrial |  | 18 | 32800 | Yes |  | risk group 1 |  | Bracket kit. Tilted bracket kit. Busbar bracket kit. Cable hook pair
TBD | AUR-2S35-750-L3-SN-ST | image | datasheet | deeplink | TUNGSRAM - Tungsram Auriso - 36800lm - 226W - 5000K - 70CRI - TBD[SKU] - Bracket. Y-cable | 3.15 | Bracket. Y-cable | LED | 1 | 226 | [8 empty] | CE | [6 empty] | 20 | 5000 | 820x250x75 |  | 220-240V |  | 5 | A++ | 35° | 3 | 70 |  | 5000 |  | 50000 | >=0.95 | 114000 |  |  | 162.8319 |  |  | 9 | L3 | 25 | max. 10% at 100.000 hrs |  | Available | 750/339 | Cx=0.3447;Cy=0.3553 | Class I | IK08 | IP50 | IP20 | 50 | 1230 | -25 | 1 | 226 | RAL9016 | 50-60Hz | Passive | LED | embedded sensor system | High Bay Rectangular | Tungsram Auriso | Indoor industrial |  | 18.4 | 36800 | Yes |  | risk group 1 |  | Bracket kit. Tilted bracket kit. Busbar bracket kit. Cable hook pair
TBD | AUR-2S35-740-L3-SN-ST | image | datasheet | deeplink | TUNGSRAM - Tungsram Auriso - 36700lm - 226W - 4000K - 70CRI - TBD[SKU] - Bracket. Y-cable | 3.15 | Bracket. Y-cable | LED | 1 | 226 | [8 empty] | CE | [6 empty] | 20 | 4000 | 820x250x75 |  | 220-240V |  | 5 | A++ | 35° | 3 | 70 |  | 4000 |  | 50000 | >=0.95 | 114000 |  |  | 162.3894 |  |  | 9 | L3 | 25 | max. 10% at 100.000 hrs |  | Available | 740/339 | Cx=0.4338;Cy=0.4030 | Class I | IK08 | IP50 | IP20 | 50 | 1230 | -25 | 1 | 226 | RAL9016 | 50-60Hz | Passive | LED | embedded sensor system | High Bay Rectangular | Tungsram Auriso | Indoor industrial |  | 18.4 | 36700 | Yes |  | risk group 1 |  | Bracket kit. Tilted bracket kit. Busbar bracket kit. Cable hook pair
TBD | AUR-2S35-730-L3-SN-ST | image | datasheet | deeplink | TUNGSRAM - Tungsram Auriso - 35700lm - 226W - 3000K - 70CRI - TBD[SKU] - Bracket. Y-cable | 3.15 | Bracket. Y-cable | LED | 1 | 226 | [8 empty] | CE | [6 empty] | 20 | 3000 | 820x250x75 |  | 220-240V |  | 5 | A++ | 35° | 3 | 70 |  | 3000 |  | 50000 | >=0.95 | 114000 |  |  | 157.9646 |  |  | 9 | L3 | 25 | max. 10% at 100.000 hrs |  | Available | 730/339 | Cx=0.4338;Cy=0.4030 | Class I | IK08 | IP50 | IP20 | 50 | 1230 | -25 | 1 | 226 | RAL9016 | 50-60Hz | Passive | LED | embedded sensor system | High Bay Rectangular | Tungsram Auriso | Indoor industrial |  | 18.3 | 35700 | Yes |  | risk group 1 |  | Bracket kit. Tilted bracket kit. Busbar bracket kit. Cable hook pair
TBD | AUR-2S35-850-D1-SN-ST | image | datasheet | deeplink | TUNGSRAM - Tungsram Auriso - 30600lm - 226W - 5000K - 80CRI - TBD[SKU] - Bracket. Y-cable | 3.15 | Bracket. Y-cable | LED | 1 | 226 | [8 empty] | CE | [6 empty] | 20 | 5000 | 820x250x75 |  | 220-240V |  | 5 | A++ | 100° | 3 | 80 |  | 5000 |  | 50000 | >=0.95 | 114000 |  |  | 135.3982 |  |  | 9 | D1 | 25 | max. 10% at 100.000 hrs |  | Available | 850/339 | Cx=0.3447;Cy=0.3553 | Class I | IK08 | IP20 | IP20 | 50 | 1230 | -25 | 1 | 226 | RAL9016 | 50-60Hz | Passive | LED | embedded sensor system | High Bay Rectangular | Tungsram Auriso | Indoor industrial |  | 26.4 | 30600 | Yes |  | risk group 1 |  | Bracket kit. Tilted bracket kit. Busbar bracket kit. Cable hook pair
TBD | AUR-2S35-840-D1-SN-ST | image | datasheet | deeplink | TUNGSRAM - Tungsram Auriso - 29800lm - 226W - 4000K - 80CRI - TBD[SKU] - Bracket. Y-cable | 3.15 | Bracket. Y-cable | LED | 1 | 226 | [8 empty] | CE | [6 empty] | 20 | 4000 | 820x250x75 |  | 220-240V |  | 5 | A++ | 100° | 3 | 80 |  | 4000 |  | 50000 | >=0.95 | 114000 |  |  | 131.8584 |  |  | 9 | D1 | 25 | max. 10% at 100.000 hrs |  | Available | 840/339 | Cx=0.3818;Cy=0.3797 | Class I | IK08 | IP20 | IP20 | 50 | 1230 | -25 | 1 | 226 | RAL9016 | 50-60Hz | Passive | LED | embedded sensor system | High Bay Rectangular | Tungsram Auriso | Indoor industrial |  | 26.4 | 29800 | Yes |  | risk group 1 |  | Bracket kit. Tilted bracket kit. Busbar bracket kit. Cable hook pair
TBD | AUR-2S35-830-D1-SN-ST | image | datasheet | deeplink | TUNGSRAM - Tungsram Auriso - 28000lm - 226W - 3000K - 80CRI - TBD[SKU] - Bracket. Y-cable | 3.15 | Bracket. Y-cable | LED | 1 | 226 | [8 empty] | CE | [6 empty] | 20 | 3000 | 820x250x75 |  | 220-240V |  | 5 | A++ | 100° | 3 | 80 |  | 3000 |  | 50000 | >=0.95 | 114000 |  |  | 123.8938 |  |  | 9 | D1 | 25 | max. 10% at 100.000 hrs |  | Available | 830/339 | Cx=0.4338;Cy=0.4030 | Class I | IK08 | IP20 | IP20 | 50 | 1230 | -25 | 1 | 226 | RAL9016 | 50-60Hz | Passive | LED | embedded sensor system | High Bay Rectangular | Tungsram Auriso | Indoor industrial |  | 26.3 | 28000 | Yes |  | risk group 1 |  | Bracket kit. Tilted bracket kit. Busbar bracket kit. Cable hook pair
TBD | AUR-2S35-750-D1-SN-ST | image | datasheet | deeplink | TUNGSRAM - Tungsram Auriso - 31400lm - 226W - 5000K - 70CRI - TBD[SKU] - Bracket. Y-cable | 3.15 | Bracket. Y-cable | LED | 1 | 226 | [8 empty] | CE | [6 empty] | 20 | 5000 | 820x250x75 |  | 220-240V |  | 5 | A++ | 100° | 3 | 70 |  | 5000 |  | 50000 | >=0.95 | 114000 |  |  | 138.9381 |  |  | 9 | D1 | 25 | max. 10% at 100.000 hrs |  | Available | 750/339 | Cx=0.3447;Cy=0.3553 | Class I | IK08 | IP20 | IP20 | 50 | 1230 | -25 | 1 | 226 | RAL9016 | 50-60Hz | Passive | LED | embedded sensor system | High Bay Rectangular | Tungsram Auriso | Indoor industrial |  | 26.7 | 31400 | Yes |  | risk group 1 |  | Bracket kit. Tilted bracket kit. Busbar bracket kit. Cable hook pair
TBD | AUR-2S35-740-D1-SN-ST | image | datasheet | deeplink | TUNGSRAM - Tungsram Auriso - 31300lm - 226W - 4000K - 70CRI - TBD[SKU] - Bracket. Y-cable | 3.15 | Bracket. Y-cable | LED | 1 | 226 | [8 empty] | CE | [6 empty] | 20 | 4000 | 820x250x75 |  | 220-240V |  | 5 | A++ | 100° | 3 | 70 |  | 4000 |  | 50000 | >=0.95 | 114000 |  |  | 138.4956 |  |  | 9 | D1 | 25 | max. 10% at 100.000 hrs |  | Available | 740/339 | Cx=0.4338;Cy=0.4030 | Class I | IK08 | IP20 | IP20 | 50 | 1230 | -25 | 1 | 226 | RAL9016 | 50-60Hz | Passive | LED | embedded sensor system | High Bay Rectangular | Tungsram Auriso | Indoor industrial |  | 26.7 | 31300 | Yes |  | risk group 1 |  | Bracket kit. Tilted bracket kit. Busbar bracket kit. Cable hook pair
TBD | AUR-2S35-730-D1-SN-ST | image | datasheet | deeplink | TUNGSRAM - Tungsram Auriso - 30500lm - 226W - 3000K - 70CRI - TBD[SKU] - Bracket. Y-cable | 3.15 | Bracket. Y-cable | LED | 1 | 226 | [8 empty] | CE | [6 empty] | 20 | 3000 | 820x250x75 |  | 220-240V |  | 5 | A++ | 100° | 3 | 70 |  | 3000 |  | 50000 | >=0.95 | 114000 |  |  | 134.9558 |  |  | 9 | D1 | 25 | max. 10% at 100.000 hrs |  | Available | 730/339 | Cx=0.4338;Cy=0.4030 | Class I | IK08 | IP20 | IP20 | 50 | 1230 | -25 | 1 | 226 | RAL9016 | 50-60Hz | Passive | LED | embedded sensor system | High Bay Rectangular | Tungsram Auriso | Indoor industrial |  | 26.6 | 30500 | Yes |  | risk group 1 |  | Bracket kit. Tilted bracket kit. Busbar bracket kit. Cable hook pair
TBD | AUR-2S35-850-C1-SN-ST | image | datasheet | deeplink | TUNGSRAM - Tungsram Auriso - 34000lm - 226W - 5000K - 80CRI - TBD[SKU] - Bracket. Y-cable | 3.15 | Bracket. Y-cable | LED | 1 | 226 | [8 empty] | CE | [6 empty] | 20 | 5000 | 820x250x75 |  | 220-240V |  | 5 | A++ | 110° | 3 | 80 |  | 5000 |  | 50000 | >=0.95 | 114000 |  |  | 150.4425 |  |  | 9 | C1 | 25 | max. 10% at 100.000 hrs |  | Available | 850/339 | Cx=0.3447;Cy=0.3553 | Class I | IK08 | IP20 | IP20 | 50 | 1230 | -25 | 1 | 226 | RAL9016 | 50-60Hz | Passive | LED | embedded sensor system | High Bay Rectangular | Tungsram Auriso | Indoor industrial |  | 26.3 | 34000 | Yes |  | risk group 1 |  | Bracket kit. Tilted bracket kit. Busbar bracket kit. Cable hook pair
TBD | AUR-2S35-840-C1-SN-ST | image | datasheet | deeplink | TUNGSRAM - Tungsram Auriso - 33100lm - 226W - 4000K - 80CRI - TBD[SKU] - Bracket. Y-cable | 3.15 | Bracket. Y-cable | LED | 1 | 226 | [8 empty] | CE | [6 empty] | 20 | 4000 | 820x250x75 |  | 220-240V |  | 5 | A++ | 110° | 3 | 80 |  | 4000 |  | 50000 | >=0.95 | 114000 |  |  | 146.4602 |  |  | 9 | C1 | 25 | max. 10% at 100.000 hrs |  | Available | 840/339 | Cx=0.3818;Cy=0.3797 | Class I | IK08 | IP20 | IP20 | 50 | 1230 | -25 | 1 | 226 | RAL9016 | 50-60Hz | Passive | LED | embedded sensor system | High Bay Rectangular | Tungsram Auriso | Indoor industrial |  | 26.3 | 33100 | Yes |  | risk group 1 |  | Bracket kit. Tilted bracket kit. Busbar bracket kit. Cable hook pair
TBD | AUR-2S35-830-C1-SN-ST | image | datasheet | deeplink | TUNGSRAM - Tungsram Auriso - 31200lm - 226W - 3000K - 80CRI - TBD[SKU] - Bracket. Y-cable | 3.15 | Bracket. Y-cable | LED | 1 | 226 | [8 empty] | CE | [6 empty] | 20 | 3000 | 820x250x75 |  | 220-240V |  | 5 | A++ | 110° | 3 | 80 |  | 3000 |  | 50000 | >=0.95 | 114000 |  |  | 138.0531 |  |  | 9 | C1 | 25 | max. 10% at 100.000 hrs |  | Available | 830/339 | Cx=0.4338;Cy=0.4030 | Class I | IK08 | IP20 | IP20 | 50 | 1230 | -25 | 1 | 226 | RAL9016 | 50-60Hz | Passive | LED | embedded sensor system | High Bay Rectangular | Tungsram Auriso | Indoor industrial |  | 26.1 | 31200 | Yes |  | risk group 1 |  | Bracket kit. Tilted bracket kit. Busbar bracket kit. Cable hook pair
TBD | AUR-2S35-750-C1-SN-ST | image | datasheet | deeplink | TUNGSRAM - Tungsram Auriso - 34900lm - 226W - 5000K - 70CRI - TBD[SKU] - Bracket. Y-cable | 3.15 | Bracket. Y-cable | LED | 1 | 226 | [8 empty] | CE | [6 empty] | 20 | 5000 | 820x250x75 |  | 220-240V |  | 5 | A++ | 110° | 3 | 70 |  | 5000 |  | 50000 | >=0.95 | 114000 |  |  | 154.4248 |  |  | 9 | C1 | 25 | max. 10% at 100.000 hrs |  | Available | 750/339 | Cx=0.3447;Cy=0.3553 | Class I | IK08 | IP20 | IP20 | 50 | 1230 | -25 | 1 | 226 | RAL9016 | 50-60Hz | Passive | LED | embedded sensor system | High Bay Rectangular | Tungsram Auriso | Indoor industrial |  | 26.5 | 34900 | Yes |  | risk group 1 |  | Bracket kit. Tilted bracket kit. Busbar bracket kit. Cable hook pair
TBD | AUR-2S35-740-C1-SN-ST | image | datasheet | deeplink | TUNGSRAM - Tungsram Auriso - 34800lm - 226W - 4000K - 70CRI - TBD[SKU] - Bracket. Y-cable | 3.15 | Bracket. Y-cable | LED | 1 | 226 | [8 empty] | CE | [6 empty] | 20 | 4000 | 820x250x75 |  | 220-240V |  | 5 | A++ | 110° | 3 | 70 |  | 4000 |  | 50000 | >=0.95 | 114000 |  |  | 153.9823 |  |  | 9 | C1 | 25 | max. 10% at 100.000 hrs |  | Available | 740/339 | Cx=0.4338;Cy=0.4030 | Class I | IK08 | IP20 | IP20 | 50 | 1230 | -25 | 1 | 226 | RAL9016 | 50-60Hz | Passive | LED | embedded sensor system | High Bay Rectangular | Tungsram Auriso | Indoor industrial |  | 26.5 | 34800 | Yes |  | risk group 1 |  | Bracket kit. Tilted bracket kit. Busbar bracket kit. Cable hook pair
TBD | AUR-2S35-730-C1-SN-ST | image | datasheet | deeplink | TUNGSRAM - Tungsram Auriso - 33900lm - 226W - 3000K - 70CRI - TBD[SKU] - Bracket. Y-cable | 3.15 | Bracket. Y-cable | LED | 1 | 226 | [8 empty] | CE | [6 empty] | 20 | 3000 | 820x250x75 |  | 220-240V |  | 5 | A++ | 110° | 3 | 70 |  | 3000 |  | 50000 | >=0.95 | 114000 |  |  | 150 |  |  | 9 | C1 | 25 | max. 10% at 100.000 hrs |  | Available | 730/339 | Cx=0.4338;Cy=0.4030 | Class I | IK08 | IP20 | IP20 | 50 | 1230 | -25 | 1 | 226 | RAL9016 | 50-60Hz | Passive | LED | embedded sensor system | High Bay Rectangular | Tungsram Auriso | Indoor industrial |  | 26.4 | 33900 | Yes |  | risk group 1 |  | Bracket kit. Tilted bracket kit. Busbar bracket kit. Cable hook pair
TBD | AUR-1S30-850-U8-SN-ST | image | datasheet | deeplink | TUNGSRAM - Tungsram Auriso - 26300lm - 203W - 5000K - 80CRI - TBD[SKU] - Bracket. Y-cable | 2.04 | Bracket. Y-cable | LED | 1 | 203 | [8 empty] | CE | [6 empty] | 20 | 5000 | 450x250x75 |  | 220-240V |  | 5 | A++ | 80° | 3 | 80 |  | 5000 |  | 58000 | >=0.95 | 140000 |  |  | 129.5567 |  |  | 9 | U8 | 25 | max. 10% at 100.000 hrs |  | Available | 850/339 | Cx=0.3447;Cy=0.3553 | Class I | IK08 | IP20 | IP20 | 45 | 1100 | -25 | 1 | 203 | RAL9016 | 50-60Hz | Passive | LED | embedded sensor system | High Bay Rectangular | Tungsram Auriso | Indoor industrial |  | 25.4 | 26300 | Yes |  | risk group 1 |  | Bracket kit. Tilted bracket kit. Busbar bracket kit. Cable hook pair
TBD | AUR-1S30-840-U8-SN-ST | image | datasheet | deeplink | TUNGSRAM - Tungsram Auriso - 25600lm - 203W - 4000K - 80CRI - TBD[SKU] - Bracket. Y-cable | 2.04 | Bracket. Y-cable | LED | 1 | 203 | [8 empty] | CE | [6 empty] | 20 | 4000 | 450x250x75 |  | 220-240V |  | 5 | A++ | 80° | 3 | 80 |  | 4000 |  | 58000 | >=0.95 | 140000 |  |  | 126.1084 |  |  | 9 | U8 | 25 | max. 10% at 100.000 hrs |  | Available | 840/339 | Cx=0.3818;Cy=0.3797 | Class I | IK08 | IP20 | IP20 | 45 | 1100 | -25 | 1 | 203 | RAL9016 | 50-60Hz | Passive | LED | embedded sensor system | High Bay Rectangular | Tungsram Auriso | Indoor industrial |  | 25.4 | 25600 | Yes |  | risk group 1 |  | Bracket kit. Tilted bracket kit. Busbar bracket kit. Cable hook pair
TBD | AUR-1S30-830-U8-SN-ST | image | datasheet | deeplink | TUNGSRAM - Tungsram Auriso - 24100lm - 203W - 3000K - 80CRI - TBD[SKU] - Bracket. Y-cable | 2.04 | Bracket. Y-cable | LED | 1 | 203 | [8 empty] | CE | [6 empty] | 20 | 3000 | 450x250x75 |  | 220-240V |  | 5 | A++ | 80° | 3 | 80 |  | 3000 |  | 58000 | >=0.95 | 140000 |  |  | 118.7192 |  |  | 9 | U8 | 25 | max. 10% at 100.000 hrs |  | Available | 830/339 | Cx=0.4338;Cy=0.4030 | Class I | IK08 | IP20 | IP20 | 45 | 1100 | -25 | 1 | 203 | RAL9016 | 50-60Hz | Passive | LED | embedded sensor system | High Bay Rectangular | Tungsram Auriso | Indoor industrial |  | 25.2 | 24100 | Yes |  | risk group 1 |  | Bracket kit. Tilted bracket kit. Busbar bracket kit. Cable hook pair
TBD | AUR-1S30-750-U8-SN-ST | image | datasheet | deeplink | TUNGSRAM - Tungsram Auriso - 27000lm - 203W - 5000K - 70CRI - TBD[SKU] - Bracket. Y-cable | 2.04 | Bracket. Y-cable | LED | 1 | 203 | [8 empty] | CE | [6 empty] | 20 | 5000 | 450x250x75 |  | 220-240V |  | 5 | A++ | 80° | 3 | 70 |  | 5000 |  | 58000 | >=0.95 | 140000 |  |  | 133.0049 |  |  | 9 | U8 | 25 | max. 10% at 100.000 hrs |  | Available | 750/339 | Cx=0.3447;Cy=0.3553 | Class I | IK08 | IP20 | IP20 | 45 | 1100 | -25 | 1 | 203 | RAL9016 | 50-60Hz | Passive | LED | embedded sensor system | High Bay Rectangular | Tungsram Auriso | Indoor industrial |  | 25.6 | 27000 | Yes |  | risk group 1 |  | Bracket kit. Tilted bracket kit. Busbar bracket kit. Cable hook pair
TBD | AUR-1S30-740-U8-SN-ST | image | datasheet | deeplink | TUNGSRAM - Tungsram Auriso - 26900lm - 203W - 4000K - 70CRI - TBD[SKU] - Bracket. Y-cable | 2.04 | Bracket. Y-cable | LED | 1 | 203 | [8 empty] | CE | [6 empty] | 20 | 4000 | 450x250x75 |  | 220-240V |  | 5 | A++ | 80° | 3 | 70 |  | 4000 |  | 58000 | >=0.95 | 140000 |  |  | 132.5123 |  |  | 9 | U8 | 25 | max. 10% at 100.000 hrs |  | Available | 740/339 | Cx=0.4338;Cy=0.4030 | Class I | IK08 | IP20 | IP20 | 45 | 1100 | -25 | 1 | 203 | RAL9016 | 50-60Hz | Passive | LED | embedded sensor system | High Bay Rectangular | Tungsram Auriso | Indoor industrial |  | 25.6 | 26900 | Yes |  | risk group 1 |  | Bracket kit. Tilted bracket kit. Busbar bracket kit. Cable hook pair
TBD | AUR-1S30-730-U8-SN-ST | image | datasheet | deeplink | TUNGSRAM - Tungsram Auriso - 26200lm - 203W - 3000K - 70CRI - TBD[SKU] - Bracket. Y-cable | 2.04 | Bracket. Y-cable | LED | 1 | 203 | [8 empty] | CE | [6 empty] | 20 | 3000 | 450x250x75 |  | 220-240V |  | 5 | A++ | 80° | 3 | 70 |  | 3000 |  | 58000 | >=0.95 | 140000 |  |  | 129.064 |  |  | 9 | U8 | 25 | max. 10% at 100.000 hrs |  | Available | 730/339 | Cx=0.4338;Cy=0.4030 | Class I | IK08 | IP20 | IP20 | 45 | 1100 | -25 | 1 | 203 | RAL9016 | 50-60Hz | Passive | LED | embedded sensor system | High Bay Rectangular | Tungsram Auriso | Indoor industrial |  | 25.5 | 26200 | Yes |  | risk group 1 |  | Bracket kit. Tilted bracket kit. Busbar bracket kit. Cable hook pair
TBD | AUR-1S30-850-U6-SN-ST | image | datasheet | deeplink | TUNGSRAM - Tungsram Auriso - 24000lm - 203W - 5000K - 80CRI - TBD[SKU] - Bracket. Y-cable | 2.04 | Bracket. Y-cable | LED | 1 | 203 | [8 empty] | CE | [6 empty] | 20 | 5000 | 450x250x75 |  | 220-240V |  | 5 | A++ | 65° | 3 | 80 |  | 5000 |  | 58000 | >=0.95 | 140000 |  |  | 118.2266 |  |  | 9 | U6 | 25 | max. 10% at 100.000 hrs |  | Available | 850/339 | Cx=0.3447;Cy=0.3553 | Class I | IK08 | IP50 | IP20 | 45 | 1100 | -25 | 1 | 203 | RAL9016 | 50-60Hz | Passive | LED | embedded sensor system | High Bay Rectangular | Tungsram Auriso | Indoor industrial |  | 24.1 | 24000 | Yes |  | risk group 1 |  | Bracket kit. Tilted bracket kit. Busbar bracket kit. Cable hook pair
TBD | AUR-1S30-840-U6-SN-ST | image | datasheet | deeplink | TUNGSRAM - Tungsram Auriso - 23400lm - 203W - 4000K - 80CRI - TBD[SKU] - Bracket. Y-cable | 2.04 | Bracket. Y-cable | LED | 1 | 203 | [8 empty] | CE | [6 empty] | 20 | 4000 | 450x250x75 |  | 220-240V |  | 5 | A++ | 65° | 3 | 80 |  | 4000 |  | 58000 | >=0.95 | 140000 |  |  | 115.2709 |  |  | 9 | U6 | 25 | max. 10% at 100.000 hrs |  | Available | 840/339 | Cx=0.3818;Cy=0.3797 | Class I | IK08 | IP50 | IP20 | 45 | 1100 | -25 | 1 | 203 | RAL9016 | 50-60Hz | Passive | LED | embedded sensor system | High Bay Rectangular | Tungsram Auriso | Indoor industrial |  | 24.1 | 23400 | Yes |  | risk group 1 |  | Bracket kit. Tilted bracket kit. Busbar bracket kit. Cable hook pair
TBD | AUR-1S30-830-U6-SN-ST | image | datasheet | deeplink | TUNGSRAM - Tungsram Auriso - 22000lm - 203W - 3000K - 80CRI - TBD[SKU] - Bracket. Y-cable | 2.04 | Bracket. Y-cable | LED | 1 | 203 | [8 empty] | CE | [6 empty] | 20 | 3000 | 450x250x75 |  | 220-240V |  | 5 | A++ | 65° | 3 | 80 |  | 3000 |  | 58000 | >=0.95 | 140000 |  |  | 108.3744 |  |  | 9 | U6 | 25 | max. 10% at 100.000 hrs |  | Available | 830/339 | Cx=0.4338;Cy=0.4030 | Class I | IK08 | IP50 | IP20 | 45 | 1100 | -25 | 1 | 203 | RAL9016 | 50-60Hz | Passive | LED | embedded sensor system | High Bay Rectangular | Tungsram Auriso | Indoor industrial |  | 24 | 22000 | Yes |  | risk group 1 |  | Bracket kit. Tilted bracket kit. Busbar bracket kit. Cable hook pair
TBD | AUR-1S30-750-U6-SN-ST | image | datasheet | deeplink | TUNGSRAM - Tungsram Auriso - 24700lm - 203W - 5000K - 70CRI - TBD[SKU] - Bracket. Y-cable | 2.04 | Bracket. Y-cable | LED | 1 | 203 | [8 empty] | CE | [6 empty] | 20 | 5000 | 450x250x75 |  | 220-240V |  | 5 | A++ | 65° | 3 | 70 |  | 5000 |  | 58000 | >=0.95 | 140000 |  |  | 121.6749 |  |  | 9 | U6 | 25 | max. 10% at 100.000 hrs |  | Available | 750/339 | Cx=0.3447;Cy=0.3553 | Class I | IK08 | IP50 | IP20 | 45 | 1100 | -25 | 1 | 203 | RAL9016 | 50-60Hz | Passive | LED | embedded sensor system | High Bay Rectangular | Tungsram Auriso | Indoor industrial |  | 24.4 | 24700 | Yes |  | risk group 1 |  | Bracket kit. Tilted bracket kit. Busbar bracket kit. Cable hook pair
TBD | AUR-1S30-740-U6-SN-ST | image | datasheet | deeplink | TUNGSRAM - Tungsram Auriso - 24600lm - 203W - 4000K - 70CRI - TBD[SKU] - Bracket. Y-cable | 2.04 | Bracket. Y-cable | LED | 1 | 203 | [8 empty] | CE | [6 empty] | 20 | 4000 | 450x250x75 |  | 220-240V |  | 5 | A++ | 65° | 3 | 70 |  | 4000 |  | 58000 | >=0.95 | 140000 |  |  | 121.1823 |  |  | 9 | U6 | 25 | max. 10% at 100.000 hrs |  | Available | 740/339 | Cx=0.4338;Cy=0.4030 | Class I | IK08 | IP50 | IP20 | 45 | 1100 | -25 | 1 | 203 | RAL9016 | 50-60Hz | Passive | LED | embedded sensor system | High Bay Rectangular | Tungsram Auriso | Indoor industrial |  | 24.4 | 24600 | Yes |  | risk group 1 |  | Bracket kit. Tilted bracket kit. Busbar bracket kit. Cable hook pair
TBD | AUR-1S30-730-U6-SN-ST | image | datasheet | deeplink | TUNGSRAM - Tungsram Auriso - 23900lm - 203W - 3000K - 70CRI - TBD[SKU] - Bracket. Y-cable | 2.04 | Bracket. Y-cable | LED | 1 | 203 | [8 empty] | CE | [6 empty] | 20 | 3000 | 450x250x75 |  | 220-240V |  | 5 | A++ | 65° | 3 | 70 |  | 3000 |  | 58000 | >=0.95 | 140000 |  |  | 117.734 |  |  | 9 | U6 | 25 | max. 10% at 100.000 hrs |  | Available | 730/339 | Cx=0.4338;Cy=0.4030 | Class I | IK08 | IP50 | IP20 | 45 | 1100 | -25 | 1 | 203 | RAL9016 | 50-60Hz | Passive | LED | embedded sensor system | High Bay Rectangular | Tungsram Auriso | Indoor industrial |  | 24.3 | 23900 | Yes |  | risk group 1 |  | Bracket kit. Tilted bracket kit. Busbar bracket kit. Cable hook pair
TBD | AUR-1S30-850-U4-SN-ST | image | datasheet | deeplink | TUNGSRAM - Tungsram Auriso - 25000lm - 203W - 5000K - 80CRI - TBD[SKU] - Bracket. Y-cable | 2.04 | Bracket. Y-cable | LED | 1 | 203 | [8 empty] | CE | [6 empty] | 20 | 5000 | 450x250x75 |  | 220-240V |  | 5 | A++ | 45° | 3 | 80 |  | 5000 |  | 58000 | >=0.95 | 140000 |  |  | 123.1527 |  |  | 9 | U4 | 25 | max. 10% at 100.000 hrs |  | Available | 850/339 | Cx=0.3447;Cy=0.3553 | Class I | IK08 | IP50 | IP20 | 45 | 1100 | -25 | 1 | 203 | RAL9016 | 50-60Hz | Passive | LED | embedded sensor system | High Bay Rectangular | Tungsram Auriso | Indoor industrial |  | 23.3 | 25000 | Yes |  | risk group 1 |  | Bracket kit. Tilted bracket kit. Busbar bracket kit. Cable hook pair
TBD | AUR-1S30-840-U4-SN-ST | image | datasheet | deeplink | TUNGSRAM - Tungsram Auriso - 24400lm - 203W - 4000K - 80CRI - TBD[SKU] - Bracket. Y-cable | 2.04 | Bracket. Y-cable | LED | 1 | 203 | [8 empty] | CE | [6 empty] | 20 | 4000 | 450x250x75 |  | 220-240V |  | 5 | A++ | 45° | 3 | 80 |  | 4000 |  | 58000 | >=0.95 | 140000 |  |  | 120.197 |  |  | 9 | U4 | 25 | max. 10% at 100.000 hrs |  | Available | 840/339 | Cx=0.3818;Cy=0.3797 | Class I | IK08 | IP50 | IP20 | 45 | 1100 | -25 | 1 | 203 | RAL9016 | 50-60Hz | Passive | LED | embedded sensor system | High Bay Rectangular | Tungsram Auriso | Indoor industrial |  | 23.3 | 24400 | Yes |  | risk group 1 |  | Bracket kit. Tilted bracket kit. Busbar bracket kit. Cable hook pair
TBD | AUR-1S30-830-U4-SN-ST | image | datasheet | deeplink | TUNGSRAM - Tungsram Auriso - 23000lm - 203W - 3000K - 80CRI - TBD[SKU] - Bracket. Y-cable | 2.04 | Bracket. Y-cable | LED | 1 | 203 | [8 empty] | CE | [6 empty] | 20 | 3000 | 450x250x75 |  | 220-240V |  | 5 | A++ | 45° | 3 | 80 |  | 3000 |  | 58000 | >=0.95 | 140000 |  |  | 113.3005 |  |  | 9 | U4 | 25 | max. 10% at 100.000 hrs |  | Available | 830/339 | Cx=0.4338;Cy=0.4030 | Class I | IK08 | IP50 | IP20 | 45 | 1100 | -25 | 1 | 203 | RAL9016 | 50-60Hz | Passive | LED | embedded sensor system | High Bay Rectangular | Tungsram Auriso | Indoor industrial |  | 23.2 | 23000 | Yes |  | risk group 1 |  | Bracket kit. Tilted bracket kit. Busbar bracket kit. Cable hook pair
TBD | AUR-1S30-750-U4-SN-ST | image | datasheet | deeplink | TUNGSRAM - Tungsram Auriso - 25700lm - 203W - 5000K - 70CRI - TBD[SKU] - Bracket. Y-cable | 2.04 | Bracket. Y-cable | LED | 1 | 203 | [8 empty] | CE | [6 empty] | 20 | 5000 | 450x250x75 |  | 220-240V |  | 5 | A++ | 45° | 3 | 70 |  | 5000 |  | 58000 | >=0.95 | 140000 |  |  | 126.601 |  |  | 9 | U4 | 25 | max. 10% at 100.000 hrs |  | Available | 750/339 | Cx=0.3447;Cy=0.3553 | Class I | IK08 | IP50 | IP20 | 45 | 1100 | -25 | 1 | 203 | RAL9016 | 50-60Hz | Passive | LED | embedded sensor system | High Bay Rectangular | Tungsram Auriso | Indoor industrial |  | 23.6 | 25700 | Yes |  | risk group 1 |  | Bracket kit. Tilted bracket kit. Busbar bracket kit. Cable hook pair
TBD | AUR-1S30-740-U4-SN-ST | image | datasheet | deeplink | TUNGSRAM - Tungsram Auriso - 25700lm - 203W - 4000K - 70CRI - TBD[SKU] - Bracket. Y-cable | 2.04 | Bracket. Y-cable | LED | 1 | 203 | [8 empty] | CE | [6 empty] | 20 | 4000 | 450x250x75 |  | 220-240V |  | 5 | A++ | 45° | 3 | 70 |  | 4000 |  | 58000 | >=0.95 | 140000 |  |  | 126.601 |  |  | 9 | U4 | 25 | max. 10% at 100.000 hrs |  | Available | 740/339 | Cx=0.4338;Cy=0.4030 | Class I | IK08 | IP50 | IP20 | 45 | 1100 | -25 | 1 | 203 | RAL9016 | 50-60Hz | Passive | LED | embedded sensor system | High Bay Rectangular | Tungsram Auriso | Indoor industrial |  | 23.6 | 25700 | Yes |  | risk group 1 |  | Bracket kit. Tilted bracket kit. Busbar bracket kit. Cable hook pair
TBD | AUR-1S30-730-U4-SN-ST | image | datasheet | deeplink | TUNGSRAM - Tungsram Auriso - 24900lm - 203W - 3000K - 70CRI - TBD[SKU] - Bracket. Y-cable | 2.04 | Bracket. Y-cable | LED | 1 | 203 | [8 empty] | CE | [6 empty] | 20 | 3000 | 450x250x75 |  | 220-240V |  | 5 | A++ | 45° | 3 | 70 |  | 3000 |  | 58000 | >=0.95 | 140000 |  |  | 122.6601 |  |  | 9 | U4 | 25 | max. 10% at 100.000 hrs |  | Available | 730/339 | Cx=0.4338;Cy=0.4030 | Class I | IK08 | IP50 | IP20 | 45 | 1100 | -25 | 1 | 203 | RAL9016 | 50-60Hz | Passive | LED | embedded sensor system | High Bay Rectangular | Tungsram Auriso | Indoor industrial |  | 23.5 | 24900 | Yes |  | risk group 1 |  | Bracket kit. Tilted bracket kit. Busbar bracket kit. Cable hook pair
TBD | AUR-1S30-850-L9-SN-ST | image | datasheet | deeplink | TUNGSRAM - Tungsram Auriso - 30400lm - 203W - 5000K - 80CRI - TBD[SKU] - Bracket. Y-cable | 2.04 | Bracket. Y-cable | LED | 1 | 203 | [8 empty] | CE | [6 empty] | 20 | 5000 | 450x250x75 |  | 220-240V |  | 5 | A++ | 90° | 3 | 80 |  | 5000 |  | 58000 | >=0.95 | 140000 |  |  | 149.7537 |  |  | 9 | L9 | 25 | max. 10% at 100.000 hrs |  | Available | 850/339 | Cx=0.3447;Cy=0.3553 | Class I | IK08 | IP50 | IP20 | 45 | 1100 | -25 | 1 | 203 | RAL9016 | 50-60Hz | Passive | LED | embedded sensor system | High Bay Rectangular | Tungsram Auriso | Indoor industrial |  | 25.9 | 30400 | Yes |  | risk group 1 |  | Bracket kit. Tilted bracket kit. Busbar bracket kit. Cable hook pair
TBD | AUR-1S30-840-L9-SN-ST | image | datasheet | deeplink | TUNGSRAM - Tungsram Auriso - 29600lm - 203W - 4000K - 80CRI - TBD[SKU] - Bracket. Y-cable | 2.04 | Bracket. Y-cable | LED | 1 | 203 | [8 empty] | CE | [6 empty] | 20 | 4000 | 450x250x75 |  | 220-240V |  | 5 | A++ | 90° | 3 | 80 |  | 4000 |  | 58000 | >=0.95 | 140000 |  |  | 145.8128 |  |  | 9 | L9 | 25 | max. 10% at 100.000 hrs |  | Available | 840/339 | Cx=0.3818;Cy=0.3797 | Class I | IK08 | IP50 | IP20 | 45 | 1100 | -25 | 1 | 203 | RAL9016 | 50-60Hz | Passive | LED | embedded sensor system | High Bay Rectangular | Tungsram Auriso | Indoor industrial |  | 25.9 | 29600 | Yes |  | risk group 1 |  | Bracket kit. Tilted bracket kit. Busbar bracket kit. Cable hook pair
TBD | AUR-1S30-830-L9-SN-ST | image | datasheet | deeplink | TUNGSRAM - Tungsram Auriso - 27900lm - 203W - 3000K - 80CRI - TBD[SKU] - Bracket. Y-cable | 2.04 | Bracket. Y-cable | LED | 1 | 203 | [8 empty] | CE | [6 empty] | 20 | 3000 | 450x250x75 |  | 220-240V |  | 5 | A++ | 90° | 3 | 80 |  | 3000 |  | 58000 | >=0.95 | 140000 |  |  | 137.4384 |  |  | 9 | L9 | 25 | max. 10% at 100.000 hrs |  | Available | 830/339 | Cx=0.4338;Cy=0.4030 | Class I | IK08 | IP50 | IP20 | 45 | 1100 | -25 | 1 | 203 | RAL9016 | 50-60Hz | Passive | LED | embedded sensor system | High Bay Rectangular | Tungsram Auriso | Indoor industrial |  | 25.7 | 27900 | Yes |  | risk group 1 |  | Bracket kit. Tilted bracket kit. Busbar bracket kit. Cable hook pair
TBD | AUR-1S30-750-L9-SN-ST | image | datasheet | deeplink | TUNGSRAM - Tungsram Auriso - 31200lm - 203W - 5000K - 70CRI - TBD[SKU] - Bracket. Y-cable | 2.04 | Bracket. Y-cable | LED | 1 | 203 | [8 empty] | CE | [6 empty] | 20 | 5000 | 450x250x75 |  | 220-240V |  | 5 | A++ | 90° | 3 | 70 |  | 5000 |  | 58000 | >=0.95 | 140000 |  |  | 153.6946 |  |  | 9 | L9 | 25 | max. 10% at 100.000 hrs |  | Available | 750/339 | Cx=0.3447;Cy=0.3553 | Class I | IK08 | IP50 | IP20 | 45 | 1100 | -25 | 1 | 203 | RAL9016 | 50-60Hz | Passive | LED | embedded sensor system | High Bay Rectangular | Tungsram Auriso | Indoor industrial |  | 26.1 | 31200 | Yes |  | risk group 1 |  | Bracket kit. Tilted bracket kit. Busbar bracket kit. Cable hook pair
TBD | AUR-1S30-740-L9-SN-ST | image | datasheet | deeplink | TUNGSRAM - Tungsram Auriso - 31100lm - 203W - 4000K - 70CRI - TBD[SKU] - Bracket. Y-cable | 2.04 | Bracket. Y-cable | LED | 1 | 203 | [8 empty] | CE | [6 empty] | 20 | 4000 | 450x250x75 |  | 220-240V |  | 5 | A++ | 90° | 3 | 70 |  | 4000 |  | 58000 | >=0.95 | 140000 |  |  | 153.202 |  |  | 9 | L9 | 25 | max. 10% at 100.000 hrs |  | Available | 740/339 | Cx=0.4338;Cy=0.4030 | Class I | IK08 | IP50 | IP20 | 45 | 1100 | -25 | 1 | 203 | RAL9016 | 50-60Hz | Passive | LED | embedded sensor system | High Bay Rectangular | Tungsram Auriso | Indoor industrial |  | 26.1 | 31100 | Yes |  | risk group 1 |  | Bracket kit. Tilted bracket kit. Busbar bracket kit. Cable hook pair
TBD | AUR-1S30-730-L9-SN-ST | image | datasheet | deeplink | TUNGSRAM - Tungsram Auriso - 30300lm - 203W - 3000K - 70CRI - TBD[SKU] - Bracket. Y-cable | 2.04 | Bracket. Y-cable | LED | 1 | 203 | [8 empty] | CE | [6 empty] | 20 | 3000 | 450x250x75 |  | 220-240V |  | 5 | A++ | 90° | 3 | 70 |  | 3000 |  | 58000 | >=0.95 | 140000 |  |  | 149.2611 |  |  | 9 | L9 | 25 | max. 10% at 100.000 hrs |  | Available | 730/339 | Cx=0.4338;Cy=0.4030 | Class I | IK08 | IP50 | IP20 | 45 | 1100 | -25 | 1 | 203 | RAL9016 | 50-60Hz | Passive | LED | embedded sensor system | High Bay Rectangular | Tungsram Auriso | Indoor industrial |  | 26 | 30300 | Yes |  | risk group 1 |  | Bracket kit. Tilted bracket kit. Busbar bracket kit. Cable hook pair
TBD | AUR-1S30-850-L6-SN-ST | image | datasheet | deeplink | TUNGSRAM - Tungsram Auriso - 29200lm - 203W - 5000K - 80CRI - TBD[SKU] - Bracket. Y-cable | 2.04 | Bracket. Y-cable | LED | 1 | 203 | [8 empty] | CE | [6 empty] | 20 | 5000 | 450x250x75 |  | 220-240V |  | 5 | A++ | 70° | 3 | 80 |  | 5000 |  | 58000 | >=0.95 | 140000 |  |  | 143.8424 |  |  | 9 | L6 | 25 | max. 10% at 100.000 hrs |  | Available | 850/339 | Cx=0.3447;Cy=0.3553 | Class I | IK08 | IP50 | IP20 | 45 | 1100 | -25 | 1 | 203 | RAL9016 | 50-60Hz | Passive | LED | embedded sensor system | High Bay Rectangular | Tungsram Auriso | Indoor industrial |  | 24.2 | 29200 | Yes |  | risk group 1 |  | Bracket kit. Tilted bracket kit. Busbar bracket kit. Cable hook pair
TBD | AUR-1S30-840-L6-SN-ST | image | datasheet | deeplink | TUNGSRAM - Tungsram Auriso - 28400lm - 203W - 4000K - 80CRI - TBD[SKU] - Bracket. Y-cable | 2.04 | Bracket. Y-cable | LED | 1 | 203 | [8 empty] | CE | [6 empty] | 20 | 4000 | 450x250x75 |  | 220-240V |  | 5 | A++ | 70° | 3 | 80 |  | 4000 |  | 58000 | >=0.95 | 140000 |  |  | 139.9015 |  |  | 9 | L6 | 25 | max. 10% at 100.000 hrs |  | Available | 840/339 | Cx=0.3818;Cy=0.3797 | Class I | IK08 | IP50 | IP20 | 45 | 1100 | -25 | 1 | 203 | RAL9016 | 50-60Hz | Passive | LED | embedded sensor system | High Bay Rectangular | Tungsram Auriso | Indoor industrial |  | 24.2 | 28400 | Yes |  | risk group 1 |  | Bracket kit. Tilted bracket kit. Busbar bracket kit. Cable hook pair
TBD | AUR-1S30-830-L6-SN-ST | image | datasheet | deeplink | TUNGSRAM - Tungsram Auriso - 26800lm - 203W - 3000K - 80CRI - TBD[SKU] - Bracket. Y-cable | 2.04 | Bracket. Y-cable | LED | 1 | 203 | [8 empty] | CE | [6 empty] | 20 | 3000 | 450x250x75 |  | 220-240V |  | 5 | A++ | 70° | 3 | 80 |  | 3000 |  | 58000 | >=0.95 | 140000 |  |  | 132.0197 |  |  | 9 | L6 | 25 | max. 10% at 100.000 hrs |  | Available | 830/339 | Cx=0.4338;Cy=0.4030 | Class I | IK08 | IP50 | IP20 | 45 | 1100 | -25 | 1 | 203 | RAL9016 | 50-60Hz | Passive | LED | embedded sensor system | High Bay Rectangular | Tungsram Auriso | Indoor industrial |  | 24.1 | 26800 | Yes |  | risk group 1 |  | Bracket kit. Tilted bracket kit. Busbar bracket kit. Cable hook pair
TBD | AUR-1S30-750-L6-SN-ST | image | datasheet | deeplink | TUNGSRAM - Tungsram Auriso - 30000lm - 203W - 5000K - 70CRI - TBD[SKU] - Bracket. Y-cable | 2.04 | Bracket. Y-cable | LED | 1 | 203 | [8 empty] | CE | [6 empty] | 20 | 5000 | 450x250x75 |  | 220-240V |  | 5 | A++ | 70° | 3 | 70 |  | 5000 |  | 58000 | >=0.95 | 140000 |  |  | 147.7833 |  |  | 9 | L6 | 25 | max. 10% at 100.000 hrs |  | Available | 750/339 | Cx=0.3447;Cy=0.3553 | Class I | IK08 | IP50 | IP20 | 45 | 1100 | -25 | 1 | 203 | RAL9016 | 50-60Hz | Passive | LED | embedded sensor system | High Bay Rectangular | Tungsram Auriso | Indoor industrial |  | 24.5 | 30000 | Yes |  | risk group 1 |  | Bracket kit. Tilted bracket kit. Busbar bracket kit. Cable hook pair
TBD | AUR-1S30-740-L6-SN-ST | image | datasheet | deeplink | TUNGSRAM - Tungsram Auriso - 29900lm - 203W - 4000K - 70CRI - TBD[SKU] - Bracket. Y-cable | 2.04 | Bracket. Y-cable | LED | 1 | 203 | [8 empty] | CE | [6 empty] | 20 | 4000 | 450x250x75 |  | 220-240V |  | 5 | A++ | 70° | 3 | 70 |  | 4000 |  | 58000 | >=0.95 | 140000 |  |  | 147.2906 |  |  | 9 | L6 | 25 | max. 10% at 100.000 hrs |  | Available | 740/339 | Cx=0.4338;Cy=0.4030 | Class I | IK08 | IP50 | IP20 | 45 | 1100 | -25 | 1 | 203 | RAL9016 | 50-60Hz | Passive | LED | embedded sensor system | High Bay Rectangular | Tungsram Auriso | Indoor industrial |  | 24.5 | 29900 | Yes |  | risk group 1 |  | Bracket kit. Tilted bracket kit. Busbar bracket kit. Cable hook pair
TBD | AUR-1S30-730-L6-SN-ST | image | datasheet | deeplink | TUNGSRAM - Tungsram Auriso - 29100lm - 203W - 3000K - 70CRI - TBD[SKU] - Bracket. Y-cable | 2.04 | Bracket. Y-cable | LED | 1 | 203 | [8 empty] | CE | [6 empty] | 20 | 3000 | 450x250x75 |  | 220-240V |  | 5 | A++ | 70° | 3 | 70 |  | 3000 |  | 58000 | >=0.95 | 140000 |  |  | 143.3498 |  |  | 9 | L6 | 25 | max. 10% at 100.000 hrs |  | Available | 730/339 | Cx=0.4338;Cy=0.4030 | Class I | IK08 | IP50 | IP20 | 45 | 1100 | -25 | 1 | 203 | RAL9016 | 50-60Hz | Passive | LED | embedded sensor system | High Bay Rectangular | Tungsram Auriso | Indoor industrial |  | 24.4 | 29100 | Yes |  | risk group 1 |  | Bracket kit. Tilted bracket kit. Busbar bracket kit. Cable hook pair
TBD | AUR-1S30-850-L3-SN-ST | image | datasheet | deeplink | TUNGSRAM - Tungsram Auriso - 31000lm - 203W - 5000K - 80CRI - TBD[SKU] - Bracket. Y-cable | 2.04 | Bracket. Y-cable | LED | 1 | 203 | [8 empty] | CE | [6 empty] | 20 | 5000 | 450x250x75 |  | 220-240V |  | 5 | A++ | 35° | 3 | 80 |  | 5000 |  | 58000 | >=0.95 | 140000 |  |  | 152.7094 |  |  | 9 | L3 | 25 | max. 10% at 100.000 hrs |  | Available | 850/339 | Cx=0.3447;Cy=0.3553 | Class I | IK08 | IP50 | IP20 | 45 | 1100 | -25 | 1 | 203 | RAL9016 | 50-60Hz | Passive | LED | embedded sensor system | High Bay Rectangular | Tungsram Auriso | Indoor industrial |  | 19.7 | 31000 | Yes |  | risk group 1 |  | Bracket kit. Tilted bracket kit. Busbar bracket kit. Cable hook pair
TBD | AUR-1S30-840-L3-SN-ST | image | datasheet | deeplink | TUNGSRAM - Tungsram Auriso - 30200lm - 203W - 4000K - 80CRI - TBD[SKU] - Bracket. Y-cable | 2.04 | Bracket. Y-cable | LED | 1 | 203 | [8 empty] | CE | [6 empty] | 20 | 4000 | 450x250x75 |  | 220-240V |  | 5 | A++ | 35° | 3 | 80 |  | 4000 |  | 58000 | >=0.95 | 140000 |  |  | 148.7685 |  |  | 9 | L3 | 25 | max. 10% at 100.000 hrs |  | Available | 840/339 | Cx=0.3818;Cy=0.3797 | Class I | IK08 | IP50 | IP20 | 45 | 1100 | -25 | 1 | 203 | RAL9016 | 50-60Hz | Passive | LED | embedded sensor system | High Bay Rectangular | Tungsram Auriso | Indoor industrial |  | 19.7 | 30200 | Yes |  | risk group 1 |  | Bracket kit. Tilted bracket kit. Busbar bracket kit. Cable hook pair
TBD | AUR-1S30-830-L3-SN-ST | image | datasheet | deeplink | TUNGSRAM - Tungsram Auriso - 28400lm - 203W - 3000K - 80CRI - TBD[SKU] - Bracket. Y-cable | 2.04 | Bracket. Y-cable | LED | 1 | 203 | [8 empty] | CE | [6 empty] | 20 | 3000 | 450x250x75 |  | 220-240V |  | 5 | A++ | 35° | 3 | 80 |  | 3000 |  | 58000 | >=0.95 | 140000 |  |  | 139.9015 |  |  | 9 | L3 | 25 | max. 10% at 100.000 hrs |  | Available | 830/339 | Cx=0.4338;Cy=0.4030 | Class I | IK08 | IP50 | IP20 | 45 | 1100 | -25 | 1 | 203 | RAL9016 | 50-60Hz | Passive | LED | embedded sensor system | High Bay Rectangular | Tungsram Auriso | Indoor industrial |  | 19.6 | 28400 | Yes |  | risk group 1 |  | Bracket kit. Tilted bracket kit. Busbar bracket kit. Cable hook pair
TBD | AUR-1S30-750-L3-SN-ST | image | datasheet | deeplink | TUNGSRAM - Tungsram Auriso - 31900lm - 203W - 5000K - 70CRI - TBD[SKU] - Bracket. Y-cable | 2.04 | Bracket. Y-cable | LED | 1 | 203 | [8 empty] | CE | [6 empty] | 20 | 5000 | 450x250x75 |  | 220-240V |  | 5 | A++ | 35° | 3 | 70 |  | 5000 |  | 58000 | >=0.95 | 140000 |  |  | 157.1429 |  |  | 9 | L3 | 25 | max. 10% at 100.000 hrs |  | Available | 750/339 | Cx=0.3447;Cy=0.3553 | Class I | IK08 | IP50 | IP20 | 45 | 1100 | -25 | 1 | 203 | RAL9016 | 50-60Hz | Passive | LED | embedded sensor system | High Bay Rectangular | Tungsram Auriso | Indoor industrial |  | 20 | 31900 | Yes |  | risk group 1 |  | Bracket kit. Tilted bracket kit. Busbar bracket kit. Cable hook pair
TBD | AUR-1S30-740-L3-SN-ST | image | datasheet | deeplink | TUNGSRAM - Tungsram Auriso - 31800lm - 203W - 4000K - 70CRI - TBD[SKU] - Bracket. Y-cable | 2.04 | Bracket. Y-cable | LED | 1 | 203 | [8 empty] | CE | [6 empty] | 20 | 4000 | 450x250x75 |  | 220-240V |  | 5 | A++ | 35° | 3 | 70 |  | 4000 |  | 58000 | >=0.95 | 140000 |  |  | 156.6502 |  |  | 9 | L3 | 25 | max. 10% at 100.000 hrs |  | Available | 740/339 | Cx=0.4338;Cy=0.4030 | Class I | IK08 | IP50 | IP20 | 45 | 1100 | -25 | 1 | 203 | RAL9016 | 50-60Hz | Passive | LED | embedded sensor system | High Bay Rectangular | Tungsram Auriso | Indoor industrial |  | 20 | 31800 | Yes |  | risk group 1 |  | Bracket kit. Tilted bracket kit. Busbar bracket kit. Cable hook pair
TBD | AUR-1S30-730-L3-SN-ST | image | datasheet | deeplink | TUNGSRAM - Tungsram Auriso - 30900lm - 203W - 3000K - 70CRI - TBD[SKU] - Bracket. Y-cable | 2.04 | Bracket. Y-cable | LED | 1 | 203 | [8 empty] | CE | [6 empty] | 20 | 3000 | 450x250x75 |  | 220-240V |  | 5 | A++ | 35° | 3 | 70 |  | 3000 |  | 58000 | >=0.95 | 140000 |  |  | 152.2167 |  |  | 9 | L3 | 25 | max. 10% at 100.000 hrs |  | Available | 730/339 | Cx=0.4338;Cy=0.4030 | Class I | IK08 | IP50 | IP20 | 45 | 1100 | -25 | 1 | 203 | RAL9016 | 50-60Hz | Passive | LED | embedded sensor system | High Bay Rectangular | Tungsram Auriso | Indoor industrial |  | 19.9 | 30900 | Yes |  | risk group 1 |  | Bracket kit. Tilted bracket kit. Busbar bracket kit. Cable hook pair
TBD | AUR-1S30-850-D1-SN-ST | image | datasheet | deeplink | TUNGSRAM - Tungsram Auriso - 26500lm - 203W - 5000K - 80CRI - TBD[SKU] - Bracket. Y-cable | 2.04 | Bracket. Y-cable | LED | 1 | 203 | [8 empty] | CE | [6 empty] | 20 | 5000 | 450x250x75 |  | 220-240V |  | 5 | A++ | 100° | 3 | 80 |  | 5000 |  | 58000 | >=0.95 | 140000 |  |  | 130.5419 |  |  | 9 | D1 | 25 | max. 10% at 100.000 hrs |  | Available | 850/339 | Cx=0.3447;Cy=0.3553 | Class I | IK08 | IP20 | IP20 | 45 | 1100 | -25 | 1 | 203 | RAL9016 | 50-60Hz | Passive | LED | embedded sensor system | High Bay Rectangular | Tungsram Auriso | Indoor industrial |  | 28.1 | 26500 | Yes |  | risk group 1 |  | Bracket kit. Tilted bracket kit. Busbar bracket kit. Cable hook pair
TBD | AUR-1S30-840-D1-SN-ST | image | datasheet | deeplink | TUNGSRAM - Tungsram Auriso - 25800lm - 203W - 4000K - 80CRI - TBD[SKU] - Bracket. Y-cable | 2.04 | Bracket. Y-cable | LED | 1 | 203 | [8 empty] | CE | [6 empty] | 20 | 4000 | 450x250x75 |  | 220-240V |  | 5 | A++ | 100° | 3 | 80 |  | 4000 |  | 58000 | >=0.95 | 140000 |  |  | 127.0936 |  |  | 9 | D1 | 25 | max. 10% at 100.000 hrs |  | Available | 840/339 | Cx=0.3818;Cy=0.3797 | Class I | IK08 | IP20 | IP20 | 45 | 1100 | -25 | 1 | 203 | RAL9016 | 50-60Hz | Passive | LED | embedded sensor system | High Bay Rectangular | Tungsram Auriso | Indoor industrial |  | 28.1 | 25800 | Yes |  | risk group 1 |  | Bracket kit. Tilted bracket kit. Busbar bracket kit. Cable hook pair
TBD | AUR-1S30-830-D1-SN-ST | image | datasheet | deeplink | TUNGSRAM - Tungsram Auriso - 24300lm - 203W - 3000K - 80CRI - TBD[SKU] - Bracket. Y-cable | 2.04 | Bracket. Y-cable | LED | 1 | 203 | [8 empty] | CE | [6 empty] | 20 | 3000 | 450x250x75 |  | 220-240V |  | 5 | A++ | 100° | 3 | 80 |  | 3000 |  | 58000 | >=0.95 | 140000 |  |  | 119.7044 |  |  | 9 | D1 | 25 | max. 10% at 100.000 hrs |  | Available | 830/339 | Cx=0.4338;Cy=0.4030 | Class I | IK08 | IP20 | IP20 | 45 | 1100 | -25 | 1 | 203 | RAL9016 | 50-60Hz | Passive | LED | embedded sensor system | High Bay Rectangular | Tungsram Auriso | Indoor industrial |  | 28 | 24300 | Yes |  | risk group 1 |  | Bracket kit. Tilted bracket kit. Busbar bracket kit. Cable hook pair
TBD | AUR-1S30-750-D1-SN-ST | image | datasheet | deeplink | TUNGSRAM - Tungsram Auriso - 27200lm - 203W - 5000K - 70CRI - TBD[SKU] - Bracket. Y-cable | 2.04 | Bracket. Y-cable | LED | 1 | 203 | [8 empty] | CE | [6 empty] | 20 | 5000 | 450x250x75 |  | 220-240V |  | 5 | A++ | 100° | 3 | 70 |  | 5000 |  | 58000 | >=0.95 | 140000 |  |  | 133.9901 |  |  | 9 | D1 | 25 | max. 10% at 100.000 hrs |  | Available | 750/339 | Cx=0.3447;Cy=0.3553 | Class I | IK08 | IP20 | IP20 | 45 | 1100 | -25 | 1 | 203 | RAL9016 | 50-60Hz | Passive | LED | embedded sensor system | High Bay Rectangular | Tungsram Auriso | Indoor industrial |  | 28.4 | 27200 | Yes |  | risk group 1 |  | Bracket kit. Tilted bracket kit. Busbar bracket kit. Cable hook pair
TBD | AUR-1S30-740-D1-SN-ST | image | datasheet | deeplink | TUNGSRAM - Tungsram Auriso - 27200lm - 203W - 4000K - 70CRI - TBD[SKU] - Bracket. Y-cable | 2.04 | Bracket. Y-cable | LED | 1 | 203 | [8 empty] | CE | [6 empty] | 20 | 4000 | 450x250x75 |  | 220-240V |  | 5 | A++ | 100° | 3 | 70 |  | 4000 |  | 58000 | >=0.95 | 140000 |  |  | 133.9901 |  |  | 9 | D1 | 25 | max. 10% at 100.000 hrs |  | Available | 740/339 | Cx=0.4338;Cy=0.4030 | Class I | IK08 | IP20 | IP20 | 45 | 1100 | -25 | 1 | 203 | RAL9016 | 50-60Hz | Passive | LED | embedded sensor system | High Bay Rectangular | Tungsram Auriso | Indoor industrial |  | 28.4 | 27200 | Yes |  | risk group 1 |  | Bracket kit. Tilted bracket kit. Busbar bracket kit. Cable hook pair
TBD | AUR-1S30-730-D1-SN-ST | image | datasheet | deeplink | TUNGSRAM - Tungsram Auriso - 26400lm - 203W - 3000K - 70CRI - TBD[SKU] - Bracket. Y-cable | 2.04 | Bracket. Y-cable | LED | 1 | 203 | [8 empty] | CE | [6 empty] | 20 | 3000 | 450x250x75 |  | 220-240V |  | 5 | A++ | 100° | 3 | 70 |  | 3000 |  | 58000 | >=0.95 | 140000 |  |  | 130.0493 |  |  | 9 | D1 | 25 | max. 10% at 100.000 hrs |  | Available | 730/339 | Cx=0.4338;Cy=0.4030 | Class I | IK08 | IP20 | IP20 | 45 | 1100 | -25 | 1 | 203 | RAL9016 | 50-60Hz | Passive | LED | embedded sensor system | High Bay Rectangular | Tungsram Auriso | Indoor industrial |  | 28.2 | 26400 | Yes |  | risk group 1 |  | Bracket kit. Tilted bracket kit. Busbar bracket kit. Cable hook pair
TBD | AUR-1S30-850-C1-SN-ST | image | datasheet | deeplink | TUNGSRAM - Tungsram Auriso - 29400lm - 203W - 5000K - 80CRI - TBD[SKU] - Bracket. Y-cable | 2.04 | Bracket. Y-cable | LED | 1 | 203 | [8 empty] | CE | [6 empty] | 20 | 5000 | 450x250x75 |  | 220-240V |  | 5 | A++ | 110° | 3 | 80 |  | 5000 |  | 58000 | >=0.95 | 140000 |  |  | 144.8276 |  |  | 9 | C1 | 25 | max. 10% at 100.000 hrs |  | Available | 850/339 | Cx=0.3447;Cy=0.3553 | Class I | IK08 | IP20 | IP20 | 45 | 1100 | -25 | 1 | 203 | RAL9016 | 50-60Hz | Passive | LED | embedded sensor system | High Bay Rectangular | Tungsram Auriso | Indoor industrial |  | 28 | 29400 | Yes |  | risk group 1 |  | Bracket kit. Tilted bracket kit. Busbar bracket kit. Cable hook pair
TBD | AUR-1S30-840-C1-SN-ST | image | datasheet | deeplink | TUNGSRAM - Tungsram Auriso - 28700lm - 203W - 4000K - 80CRI - TBD[SKU] - Bracket. Y-cable | 2.04 | Bracket. Y-cable | LED | 1 | 203 | [8 empty] | CE | [6 empty] | 20 | 4000 | 450x250x75 |  | 220-240V |  | 5 | A++ | 110° | 3 | 80 |  | 4000 |  | 58000 | >=0.95 | 140000 |  |  | 141.3793 |  |  | 9 | C1 | 25 | max. 10% at 100.000 hrs |  | Available | 840/339 | Cx=0.3818;Cy=0.3797 | Class I | IK08 | IP20 | IP20 | 45 | 1100 | -25 | 1 | 203 | RAL9016 | 50-60Hz | Passive | LED | embedded sensor system | High Bay Rectangular | Tungsram Auriso | Indoor industrial |  | 28 | 28700 | Yes |  | risk group 1 |  | Bracket kit. Tilted bracket kit. Busbar bracket kit. Cable hook pair
TBD | AUR-1S30-830-C1-SN-ST | image | datasheet | deeplink | TUNGSRAM - Tungsram Auriso - 27000lm - 203W - 3000K - 80CRI - TBD[SKU] - Bracket. Y-cable | 2.04 | Bracket. Y-cable | LED | 1 | 203 | [8 empty] | CE | [6 empty] | 20 | 3000 | 450x250x75 |  | 220-240V |  | 5 | A++ | 110° | 3 | 80 |  | 3000 |  | 58000 | >=0.95 | 140000 |  |  | 133.0049 |  |  | 9 | C1 | 25 | max. 10% at 100.000 hrs |  | Available | 830/339 | Cx=0.4338;Cy=0.4030 | Class I | IK08 | IP20 | IP20 | 45 | 1100 | -25 | 1 | 203 | RAL9016 | 50-60Hz | Passive | LED | embedded sensor system | High Bay Rectangular | Tungsram Auriso | Indoor industrial |  | 27.8 | 27000 | Yes |  | risk group 1 |  | Bracket kit. Tilted bracket kit. Busbar bracket kit. Cable hook pair
TBD | AUR-1S30-750-C1-SN-ST | image | datasheet | deeplink | TUNGSRAM - Tungsram Auriso - 30300lm - 203W - 5000K - 70CRI - TBD[SKU] - Bracket. Y-cable | 2.04 | Bracket. Y-cable | LED | 1 | 203 | [8 empty] | CE | [6 empty] | 20 | 5000 | 450x250x75 |  | 220-240V |  | 5 | A++ | 110° | 3 | 70 |  | 5000 |  | 58000 | >=0.95 | 140000 |  |  | 149.2611 |  |  | 9 | C1 | 25 | max. 10% at 100.000 hrs |  | Available | 750/339 | Cx=0.3447;Cy=0.3553 | Class I | IK08 | IP20 | IP20 | 45 | 1100 | -25 | 1 | 203 | RAL9016 | 50-60Hz | Passive | LED | embedded sensor system | High Bay Rectangular | Tungsram Auriso | Indoor industrial |  | 28.2 | 30300 | Yes |  | risk group 1 |  | Bracket kit. Tilted bracket kit. Busbar bracket kit. Cable hook pair
TBD | AUR-1S30-740-C1-SN-ST | image | datasheet | deeplink | TUNGSRAM - Tungsram Auriso - 30200lm - 203W - 4000K - 70CRI - TBD[SKU] - Bracket. Y-cable | 2.04 | Bracket. Y-cable | LED | 1 | 203 | [8 empty] | CE | [6 empty] | 20 | 4000 | 450x250x75 |  | 220-240V |  | 5 | A++ | 110° | 3 | 70 |  | 4000 |  | 58000 | >=0.95 | 140000 |  |  | 148.7685 |  |  | 9 | C1 | 25 | max. 10% at 100.000 hrs |  | Available | 740/339 | Cx=0.4338;Cy=0.4030 | Class I | IK08 | IP20 | IP20 | 45 | 1100 | -25 | 1 | 203 | RAL9016 | 50-60Hz | Passive | LED | embedded sensor system | High Bay Rectangular | Tungsram Auriso | Indoor industrial |  | 28.2 | 30200 | Yes |  | risk group 1 |  | Bracket kit. Tilted bracket kit. Busbar bracket kit. Cable hook pair
TBD | AUR-1S30-730-C1-SN-ST | image | datasheet | deeplink | TUNGSRAM - Tungsram Auriso - 29300lm - 203W - 3000K - 70CRI - TBD[SKU] - Bracket. Y-cable | 2.04 | Bracket. Y-cable | LED | 1 | 203 | [8 empty] | CE | [6 empty] | 20 | 3000 | 450x250x75 |  | 220-240V |  | 5 | A++ | 110° | 3 | 70 |  | 3000 |  | 58000 | >=0.95 | 140000 |  |  | 144.335 |  |  | 9 | C1 | 25 | max. 10% at 100.000 hrs |  | Available | 730/339 | Cx=0.4338;Cy=0.4030 | Class I | IK08 | IP20 | IP20 | 45 | 1100 | -25 | 1 | 203 | RAL9016 | 50-60Hz | Passive | LED | embedded sensor system | High Bay Rectangular | Tungsram Auriso | Indoor industrial |  | 28.1 | 29300 | Yes |  | risk group 1 |  | Bracket kit. Tilted bracket kit. Busbar bracket kit. Cable hook pair
TBD | AUR-1S25-850-U8-SN-ST | image | datasheet | deeplink | TUNGSRAM - Tungsram Auriso - 21800lm - 163W - 5000K - 80CRI - TBD[SKU] - Bracket. Y-cable | 2.04 | Bracket. Y-cable | LED | 1 | 163 | [8 empty] | CE | [6 empty] | 20 | 5000 | 450x250x75 |  | 220-240V |  | 5 | A++ | 80° | 3 | 80 |  | 5000 |  | 82000 | >=0.95 | 196000 |  |  | 133.7423 |  |  | 9 | U8 | 25 | max. 10% at 100.000 hrs |  | Available | 850/339 | Cx=0.3447;Cy=0.3553 | Class I | IK08 | IP20 | IP20 | 50 | 880 | -25 | 1 | 163 | RAL9016 | 50-60Hz | Passive | LED | embedded sensor system | High Bay Rectangular | Tungsram Auriso | Indoor industrial |  | 24.7 | 21800 | Yes |  | risk group 1 |  | Bracket kit. Tilted bracket kit. Busbar bracket kit. Cable hook pair
TBD | AUR-1S25-840-U8-SN-ST | image | datasheet | deeplink | TUNGSRAM - Tungsram Auriso - 21200lm - 163W - 4000K - 80CRI - TBD[SKU] - Bracket. Y-cable | 2.04 | Bracket. Y-cable | LED | 1 | 163 | [8 empty] | CE | [6 empty] | 20 | 4000 | 450x250x75 |  | 220-240V |  | 5 | A++ | 80° | 3 | 80 |  | 4000 |  | 82000 | >=0.95 | 196000 |  |  | 130.0613 |  |  | 9 | U8 | 25 | max. 10% at 100.000 hrs |  | Available | 840/339 | Cx=0.3818;Cy=0.3797 | Class I | IK08 | IP20 | IP20 | 50 | 880 | -25 | 1 | 163 | RAL9016 | 50-60Hz | Passive | LED | embedded sensor system | High Bay Rectangular | Tungsram Auriso | Indoor industrial |  | 24.7 | 21200 | Yes |  | risk group 1 |  | Bracket kit. Tilted bracket kit. Busbar bracket kit. Cable hook pair
TBD | AUR-1S25-830-U8-SN-ST | image | datasheet | deeplink | TUNGSRAM - Tungsram Auriso - 20000lm - 163W - 3000K - 80CRI - TBD[SKU] - Bracket. Y-cable | 2.04 | Bracket. Y-cable | LED | 1 | 163 | [8 empty] | CE | [6 empty] | 20 | 3000 | 450x250x75 |  | 220-240V |  | 5 | A++ | 80° | 3 | 80 |  | 3000 |  | 82000 | >=0.95 | 196000 |  |  | 122.6994 |  |  | 9 | U8 | 25 | max. 10% at 100.000 hrs |  | Available | 830/339 | Cx=0.4338;Cy=0.4030 | Class I | IK08 | IP20 | IP20 | 50 | 880 | -25 | 1 | 163 | RAL9016 | 50-60Hz | Passive | LED | embedded sensor system | High Bay Rectangular | Tungsram Auriso | Indoor industrial |  | 24.6 | 20000 | Yes |  | risk group 1 |  | Bracket kit. Tilted bracket kit. Busbar bracket kit. Cable hook pair
TBD | AUR-1S25-750-U8-SN-ST | image | datasheet | deeplink | TUNGSRAM - Tungsram Auriso - 22400lm - 163W - 5000K - 70CRI - TBD[SKU] - Bracket. Y-cable | 2.04 | Bracket. Y-cable | LED | 1 | 163 | [8 empty] | CE | [6 empty] | 20 | 5000 | 450x250x75 |  | 220-240V |  | 5 | A++ | 80° | 3 | 70 |  | 5000 |  | 82000 | >=0.95 | 196000 |  |  | 137.4233 |  |  | 9 | U8 | 25 | max. 10% at 100.000 hrs |  | Available | 750/339 | Cx=0.3447;Cy=0.3553 | Class I | IK08 | IP20 | IP20 | 50 | 880 | -25 | 1 | 163 | RAL9016 | 50-60Hz | Passive | LED | embedded sensor system | High Bay Rectangular | Tungsram Auriso | Indoor industrial |  | 25 | 22400 | Yes |  | risk group 1 |  | Bracket kit. Tilted bracket kit. Busbar bracket kit. Cable hook pair
TBD | AUR-1S25-740-U8-SN-ST | image | datasheet | deeplink | TUNGSRAM - Tungsram Auriso - 22300lm - 163W - 4000K - 70CRI - TBD[SKU] - Bracket. Y-cable | 2.04 | Bracket. Y-cable | LED | 1 | 163 | [8 empty] | CE | [6 empty] | 20 | 4000 | 450x250x75 |  | 220-240V |  | 5 | A++ | 80° | 3 | 70 |  | 4000 |  | 82000 | >=0.95 | 196000 |  |  | 136.8098 |  |  | 9 | U8 | 25 | max. 10% at 100.000 hrs |  | Available | 740/339 | Cx=0.4338;Cy=0.4030 | Class I | IK08 | IP20 | IP20 | 50 | 880 | -25 | 1 | 163 | RAL9016 | 50-60Hz | Passive | LED | embedded sensor system | High Bay Rectangular | Tungsram Auriso | Indoor industrial |  | 25 | 22300 | Yes |  | risk group 1 |  | Bracket kit. Tilted bracket kit. Busbar bracket kit. Cable hook pair
TBD | AUR-1S25-730-U8-SN-ST | image | datasheet | deeplink | TUNGSRAM - Tungsram Auriso - 21700lm - 163W - 3000K - 70CRI - TBD[SKU] - Bracket. Y-cable | 2.04 | Bracket. Y-cable | LED | 1 | 163 | [8 empty] | CE | [6 empty] | 20 | 3000 | 450x250x75 |  | 220-240V |  | 5 | A++ | 80° | 3 | 70 |  | 3000 |  | 82000 | >=0.95 | 196000 |  |  | 133.1288 |  |  | 9 | U8 | 25 | max. 10% at 100.000 hrs |  | Available | 730/339 | Cx=0.4338;Cy=0.4030 | Class I | IK08 | IP20 | IP20 | 50 | 880 | -25 | 1 | 163 | RAL9016 | 50-60Hz | Passive | LED | embedded sensor system | High Bay Rectangular | Tungsram Auriso | Indoor industrial |  | 24.9 | 21700 | Yes |  | risk group 1 |  | Bracket kit. Tilted bracket kit. Busbar bracket kit. Cable hook pair
TBD | AUR-1S25-850-U6-SN-ST | image | datasheet | deeplink | TUNGSRAM - Tungsram Auriso - 19900lm - 163W - 5000K - 80CRI - TBD[SKU] - Bracket. Y-cable | 2.04 | Bracket. Y-cable | LED | 1 | 163 | [8 empty] | CE | [6 empty] | 20 | 5000 | 450x250x75 |  | 220-240V |  | 5 | A++ | 65° | 3 | 80 |  | 5000 |  | 82000 | >=0.95 | 196000 |  |  | 122.0859 |  |  | 9 | U6 | 25 | max. 10% at 100.000 hrs |  | Available | 850/339 | Cx=0.3447;Cy=0.3553 | Class I | IK08 | IP50 | IP20 | 50 | 880 | -25 | 1 | 163 | RAL9016 | 50-60Hz | Passive | LED | embedded sensor system | High Bay Rectangular | Tungsram Auriso | Indoor industrial |  | 23.4 | 19900 | Yes |  | risk group 1 |  | Bracket kit. Tilted bracket kit. Busbar bracket kit. Cable hook pair
TBD | AUR-1S25-840-U6-SN-ST | image | datasheet | deeplink | TUNGSRAM - Tungsram Auriso - 19400lm - 163W - 4000K - 80CRI - TBD[SKU] - Bracket. Y-cable | 2.04 | Bracket. Y-cable | LED | 1 | 163 | [8 empty] | CE | [6 empty] | 20 | 4000 | 450x250x75 |  | 220-240V |  | 5 | A++ | 65° | 3 | 80 |  | 4000 |  | 82000 | >=0.95 | 196000 |  |  | 119.0184 |  |  | 9 | U6 | 25 | max. 10% at 100.000 hrs |  | Available | 840/339 | Cx=0.3818;Cy=0.3797 | Class I | IK08 | IP50 | IP20 | 50 | 880 | -25 | 1 | 163 | RAL9016 | 50-60Hz | Passive | LED | embedded sensor system | High Bay Rectangular | Tungsram Auriso | Indoor industrial |  | 23.4 | 19400 | Yes |  | risk group 1 |  | Bracket kit. Tilted bracket kit. Busbar bracket kit. Cable hook pair
TBD | AUR-1S25-830-U6-SN-ST | image | datasheet | deeplink | TUNGSRAM - Tungsram Auriso - 18300lm - 163W - 3000K - 80CRI - TBD[SKU] - Bracket. Y-cable | 2.04 | Bracket. Y-cable | LED | 1 | 163 | [8 empty] | CE | [6 empty] | 20 | 3000 | 450x250x75 |  | 220-240V |  | 5 | A++ | 65° | 3 | 80 |  | 3000 |  | 82000 | >=0.95 | 196000 |  |  | 112.2699 |  |  | 9 | U6 | 25 | max. 10% at 100.000 hrs |  | Available | 830/339 | Cx=0.4338;Cy=0.4030 | Class I | IK08 | IP50 | IP20 | 50 | 880 | -25 | 1 | 163 | RAL9016 | 50-60Hz | Passive | LED | embedded sensor system | High Bay Rectangular | Tungsram Auriso | Indoor industrial |  | 23.3 | 18300 | Yes |  | risk group 1 |  | Bracket kit. Tilted bracket kit. Busbar bracket kit. Cable hook pair
TBD | AUR-1S25-750-U6-SN-ST | image | datasheet | deeplink | TUNGSRAM - Tungsram Auriso - 20500lm - 163W - 5000K - 70CRI - TBD[SKU] - Bracket. Y-cable | 2.04 | Bracket. Y-cable | LED | 1 | 163 | [8 empty] | CE | [6 empty] | 20 | 5000 | 450x250x75 |  | 220-240V |  | 5 | A++ | 65° | 3 | 70 |  | 5000 |  | 82000 | >=0.95 | 196000 |  |  | 125.7669 |  |  | 9 | U6 | 25 | max. 10% at 100.000 hrs |  | Available | 750/339 | Cx=0.3447;Cy=0.3553 | Class I | IK08 | IP50 | IP20 | 50 | 880 | -25 | 1 | 163 | RAL9016 | 50-60Hz | Passive | LED | embedded sensor system | High Bay Rectangular | Tungsram Auriso | Indoor industrial |  | 23.7 | 20500 | Yes |  | risk group 1 |  | Bracket kit. Tilted bracket kit. Busbar bracket kit. Cable hook pair
TBD | AUR-1S25-740-U6-SN-ST | image | datasheet | deeplink | TUNGSRAM - Tungsram Auriso - 20400lm - 163W - 4000K - 70CRI - TBD[SKU] - Bracket. Y-cable | 2.04 | Bracket. Y-cable | LED | 1 | 163 | [8 empty] | CE | [6 empty] | 20 | 4000 | 450x250x75 |  | 220-240V |  | 5 | A++ | 65° | 3 | 70 |  | 4000 |  | 82000 | >=0.95 | 196000 |  |  | 125.1534 |  |  | 9 | U6 | 25 | max. 10% at 100.000 hrs |  | Available | 740/339 | Cx=0.4338;Cy=0.4030 | Class I | IK08 | IP50 | IP20 | 50 | 880 | -25 | 1 | 163 | RAL9016 | 50-60Hz | Passive | LED | embedded sensor system | High Bay Rectangular | Tungsram Auriso | Indoor industrial |  | 23.7 | 20400 | Yes |  | risk group 1 |  | Bracket kit. Tilted bracket kit. Busbar bracket kit. Cable hook pair
TBD | AUR-1S25-730-U6-SN-ST | image | datasheet | deeplink | TUNGSRAM - Tungsram Auriso - 19800lm - 163W - 3000K - 70CRI - TBD[SKU] - Bracket. Y-cable | 2.04 | Bracket. Y-cable | LED | 1 | 163 | [8 empty] | CE | [6 empty] | 20 | 3000 | 450x250x75 |  | 220-240V |  | 5 | A++ | 65° | 3 | 70 |  | 3000 |  | 82000 | >=0.95 | 196000 |  |  | 121.4724 |  |  | 9 | U6 | 25 | max. 10% at 100.000 hrs |  | Available | 730/339 | Cx=0.4338;Cy=0.4030 | Class I | IK08 | IP50 | IP20 | 50 | 880 | -25 | 1 | 163 | RAL9016 | 50-60Hz | Passive | LED | embedded sensor system | High Bay Rectangular | Tungsram Auriso | Indoor industrial |  | 23.6 | 19800 | Yes |  | risk group 1 |  | Bracket kit. Tilted bracket kit. Busbar bracket kit. Cable hook pair
TBD | AUR-1S25-850-U4-SN-ST | image | datasheet | deeplink | TUNGSRAM - Tungsram Auriso - 20700lm - 163W - 5000K - 80CRI - TBD[SKU] - Bracket. Y-cable | 2.04 | Bracket. Y-cable | LED | 1 | 163 | [8 empty] | CE | [6 empty] | 20 | 5000 | 450x250x75 |  | 220-240V |  | 5 | A++ | 45° | 3 | 80 |  | 5000 |  | 82000 | >=0.95 | 196000 |  |  | 126.9939 |  |  | 9 | U4 | 25 | max. 10% at 100.000 hrs |  | Available | 850/339 | Cx=0.3447;Cy=0.3553 | Class I | IK08 | IP50 | IP20 | 50 | 880 | -25 | 1 | 163 | RAL9016 | 50-60Hz | Passive | LED | embedded sensor system | High Bay Rectangular | Tungsram Auriso | Indoor industrial |  | 22.7 | 20700 | Yes |  | risk group 1 |  | Bracket kit. Tilted bracket kit. Busbar bracket kit. Cable hook pair
TBD | AUR-1S25-840-U4-SN-ST | image | datasheet | deeplink | TUNGSRAM - Tungsram Auriso - 20200lm - 163W - 4000K - 80CRI - TBD[SKU] - Bracket. Y-cable | 2.04 | Bracket. Y-cable | LED | 1 | 163 | [8 empty] | CE | [6 empty] | 20 | 4000 | 450x250x75 |  | 220-240V |  | 5 | A++ | 45° | 3 | 80 |  | 4000 |  | 82000 | >=0.95 | 196000 |  |  | 123.9264 |  |  | 9 | U4 | 25 | max. 10% at 100.000 hrs |  | Available | 840/339 | Cx=0.3818;Cy=0.3797 | Class I | IK08 | IP50 | IP20 | 50 | 880 | -25 | 1 | 163 | RAL9016 | 50-60Hz | Passive | LED | embedded sensor system | High Bay Rectangular | Tungsram Auriso | Indoor industrial |  | 22.7 | 20200 | Yes |  | risk group 1 |  | Bracket kit. Tilted bracket kit. Busbar bracket kit. Cable hook pair
TBD | AUR-1S25-830-U4-SN-ST | image | datasheet | deeplink | TUNGSRAM - Tungsram Auriso - 19000lm - 163W - 3000K - 80CRI - TBD[SKU] - Bracket. Y-cable | 2.04 | Bracket. Y-cable | LED | 1 | 163 | [8 empty] | CE | [6 empty] | 20 | 3000 | 450x250x75 |  | 220-240V |  | 5 | A++ | 45° | 3 | 80 |  | 3000 |  | 82000 | >=0.95 | 196000 |  |  | 116.5644 |  |  | 9 | U4 | 25 | max. 10% at 100.000 hrs |  | Available | 830/339 | Cx=0.4338;Cy=0.4030 | Class I | IK08 | IP50 | IP20 | 50 | 880 | -25 | 1 | 163 | RAL9016 | 50-60Hz | Passive | LED | embedded sensor system | High Bay Rectangular | Tungsram Auriso | Indoor industrial |  | 22.5 | 19000 | Yes |  | risk group 1 |  | Bracket kit. Tilted bracket kit. Busbar bracket kit. Cable hook pair
TBD | AUR-1S25-750-U4-SN-ST | image | datasheet | deeplink | TUNGSRAM - Tungsram Auriso - 21300lm - 163W - 5000K - 70CRI - TBD[SKU] - Bracket. Y-cable | 2.04 | Bracket. Y-cable | LED | 1 | 163 | [8 empty] | CE | [6 empty] | 20 | 5000 | 450x250x75 |  | 220-240V |  | 5 | A++ | 45° | 3 | 70 |  | 5000 |  | 82000 | >=0.95 | 196000 |  |  | 130.6748 |  |  | 9 | U4 | 25 | max. 10% at 100.000 hrs |  | Available | 750/339 | Cx=0.3447;Cy=0.3553 | Class I | IK08 | IP50 | IP20 | 50 | 880 | -25 | 1 | 163 | RAL9016 | 50-60Hz | Passive | LED | embedded sensor system | High Bay Rectangular | Tungsram Auriso | Indoor industrial |  | 22.9 | 21300 | Yes |  | risk group 1 |  | Bracket kit. Tilted bracket kit. Busbar bracket kit. Cable hook pair
TBD | AUR-1S25-740-U4-SN-ST | image | datasheet | deeplink | TUNGSRAM - Tungsram Auriso - 21300lm - 163W - 4000K - 70CRI - TBD[SKU] - Bracket. Y-cable | 2.04 | Bracket. Y-cable | LED | 1 | 163 | [8 empty] | CE | [6 empty] | 20 | 4000 | 450x250x75 |  | 220-240V |  | 5 | A++ | 45° | 3 | 70 |  | 4000 |  | 82000 | >=0.95 | 196000 |  |  | 130.6748 |  |  | 9 | U4 | 25 | max. 10% at 100.000 hrs |  | Available | 740/339 | Cx=0.4338;Cy=0.4030 | Class I | IK08 | IP50 | IP20 | 50 | 880 | -25 | 1 | 163 | RAL9016 | 50-60Hz | Passive | LED | embedded sensor system | High Bay Rectangular | Tungsram Auriso | Indoor industrial |  | 22.9 | 21300 | Yes |  | risk group 1 |  | Bracket kit. Tilted bracket kit. Busbar bracket kit. Cable hook pair
TBD | AUR-1S25-730-U4-SN-ST | image | datasheet | deeplink | TUNGSRAM - Tungsram Auriso - 20700lm - 163W - 3000K - 70CRI - TBD[SKU] - Bracket. Y-cable | 2.04 | Bracket. Y-cable | LED | 1 | 163 | [8 empty] | CE | [6 empty] | 20 | 3000 | 450x250x75 |  | 220-240V |  | 5 | A++ | 45° | 3 | 70 |  | 3000 |  | 82000 | >=0.95 | 196000 |  |  | 126.9939 |  |  | 9 | U4 | 25 | max. 10% at 100.000 hrs |  | Available | 730/339 | Cx=0.4338;Cy=0.4030 | Class I | IK08 | IP50 | IP20 | 50 | 880 | -25 | 1 | 163 | RAL9016 | 50-60Hz | Passive | LED | embedded sensor system | High Bay Rectangular | Tungsram Auriso | Indoor industrial |  | 22.8 | 20700 | Yes |  | risk group 1 |  | Bracket kit. Tilted bracket kit. Busbar bracket kit. Cable hook pair
TBD | AUR-1S25-850-L9-SN-ST | image | datasheet | deeplink | TUNGSRAM - Tungsram Auriso - 25200lm - 163W - 5000K - 80CRI - TBD[SKU] - Bracket. Y-cable | 2.04 | Bracket. Y-cable | LED | 1 | 163 | [8 empty] | CE | [6 empty] | 20 | 5000 | 450x250x75 |  | 220-240V |  | 5 | A++ | 90° | 3 | 80 |  | 5000 |  | 82000 | >=0.95 | 196000 |  |  | 154.6012 |  |  | 9 | L9 | 25 | max. 10% at 100.000 hrs |  | Available | 850/339 | Cx=0.3447;Cy=0.3553 | Class I | IK08 | IP50 | IP20 | 50 | 880 | -25 | 1 | 163 | RAL9016 | 50-60Hz | Passive | LED | embedded sensor system | High Bay Rectangular | Tungsram Auriso | Indoor industrial |  | 25.2 | 25200 | Yes |  | risk group 1 |  | Bracket kit. Tilted bracket kit. Busbar bracket kit. Cable hook pair
TBD | AUR-1S25-840-L9-SN-ST | image | datasheet | deeplink | TUNGSRAM - Tungsram Auriso - 24500lm - 163W - 4000K - 80CRI - TBD[SKU] - Bracket. Y-cable | 2.04 | Bracket. Y-cable | LED | 1 | 163 | [8 empty] | CE | [6 empty] | 20 | 4000 | 450x250x75 |  | 220-240V |  | 5 | A++ | 90° | 3 | 80 |  | 4000 |  | 82000 | >=0.95 | 196000 |  |  | 150.3067 |  |  | 9 | L9 | 25 | max. 10% at 100.000 hrs |  | Available | 840/339 | Cx=0.3818;Cy=0.3797 | Class I | IK08 | IP50 | IP20 | 50 | 880 | -25 | 1 | 163 | RAL9016 | 50-60Hz | Passive | LED | embedded sensor system | High Bay Rectangular | Tungsram Auriso | Indoor industrial |  | 25.2 | 24500 | Yes |  | risk group 1 |  | Bracket kit. Tilted bracket kit. Busbar bracket kit. Cable hook pair
TBD | AUR-1S25-830-L9-SN-ST | image | datasheet | deeplink | TUNGSRAM - Tungsram Auriso - 23100lm - 163W - 3000K - 80CRI - TBD[SKU] - Bracket. Y-cable | 2.04 | Bracket. Y-cable | LED | 1 | 163 | [8 empty] | CE | [6 empty] | 20 | 3000 | 450x250x75 |  | 220-240V |  | 5 | A++ | 90° | 3 | 80 |  | 3000 |  | 82000 | >=0.95 | 196000 |  |  | 141.7178 |  |  | 9 | L9 | 25 | max. 10% at 100.000 hrs |  | Available | 830/339 | Cx=0.4338;Cy=0.4030 | Class I | IK08 | IP50 | IP20 | 50 | 880 | -25 | 1 | 163 | RAL9016 | 50-60Hz | Passive | LED | embedded sensor system | High Bay Rectangular | Tungsram Auriso | Indoor industrial |  | 25.1 | 23100 | Yes |  | risk group 1 |  | Bracket kit. Tilted bracket kit. Busbar bracket kit. Cable hook pair
TBD | AUR-1S25-750-L9-SN-ST | image | datasheet | deeplink | TUNGSRAM - Tungsram Auriso - 25900lm - 163W - 5000K - 70CRI - TBD[SKU] - Bracket. Y-cable | 2.04 | Bracket. Y-cable | LED | 1 | 163 | [8 empty] | CE | [6 empty] | 20 | 5000 | 450x250x75 |  | 220-240V |  | 5 | A++ | 90° | 3 | 70 |  | 5000 |  | 82000 | >=0.95 | 196000 |  |  | 158.8957 |  |  | 9 | L9 | 25 | max. 10% at 100.000 hrs |  | Available | 750/339 | Cx=0.3447;Cy=0.3553 | Class I | IK08 | IP50 | IP20 | 50 | 880 | -25 | 1 | 163 | RAL9016 | 50-60Hz | Passive | LED | embedded sensor system | High Bay Rectangular | Tungsram Auriso | Indoor industrial |  | 25.5 | 25900 | Yes |  | risk group 1 |  | Bracket kit. Tilted bracket kit. Busbar bracket kit. Cable hook pair
TBD | AUR-1S25-740-L9-SN-ST | image | datasheet | deeplink | TUNGSRAM - Tungsram Auriso - 25800lm - 163W - 4000K - 70CRI - TBD[SKU] - Bracket. Y-cable | 2.04 | Bracket. Y-cable | LED | 1 | 163 | [8 empty] | CE | [6 empty] | 20 | 4000 | 450x250x75 |  | 220-240V |  | 5 | A++ | 90° | 3 | 70 |  | 4000 |  | 82000 | >=0.95 | 196000 |  |  | 158.2822 |  |  | 9 | L9 | 25 | max. 10% at 100.000 hrs |  | Available | 740/339 | Cx=0.4338;Cy=0.4030 | Class I | IK08 | IP50 | IP20 | 50 | 880 | -25 | 1 | 163 | RAL9016 | 50-60Hz | Passive | LED | embedded sensor system | High Bay Rectangular | Tungsram Auriso | Indoor industrial |  | 25.5 | 25800 | Yes |  | risk group 1 |  | Bracket kit. Tilted bracket kit. Busbar bracket kit. Cable hook pair
TBD | AUR-1S25-730-L9-SN-ST | image | datasheet | deeplink | TUNGSRAM - Tungsram Auriso - 25100lm - 163W - 3000K - 70CRI - TBD[SKU] - Bracket. Y-cable | 2.04 | Bracket. Y-cable | LED | 1 | 163 | [8 empty] | CE | [6 empty] | 20 | 3000 | 450x250x75 |  | 220-240V |  | 5 | A++ | 90° | 3 | 70 |  | 3000 |  | 82000 | >=0.95 | 196000 |  |  | 153.9877 |  |  | 9 | L9 | 25 | max. 10% at 100.000 hrs |  | Available | 730/339 | Cx=0.4338;Cy=0.4030 | Class I | IK08 | IP50 | IP20 | 50 | 880 | -25 | 1 | 163 | RAL9016 | 50-60Hz | Passive | LED | embedded sensor system | High Bay Rectangular | Tungsram Auriso | Indoor industrial |  | 25.4 | 25100 | Yes |  | risk group 1 |  | Bracket kit. Tilted bracket kit. Busbar bracket kit. Cable hook pair
TBD | AUR-1S25-850-L6-SN-ST | image | datasheet | deeplink | TUNGSRAM - Tungsram Auriso - 24200lm - 163W - 5000K - 80CRI - TBD[SKU] - Bracket. Y-cable | 2.04 | Bracket. Y-cable | LED | 1 | 163 | [8 empty] | CE | [6 empty] | 20 | 5000 | 450x250x75 |  | 220-240V |  | 5 | A++ | 70° | 3 | 80 |  | 5000 |  | 82000 | >=0.95 | 196000 |  |  | 148.4663 |  |  | 9 | L6 | 25 | max. 10% at 100.000 hrs |  | Available | 850/339 | Cx=0.3447;Cy=0.3553 | Class I | IK08 | IP50 | IP20 | 50 | 880 | -25 | 1 | 163 | RAL9016 | 50-60Hz | Passive | LED | embedded sensor system | High Bay Rectangular | Tungsram Auriso | Indoor industrial |  | 23.6 | 24200 | Yes |  | risk group 1 |  | Bracket kit. Tilted bracket kit. Busbar bracket kit. Cable hook pair
TBD | AUR-1S25-840-L6-SN-ST | image | datasheet | deeplink | TUNGSRAM - Tungsram Auriso - 23600lm - 163W - 4000K - 80CRI - TBD[SKU] - Bracket. Y-cable | 2.04 | Bracket. Y-cable | LED | 1 | 163 | [8 empty] | CE | [6 empty] | 20 | 4000 | 450x250x75 |  | 220-240V |  | 5 | A++ | 70° | 3 | 80 |  | 4000 |  | 82000 | >=0.95 | 196000 |  |  | 144.7853 |  |  | 9 | L6 | 25 | max. 10% at 100.000 hrs |  | Available | 840/339 | Cx=0.3818;Cy=0.3797 | Class I | IK08 | IP50 | IP20 | 50 | 880 | -25 | 1 | 163 | RAL9016 | 50-60Hz | Passive | LED | embedded sensor system | High Bay Rectangular | Tungsram Auriso | Indoor industrial |  | 23.6 | 23600 | Yes |  | risk group 1 |  | Bracket kit. Tilted bracket kit. Busbar bracket kit. Cable hook pair
TBD | AUR-1S25-830-L6-SN-ST | image | datasheet | deeplink | TUNGSRAM - Tungsram Auriso - 22200lm - 163W - 3000K - 80CRI - TBD[SKU] - Bracket. Y-cable | 2.04 | Bracket. Y-cable | LED | 1 | 163 | [8 empty] | CE | [6 empty] | 20 | 3000 | 450x250x75 |  | 220-240V |  | 5 | A++ | 70° | 3 | 80 |  | 3000 |  | 82000 | >=0.95 | 196000 |  |  | 136.1963 |  |  | 9 | L6 | 25 | max. 10% at 100.000 hrs |  | Available | 830/339 | Cx=0.4338;Cy=0.4030 | Class I | IK08 | IP50 | IP20 | 50 | 880 | -25 | 1 | 163 | RAL9016 | 50-60Hz | Passive | LED | embedded sensor system | High Bay Rectangular | Tungsram Auriso | Indoor industrial |  | 23.5 | 22200 | Yes |  | risk group 1 |  | Bracket kit. Tilted bracket kit. Busbar bracket kit. Cable hook pair
TBD | AUR-1S25-750-L6-SN-ST | image | datasheet | deeplink | TUNGSRAM - Tungsram Auriso - 24900lm - 163W - 5000K - 70CRI - TBD[SKU] - Bracket. Y-cable | 2.04 | Bracket. Y-cable | LED | 1 | 163 | [8 empty] | CE | [6 empty] | 20 | 5000 | 450x250x75 |  | 220-240V |  | 5 | A++ | 70° | 3 | 70 |  | 5000 |  | 82000 | >=0.95 | 196000 |  |  | 152.7607 |  |  | 9 | L6 | 25 | max. 10% at 100.000 hrs |  | Available | 750/339 | Cx=0.3447;Cy=0.3553 | Class I | IK08 | IP50 | IP20 | 50 | 880 | -25 | 1 | 163 | RAL9016 | 50-60Hz | Passive | LED | embedded sensor system | High Bay Rectangular | Tungsram Auriso | Indoor industrial |  | 23.9 | 24900 | Yes |  | risk group 1 |  | Bracket kit. Tilted bracket kit. Busbar bracket kit. Cable hook pair
TBD | AUR-1S25-740-L6-SN-ST | image | datasheet | deeplink | TUNGSRAM - Tungsram Auriso - 24800lm - 163W - 4000K - 70CRI - TBD[SKU] - Bracket. Y-cable | 2.04 | Bracket. Y-cable | LED | 1 | 163 | [8 empty] | CE | [6 empty] | 20 | 4000 | 450x250x75 |  | 220-240V |  | 5 | A++ | 70° | 3 | 70 |  | 4000 |  | 82000 | >=0.95 | 196000 |  |  | 152.1472 |  |  | 9 | L6 | 25 | max. 10% at 100.000 hrs |  | Available | 740/339 | Cx=0.4338;Cy=0.4030 | Class I | IK08 | IP50 | IP20 | 50 | 880 | -25 | 1 | 163 | RAL9016 | 50-60Hz | Passive | LED | embedded sensor system | High Bay Rectangular | Tungsram Auriso | Indoor industrial |  | 23.9 | 24800 | Yes |  | risk group 1 |  | Bracket kit. Tilted bracket kit. Busbar bracket kit. Cable hook pair
TBD | AUR-1S25-730-L6-SN-ST | image | datasheet | deeplink | TUNGSRAM - Tungsram Auriso - 24100lm - 163W - 3000K - 70CRI - TBD[SKU] - Bracket. Y-cable | 2.04 | Bracket. Y-cable | LED | 1 | 163 | [8 empty] | CE | [6 empty] | 20 | 3000 | 450x250x75 |  | 220-240V |  | 5 | A++ | 70° | 3 | 70 |  | 3000 |  | 82000 | >=0.95 | 196000 |  |  | 147.8528 |  |  | 9 | L6 | 25 | max. 10% at 100.000 hrs |  | Available | 730/339 | Cx=0.4338;Cy=0.4030 | Class I | IK08 | IP50 | IP20 | 50 | 880 | -25 | 1 | 163 | RAL9016 | 50-60Hz | Passive | LED | embedded sensor system | High Bay Rectangular | Tungsram Auriso | Indoor industrial |  | 23.7 | 24100 | Yes |  | risk group 1 |  | Bracket kit. Tilted bracket kit. Busbar bracket kit. Cable hook pair
TBD | AUR-1S25-850-L3-SN-ST | image | datasheet | deeplink | TUNGSRAM - Tungsram Auriso - 25700lm - 163W - 5000K - 80CRI - TBD[SKU] - Bracket. Y-cable | 2.04 | Bracket. Y-cable | LED | 1 | 163 | [8 empty] | CE | [6 empty] | 20 | 5000 | 450x250x75 |  | 220-240V |  | 5 | A++ | 35° | 3 | 80 |  | 5000 |  | 82000 | >=0.95 | 196000 |  |  | 157.6687 |  |  | 9 | L3 | 25 | max. 10% at 100.000 hrs |  | Available | 850/339 | Cx=0.3447;Cy=0.3553 | Class I | IK08 | IP50 | IP20 | 50 | 880 | -25 | 1 | 163 | RAL9016 | 50-60Hz | Passive | LED | embedded sensor system | High Bay Rectangular | Tungsram Auriso | Indoor industrial |  | 19.1 | 25700 | Yes |  | risk group 1 |  | Bracket kit. Tilted bracket kit. Busbar bracket kit. Cable hook pair
TBD | AUR-1S25-840-L3-SN-ST | image | datasheet | deeplink | TUNGSRAM - Tungsram Auriso - 25000lm - 163W - 4000K - 80CRI - TBD[SKU] - Bracket. Y-cable | 2.04 | Bracket. Y-cable | LED | 1 | 163 | [8 empty] | CE | [6 empty] | 20 | 4000 | 450x250x75 |  | 220-240V |  | 5 | A++ | 35° | 3 | 80 |  | 4000 |  | 82000 | >=0.95 | 196000 |  |  | 153.3742 |  |  | 9 | L3 | 25 | max. 10% at 100.000 hrs |  | Available | 840/339 | Cx=0.3818;Cy=0.3797 | Class I | IK08 | IP50 | IP20 | 50 | 880 | -25 | 1 | 163 | RAL9016 | 50-60Hz | Passive | LED | embedded sensor system | High Bay Rectangular | Tungsram Auriso | Indoor industrial |  | 19.1 | 25000 | Yes |  | risk group 1 |  | Bracket kit. Tilted bracket kit. Busbar bracket kit. Cable hook pair
TBD | AUR-1S25-830-L3-SN-ST | image | datasheet | deeplink | TUNGSRAM - Tungsram Auriso - 23600lm - 163W - 3000K - 80CRI - TBD[SKU] - Bracket. Y-cable | 2.04 | Bracket. Y-cable | LED | 1 | 163 | [8 empty] | CE | [6 empty] | 20 | 3000 | 450x250x75 |  | 220-240V |  | 5 | A++ | 35° | 3 | 80 |  | 3000 |  | 82000 | >=0.95 | 196000 |  |  | 144.7853 |  |  | 9 | L3 | 25 | max. 10% at 100.000 hrs |  | Available | 830/339 | Cx=0.4338;Cy=0.4030 | Class I | IK08 | IP50 | IP20 | 50 | 880 | -25 | 1 | 163 | RAL9016 | 50-60Hz | Passive | LED | embedded sensor system | High Bay Rectangular | Tungsram Auriso | Indoor industrial |  | 19 | 23600 | Yes |  | risk group 1 |  | Bracket kit. Tilted bracket kit. Busbar bracket kit. Cable hook pair
TBD | AUR-1S25-750-L3-SN-ST | image | datasheet | deeplink | TUNGSRAM - Tungsram Auriso - 26400lm - 163W - 5000K - 70CRI - TBD[SKU] - Bracket. Y-cable | 2.04 | Bracket. Y-cable | LED | 1 | 163 | [8 empty] | CE | [6 empty] | 20 | 5000 | 450x250x75 |  | 220-240V |  | 5 | A++ | 35° | 3 | 70 |  | 5000 |  | 82000 | >=0.95 | 196000 |  |  | 161.9632 |  |  | 9 | L3 | 25 | max. 10% at 100.000 hrs |  | Available | 750/339 | Cx=0.3447;Cy=0.3553 | Class I | IK08 | IP50 | IP20 | 50 | 880 | -25 | 1 | 163 | RAL9016 | 50-60Hz | Passive | LED | embedded sensor system | High Bay Rectangular | Tungsram Auriso | Indoor industrial |  | 19.4 | 26400 | Yes |  | risk group 1 |  | Bracket kit. Tilted bracket kit. Busbar bracket kit. Cable hook pair
TBD | AUR-1S25-740-L3-SN-ST | image | datasheet | deeplink | TUNGSRAM - Tungsram Auriso - 26300lm - 163W - 4000K - 70CRI - TBD[SKU] - Bracket. Y-cable | 2.04 | Bracket. Y-cable | LED | 1 | 163 | [8 empty] | CE | [6 empty] | 20 | 4000 | 450x250x75 |  | 220-240V |  | 5 | A++ | 35° | 3 | 70 |  | 4000 |  | 82000 | >=0.95 | 196000 |  |  | 161.3497 |  |  | 9 | L3 | 25 | max. 10% at 100.000 hrs |  | Available | 740/339 | Cx=0.4338;Cy=0.4030 | Class I | IK08 | IP50 | IP20 | 50 | 880 | -25 | 1 | 163 | RAL9016 | 50-60Hz | Passive | LED | embedded sensor system | High Bay Rectangular | Tungsram Auriso | Indoor industrial |  | 19.4 | 26300 | Yes |  | risk group 1 |  | Bracket kit. Tilted bracket kit. Busbar bracket kit. Cable hook pair
TBD | AUR-1S25-730-L3-SN-ST | image | datasheet | deeplink | TUNGSRAM - Tungsram Auriso - 25600lm - 163W - 3000K - 70CRI - TBD[SKU] - Bracket. Y-cable | 2.04 | Bracket. Y-cable | LED | 1 | 163 | [8 empty] | CE | [6 empty] | 20 | 3000 | 450x250x75 |  | 220-240V |  | 5 | A++ | 35° | 3 | 70 |  | 3000 |  | 82000 | >=0.95 | 196000 |  |  | 157.0552 |  |  | 9 | L3 | 25 | max. 10% at 100.000 hrs |  | Available | 730/339 | Cx=0.4338;Cy=0.4030 | Class I | IK08 | IP50 | IP20 | 50 | 880 | -25 | 1 | 163 | RAL9016 | 50-60Hz | Passive | LED | embedded sensor system | High Bay Rectangular | Tungsram Auriso | Indoor industrial |  | 19.2 | 25600 | Yes |  | risk group 1 |  | Bracket kit. Tilted bracket kit. Busbar bracket kit. Cable hook pair
TBD | AUR-1S25-850-D1-SN-ST | image | datasheet | deeplink | TUNGSRAM - Tungsram Auriso - 21900lm - 163W - 5000K - 80CRI - TBD[SKU] - Bracket. Y-cable | 2.04 | Bracket. Y-cable | LED | 1 | 163 | [8 empty] | CE | [6 empty] | 20 | 5000 | 450x250x75 |  | 220-240V |  | 5 | A++ | 100° | 3 | 80 |  | 5000 |  | 82000 | >=0.95 | 196000 |  |  | 134.3558 |  |  | 9 | D1 | 25 | max. 10% at 100.000 hrs |  | Available | 850/339 | Cx=0.3447;Cy=0.3553 | Class I | IK08 | IP20 | IP20 | 50 | 880 | -25 | 1 | 163 | RAL9016 | 50-60Hz | Passive | LED | embedded sensor system | High Bay Rectangular | Tungsram Auriso | Indoor industrial |  | 27.4 | 21900 | Yes |  | risk group 1 |  | Bracket kit. Tilted bracket kit. Busbar bracket kit. Cable hook pair
TBD | AUR-1S25-840-D1-SN-ST | image | datasheet | deeplink | TUNGSRAM - Tungsram Auriso - 21400lm - 163W - 4000K - 80CRI - TBD[SKU] - Bracket. Y-cable | 2.04 | Bracket. Y-cable | LED | 1 | 163 | [8 empty] | CE | [6 empty] | 20 | 4000 | 450x250x75 |  | 220-240V |  | 5 | A++ | 100° | 3 | 80 |  | 4000 |  | 82000 | >=0.95 | 196000 |  |  | 131.2883 |  |  | 9 | D1 | 25 | max. 10% at 100.000 hrs |  | Available | 840/339 | Cx=0.3818;Cy=0.3797 | Class I | IK08 | IP20 | IP20 | 50 | 880 | -25 | 1 | 163 | RAL9016 | 50-60Hz | Passive | LED | embedded sensor system | High Bay Rectangular | Tungsram Auriso | Indoor industrial |  | 27.4 | 21400 | Yes |  | risk group 1 |  | Bracket kit. Tilted bracket kit. Busbar bracket kit. Cable hook pair
TBD | AUR-1S25-830-D1-SN-ST | image | datasheet | deeplink | TUNGSRAM - Tungsram Auriso - 20100lm - 163W - 3000K - 80CRI - TBD[SKU] - Bracket. Y-cable | 2.04 | Bracket. Y-cable | LED | 1 | 163 | [8 empty] | CE | [6 empty] | 20 | 3000 | 450x250x75 |  | 220-240V |  | 5 | A++ | 100° | 3 | 80 |  | 3000 |  | 82000 | >=0.95 | 196000 |  |  | 123.3129 |  |  | 9 | D1 | 25 | max. 10% at 100.000 hrs |  | Available | 830/339 | Cx=0.4338;Cy=0.4030 | Class I | IK08 | IP20 | IP20 | 50 | 880 | -25 | 1 | 163 | RAL9016 | 50-60Hz | Passive | LED | embedded sensor system | High Bay Rectangular | Tungsram Auriso | Indoor industrial |  | 27.3 | 20100 | Yes |  | risk group 1 |  | Bracket kit. Tilted bracket kit. Busbar bracket kit. Cable hook pair
TBD | AUR-1S25-750-D1-SN-ST | image | datasheet | deeplink | TUNGSRAM - Tungsram Auriso - 22600lm - 163W - 5000K - 70CRI - TBD[SKU] - Bracket. Y-cable | 2.04 | Bracket. Y-cable | LED | 1 | 163 | [8 empty] | CE | [6 empty] | 20 | 5000 | 450x250x75 |  | 220-240V |  | 5 | A++ | 100° | 3 | 70 |  | 5000 |  | 82000 | >=0.95 | 196000 |  |  | 138.6503 |  |  | 9 | D1 | 25 | max. 10% at 100.000 hrs |  | Available | 750/339 | Cx=0.3447;Cy=0.3553 | Class I | IK08 | IP20 | IP20 | 50 | 880 | -25 | 1 | 163 | RAL9016 | 50-60Hz | Passive | LED | embedded sensor system | High Bay Rectangular | Tungsram Auriso | Indoor industrial |  | 27.7 | 22600 | Yes |  | risk group 1 |  | Bracket kit. Tilted bracket kit. Busbar bracket kit. Cable hook pair
TBD | AUR-1S25-740-D1-SN-ST | image | datasheet | deeplink | TUNGSRAM - Tungsram Auriso - 22500lm - 163W - 4000K - 70CRI - TBD[SKU] - Bracket. Y-cable | 2.04 | Bracket. Y-cable | LED | 1 | 163 | [8 empty] | CE | [6 empty] | 20 | 4000 | 450x250x75 |  | 220-240V |  | 5 | A++ | 100° | 3 | 70 |  | 4000 |  | 82000 | >=0.95 | 196000 |  |  | 138.0368 |  |  | 9 | D1 | 25 | max. 10% at 100.000 hrs |  | Available | 740/339 | Cx=0.4338;Cy=0.4030 | Class I | IK08 | IP20 | IP20 | 50 | 880 | -25 | 1 | 163 | RAL9016 | 50-60Hz | Passive | LED | embedded sensor system | High Bay Rectangular | Tungsram Auriso | Indoor industrial |  | 27.7 | 22500 | Yes |  | risk group 1 |  | Bracket kit. Tilted bracket kit. Busbar bracket kit. Cable hook pair
TBD | AUR-1S25-730-D1-SN-ST | image | datasheet | deeplink | TUNGSRAM - Tungsram Auriso - 21900lm - 163W - 3000K - 70CRI - TBD[SKU] - Bracket. Y-cable | 2.04 | Bracket. Y-cable | LED | 1 | 163 | [8 empty] | CE | [6 empty] | 20 | 3000 | 450x250x75 |  | 220-240V |  | 5 | A++ | 100° | 3 | 70 |  | 3000 |  | 82000 | >=0.95 | 196000 |  |  | 134.3558 |  |  | 9 | D1 | 25 | max. 10% at 100.000 hrs |  | Available | 730/339 | Cx=0.4338;Cy=0.4030 | Class I | IK08 | IP20 | IP20 | 50 | 880 | -25 | 1 | 163 | RAL9016 | 50-60Hz | Passive | LED | embedded sensor system | High Bay Rectangular | Tungsram Auriso | Indoor industrial |  | 27.6 | 21900 | Yes |  | risk group 1 |  | Bracket kit. Tilted bracket kit. Busbar bracket kit. Cable hook pair
TBD | AUR-1S25-850-C1-SN-ST | image | datasheet | deeplink | TUNGSRAM - Tungsram Auriso - 24400lm - 163W - 5000K - 80CRI - TBD[SKU] - Bracket. Y-cable | 2.04 | Bracket. Y-cable | LED | 1 | 163 | [8 empty] | CE | [6 empty] | 20 | 5000 | 450x250x75 |  | 220-240V |  | 5 | A++ | 110° | 3 | 80 |  | 5000 |  | 82000 | >=0.95 | 196000 |  |  | 149.6933 |  |  | 9 | C1 | 25 | max. 10% at 100.000 hrs |  | Available | 850/339 | Cx=0.3447;Cy=0.3553 | Class I | IK08 | IP20 | IP20 | 50 | 880 | -25 | 1 | 163 | RAL9016 | 50-60Hz | Passive | LED | embedded sensor system | High Bay Rectangular | Tungsram Auriso | Indoor industrial |  | 27.3 | 24400 | Yes |  | risk group 1 |  | Bracket kit. Tilted bracket kit. Busbar bracket kit. Cable hook pair
TBD | AUR-1S25-840-C1-SN-ST | image | datasheet | deeplink | TUNGSRAM - Tungsram Auriso - 23800lm - 163W - 4000K - 80CRI - TBD[SKU] - Bracket. Y-cable | 2.04 | Bracket. Y-cable | LED | 1 | 163 | [8 empty] | CE | [6 empty] | 20 | 4000 | 450x250x75 |  | 220-240V |  | 5 | A++ | 110° | 3 | 80 |  | 4000 |  | 82000 | >=0.95 | 196000 |  |  | 146.0123 |  |  | 9 | C1 | 25 | max. 10% at 100.000 hrs |  | Available | 840/339 | Cx=0.3818;Cy=0.3797 | Class I | IK08 | IP20 | IP20 | 50 | 880 | -25 | 1 | 163 | RAL9016 | 50-60Hz | Passive | LED | embedded sensor system | High Bay Rectangular | Tungsram Auriso | Indoor industrial |  | 27.3 | 23800 | Yes |  | risk group 1 |  | Bracket kit. Tilted bracket kit. Busbar bracket kit. Cable hook pair
TBD | AUR-1S25-830-C1-SN-ST | image | datasheet | deeplink | TUNGSRAM - Tungsram Auriso - 22400lm - 163W - 3000K - 80CRI - TBD[SKU] - Bracket. Y-cable | 2.04 | Bracket. Y-cable | LED | 1 | 163 | [8 empty] | CE | [6 empty] | 20 | 3000 | 450x250x75 |  | 220-240V |  | 5 | A++ | 110° | 3 | 80 |  | 3000 |  | 82000 | >=0.95 | 196000 |  |  | 137.4233 |  |  | 9 | C1 | 25 | max. 10% at 100.000 hrs |  | Available | 830/339 | Cx=0.4338;Cy=0.4030 | Class I | IK08 | IP20 | IP20 | 50 | 880 | -25 | 1 | 163 | RAL9016 | 50-60Hz | Passive | LED | embedded sensor system | High Bay Rectangular | Tungsram Auriso | Indoor industrial |  | 27.2 | 22400 | Yes |  | risk group 1 |  | Bracket kit. Tilted bracket kit. Busbar bracket kit. Cable hook pair
TBD | AUR-1S25-750-C1-SN-ST | image | datasheet | deeplink | TUNGSRAM - Tungsram Auriso - 25100lm - 163W - 5000K - 70CRI - TBD[SKU] - Bracket. Y-cable | 2.04 | Bracket. Y-cable | LED | 1 | 163 | [8 empty] | CE | [6 empty] | 20 | 5000 | 450x250x75 |  | 220-240V |  | 5 | A++ | 110° | 3 | 70 |  | 5000 |  | 82000 | >=0.95 | 196000 |  |  | 153.9877 |  |  | 9 | C1 | 25 | max. 10% at 100.000 hrs |  | Available | 750/339 | Cx=0.3447;Cy=0.3553 | Class I | IK08 | IP20 | IP20 | 50 | 880 | -25 | 1 | 163 | RAL9016 | 50-60Hz | Passive | LED | embedded sensor system | High Bay Rectangular | Tungsram Auriso | Indoor industrial |  | 27.6 | 25100 | Yes |  | risk group 1 |  | Bracket kit. Tilted bracket kit. Busbar bracket kit. Cable hook pair
TBD | AUR-1S25-740-C1-SN-ST | image | datasheet | deeplink | TUNGSRAM - Tungsram Auriso - 25000lm - 163W - 4000K - 70CRI - TBD[SKU] - Bracket. Y-cable | 2.04 | Bracket. Y-cable | LED | 1 | 163 | [8 empty] | CE | [6 empty] | 20 | 4000 | 450x250x75 |  | 220-240V |  | 5 | A++ | 110° | 3 | 70 |  | 4000 |  | 82000 | >=0.95 | 196000 |  |  | 153.3742 |  |  | 9 | C1 | 25 | max. 10% at 100.000 hrs |  | Available | 740/339 | Cx=0.4338;Cy=0.4030 | Class I | IK08 | IP20 | IP20 | 50 | 880 | -25 | 1 | 163 | RAL9016 | 50-60Hz | Passive | LED | embedded sensor system | High Bay Rectangular | Tungsram Auriso | Indoor industrial |  | 27.6 | 25000 | Yes |  | risk group 1 |  | Bracket kit. Tilted bracket kit. Busbar bracket kit. Cable hook pair
TBD | AUR-1S25-730-C1-SN-ST | image | datasheet | deeplink | TUNGSRAM - Tungsram Auriso - 24300lm - 163W - 3000K - 70CRI - TBD[SKU] - Bracket. Y-cable | 2.04 | Bracket. Y-cable | LED | 1 | 163 | [8 empty] | CE | [6 empty] | 20 | 3000 | 450x250x75 |  | 220-240V |  | 5 | A++ | 110° | 3 | 70 |  | 3000 |  | 82000 | >=0.95 | 196000 |  |  | 149.0798 |  |  | 9 | C1 | 25 | max. 10% at 100.000 hrs |  | Available | 730/339 | Cx=0.4338;Cy=0.4030 | Class I | IK08 | IP20 | IP20 | 50 | 880 | -25 | 1 | 163 | RAL9016 | 50-60Hz | Passive | LED | embedded sensor system | High Bay Rectangular | Tungsram Auriso | Indoor industrial |  | 27.5 | 24300 | Yes |  | risk group 1 |  | Bracket kit. Tilted bracket kit. Busbar bracket kit. Cable hook pair
TBD | AUR-1S20-850-U8-SN-ST | image | datasheet | deeplink | TUNGSRAM - Tungsram Auriso - 17300lm - 133W - 5000K - 80CRI - TBD[SKU] - Bracket. Y-cable | 1.87 | Bracket. Y-cable | LED | 1 | 133 | [8 empty] | CE | [6 empty] | 20 | 5000 | 450x250x75 |  | 220-240V |  | 5 | A++ | 80° | 3 | 80 |  | 5000 |  | 54000 | >=0.95 | 124000 |  |  | 130.0752 |  |  | 9 | U8 | 25 | max. 10% at 100.000 hrs |  | Available | 850/339 | Cx=0.3447;Cy=0.3553 | Class I | IK08 | IP20 | IP20 | 50 | 720 | -25 | 1 | 133 | RAL9016 | 50-60Hz | Passive | LED | embedded sensor system | High Bay Rectangular | Tungsram Auriso | Indoor industrial |  | 23.9 | 17300 | Yes |  | risk group 1 |  | Bracket kit. Tilted bracket kit. Busbar bracket kit. Cable hook pair
TBD | AUR-1S20-840-U8-SN-ST | image | datasheet | deeplink | TUNGSRAM - Tungsram Auriso - 16900lm - 133W - 4000K - 80CRI - TBD[SKU] - Bracket. Y-cable | 1.87 | Bracket. Y-cable | LED | 1 | 133 | [8 empty] | CE | [6 empty] | 20 | 4000 | 450x250x75 |  | 220-240V |  | 5 | A++ | 80° | 3 | 80 |  | 4000 |  | 54000 | >=0.95 | 124000 |  |  | 127.0677 |  |  | 9 | U8 | 25 | max. 10% at 100.000 hrs |  | Available | 840/339 | Cx=0.3818;Cy=0.3797 | Class I | IK08 | IP20 | IP20 | 50 | 720 | -25 | 1 | 133 | RAL9016 | 50-60Hz | Passive | LED | embedded sensor system | High Bay Rectangular | Tungsram Auriso | Indoor industrial |  | 23.9 | 16900 | Yes |  | risk group 1 |  | Bracket kit. Tilted bracket kit. Busbar bracket kit. Cable hook pair
TBD | AUR-1S20-830-U8-SN-ST | image | datasheet | deeplink | TUNGSRAM - Tungsram Auriso - 15900lm - 133W - 3000K - 80CRI - TBD[SKU] - Bracket. Y-cable | 1.87 | Bracket. Y-cable | LED | 1 | 133 | [8 empty] | CE | [6 empty] | 20 | 3000 | 450x250x75 |  | 220-240V |  | 5 | A++ | 80° | 3 | 80 |  | 3000 |  | 54000 | >=0.95 | 124000 |  |  | 119.5489 |  |  | 9 | U8 | 25 | max. 10% at 100.000 hrs |  | Available | 830/339 | Cx=0.4338;Cy=0.4030 | Class I | IK08 | IP20 | IP20 | 50 | 720 | -25 | 1 | 133 | RAL9016 | 50-60Hz | Passive | LED | embedded sensor system | High Bay Rectangular | Tungsram Auriso | Indoor industrial |  | 23.8 | 15900 | Yes |  | risk group 1 |  | Bracket kit. Tilted bracket kit. Busbar bracket kit. Cable hook pair
TBD | AUR-1S20-750-U8-SN-ST | image | datasheet | deeplink | TUNGSRAM - Tungsram Auriso - 17800lm - 133W - 5000K - 70CRI - TBD[SKU] - Bracket. Y-cable | 1.87 | Bracket. Y-cable | LED | 1 | 133 | [8 empty] | CE | [6 empty] | 20 | 5000 | 450x250x75 |  | 220-240V |  | 5 | A++ | 80° | 3 | 70 |  | 5000 |  | 54000 | >=0.95 | 124000 |  |  | 133.8346 |  |  | 9 | U8 | 25 | max. 10% at 100.000 hrs |  | Available | 750/339 | Cx=0.3447;Cy=0.3553 | Class I | IK08 | IP20 | IP20 | 50 | 720 | -25 | 1 | 133 | RAL9016 | 50-60Hz | Passive | LED | embedded sensor system | High Bay Rectangular | Tungsram Auriso | Indoor industrial |  | 24.2 | 17800 | Yes |  | risk group 1 |  | Bracket kit. Tilted bracket kit. Busbar bracket kit. Cable hook pair
TBD | AUR-1S20-740-U8-SN-ST | image | datasheet | deeplink | TUNGSRAM - Tungsram Auriso - 17800lm - 133W - 4000K - 70CRI - TBD[SKU] - Bracket. Y-cable | 1.87 | Bracket. Y-cable | LED | 1 | 133 | [8 empty] | CE | [6 empty] | 20 | 4000 | 450x250x75 |  | 220-240V |  | 5 | A++ | 80° | 3 | 70 |  | 4000 |  | 54000 | >=0.95 | 124000 |  |  | 133.8346 |  |  | 9 | U8 | 25 | max. 10% at 100.000 hrs |  | Available | 740/339 | Cx=0.4338;Cy=0.4030 | Class I | IK08 | IP20 | IP20 | 50 | 720 | -25 | 1 | 133 | RAL9016 | 50-60Hz | Passive | LED | embedded sensor system | High Bay Rectangular | Tungsram Auriso | Indoor industrial |  | 24.2 | 17800 | Yes |  | risk group 1 |  | Bracket kit. Tilted bracket kit. Busbar bracket kit. Cable hook pair
TBD | AUR-1S20-730-U8-SN-ST | image | datasheet | deeplink | TUNGSRAM - Tungsram Auriso - 17300lm - 133W - 3000K - 70CRI - TBD[SKU] - Bracket. Y-cable | 1.87 | Bracket. Y-cable | LED | 1 | 133 | [8 empty] | CE | [6 empty] | 20 | 3000 | 450x250x75 |  | 220-240V |  | 5 | A++ | 80° | 3 | 70 |  | 3000 |  | 54000 | >=0.95 | 124000 |  |  | 130.0752 |  |  | 9 | U8 | 25 | max. 10% at 100.000 hrs |  | Available | 730/339 | Cx=0.4338;Cy=0.4030 | Class I | IK08 | IP20 | IP20 | 50 | 720 | -25 | 1 | 133 | RAL9016 | 50-60Hz | Passive | LED | embedded sensor system | High Bay Rectangular | Tungsram Auriso | Indoor industrial |  | 24.1 | 17300 | Yes |  | risk group 1 |  | Bracket kit. Tilted bracket kit. Busbar bracket kit. Cable hook pair
TBD | AUR-1S20-850-U6-SN-ST | image | datasheet | deeplink | TUNGSRAM - Tungsram Auriso - 15800lm - 133W - 5000K - 80CRI - TBD[SKU] - Bracket. Y-cable | 1.87 | Bracket. Y-cable | LED | 1 | 133 | [8 empty] | CE | [6 empty] | 20 | 5000 | 450x250x75 |  | 220-240V |  | 5 | A++ | 65° | 3 | 80 |  | 5000 |  | 54000 | >=0.95 | 124000 |  |  | 118.797 |  |  | 9 | U6 | 25 | max. 10% at 100.000 hrs |  | Available | 850/339 | Cx=0.3447;Cy=0.3553 | Class I | IK08 | IP50 | IP20 | 50 | 720 | -25 | 1 | 133 | RAL9016 | 50-60Hz | Passive | LED | embedded sensor system | High Bay Rectangular | Tungsram Auriso | Indoor industrial |  | 22.7 | 15800 | Yes |  | risk group 1 |  | Bracket kit. Tilted bracket kit. Busbar bracket kit. Cable hook pair
TBD | AUR-1S20-840-U6-SN-ST | image | datasheet | deeplink | TUNGSRAM - Tungsram Auriso - 15400lm - 133W - 4000K - 80CRI - TBD[SKU] - Bracket. Y-cable | 1.87 | Bracket. Y-cable | LED | 1 | 133 | [8 empty] | CE | [6 empty] | 20 | 4000 | 450x250x75 |  | 220-240V |  | 5 | A++ | 65° | 3 | 80 |  | 4000 |  | 54000 | >=0.95 | 124000 |  |  | 115.7895 |  |  | 9 | U6 | 25 | max. 10% at 100.000 hrs |  | Available | 840/339 | Cx=0.3818;Cy=0.3797 | Class I | IK08 | IP50 | IP20 | 50 | 720 | -25 | 1 | 133 | RAL9016 | 50-60Hz | Passive | LED | embedded sensor system | High Bay Rectangular | Tungsram Auriso | Indoor industrial |  | 22.7 | 15400 | Yes |  | risk group 1 |  | Bracket kit. Tilted bracket kit. Busbar bracket kit. Cable hook pair
TBD | AUR-1S20-830-U6-SN-ST | image | datasheet | deeplink | TUNGSRAM - Tungsram Auriso - 14500lm - 133W - 3000K - 80CRI - TBD[SKU] - Bracket. Y-cable | 1.87 | Bracket. Y-cable | LED | 1 | 133 | [8 empty] | CE | [6 empty] | 20 | 3000 | 450x250x75 |  | 220-240V |  | 5 | A++ | 65° | 3 | 80 |  | 3000 |  | 54000 | >=0.95 | 124000 |  |  | 109.0226 |  |  | 9 | U6 | 25 | max. 10% at 100.000 hrs |  | Available | 830/339 | Cx=0.4338;Cy=0.4030 | Class I | IK08 | IP50 | IP20 | 50 | 720 | -25 | 1 | 133 | RAL9016 | 50-60Hz | Passive | LED | embedded sensor system | High Bay Rectangular | Tungsram Auriso | Indoor industrial |  | 22.5 | 14500 | Yes |  | risk group 1 |  | Bracket kit. Tilted bracket kit. Busbar bracket kit. Cable hook pair
TBD | AUR-1S20-750-U6-SN-ST | image | datasheet | deeplink | TUNGSRAM - Tungsram Auriso - 16300lm - 133W - 5000K - 70CRI - TBD[SKU] - Bracket. Y-cable | 1.87 | Bracket. Y-cable | LED | 1 | 133 | [8 empty] | CE | [6 empty] | 20 | 5000 | 450x250x75 |  | 220-240V |  | 5 | A++ | 65° | 3 | 70 |  | 5000 |  | 54000 | >=0.95 | 124000 |  |  | 122.5564 |  |  | 9 | U6 | 25 | max. 10% at 100.000 hrs |  | Available | 750/339 | Cx=0.3447;Cy=0.3553 | Class I | IK08 | IP50 | IP20 | 50 | 720 | -25 | 1 | 133 | RAL9016 | 50-60Hz | Passive | LED | embedded sensor system | High Bay Rectangular | Tungsram Auriso | Indoor industrial |  | 22.9 | 16300 | Yes |  | risk group 1 |  | Bracket kit. Tilted bracket kit. Busbar bracket kit. Cable hook pair
TBD | AUR-1S20-740-U6-SN-ST | image | datasheet | deeplink | TUNGSRAM - Tungsram Auriso - 16200lm - 133W - 4000K - 70CRI - TBD[SKU] - Bracket. Y-cable | 1.87 | Bracket. Y-cable | LED | 1 | 133 | [8 empty] | CE | [6 empty] | 20 | 4000 | 450x250x75 |  | 220-240V |  | 5 | A++ | 65° | 3 | 70 |  | 4000 |  | 54000 | >=0.95 | 124000 |  |  | 121.8045 |  |  | 9 | U6 | 25 | max. 10% at 100.000 hrs |  | Available | 740/339 | Cx=0.4338;Cy=0.4030 | Class I | IK08 | IP50 | IP20 | 50 | 720 | -25 | 1 | 133 | RAL9016 | 50-60Hz | Passive | LED | embedded sensor system | High Bay Rectangular | Tungsram Auriso | Indoor industrial |  | 22.9 | 16200 | Yes |  | risk group 1 |  | Bracket kit. Tilted bracket kit. Busbar bracket kit. Cable hook pair
TBD | AUR-1S20-730-U6-SN-ST | image | datasheet | deeplink | TUNGSRAM - Tungsram Auriso - 15800lm - 133W - 3000K - 70CRI - TBD[SKU] - Bracket. Y-cable | 1.87 | Bracket. Y-cable | LED | 1 | 133 | [8 empty] | CE | [6 empty] | 20 | 3000 | 450x250x75 |  | 220-240V |  | 5 | A++ | 65° | 3 | 70 |  | 3000 |  | 54000 | >=0.95 | 124000 |  |  | 118.797 |  |  | 9 | U6 | 25 | max. 10% at 100.000 hrs |  | Available | 730/339 | Cx=0.4338;Cy=0.4030 | Class I | IK08 | IP50 | IP20 | 50 | 720 | -25 | 1 | 133 | RAL9016 | 50-60Hz | Passive | LED | embedded sensor system | High Bay Rectangular | Tungsram Auriso | Indoor industrial |  | 22.8 | 15800 | Yes |  | risk group 1 |  | Bracket kit. Tilted bracket kit. Busbar bracket kit. Cable hook pair
TBD | AUR-1S20-850-U4-SN-ST | image | datasheet | deeplink | TUNGSRAM - Tungsram Auriso - 16500lm - 133W - 5000K - 80CRI - TBD[SKU] - Bracket. Y-cable | 1.87 | Bracket. Y-cable | LED | 1 | 133 | [8 empty] | CE | [6 empty] | 20 | 5000 | 450x250x75 |  | 220-240V |  | 5 | A++ | 45° | 3 | 80 |  | 5000 |  | 54000 | >=0.95 | 124000 |  |  | 124.0602 |  |  | 9 | U4 | 25 | max. 10% at 100.000 hrs |  | Available | 850/339 | Cx=0.3447;Cy=0.3553 | Class I | IK08 | IP50 | IP20 | 50 | 720 | -25 | 1 | 133 | RAL9016 | 50-60Hz | Passive | LED | embedded sensor system | High Bay Rectangular | Tungsram Auriso | Indoor industrial |  | 21.8 | 16500 | Yes |  | risk group 1 |  | Bracket kit. Tilted bracket kit. Busbar bracket kit. Cable hook pair
TBD | AUR-1S20-840-U4-SN-ST | image | datasheet | deeplink | TUNGSRAM - Tungsram Auriso - 16100lm - 133W - 4000K - 80CRI - TBD[SKU] - Bracket. Y-cable | 1.87 | Bracket. Y-cable | LED | 1 | 133 | [8 empty] | CE | [6 empty] | 20 | 4000 | 450x250x75 |  | 220-240V |  | 5 | A++ | 45° | 3 | 80 |  | 4000 |  | 54000 | >=0.95 | 124000 |  |  | 121.0526 |  |  | 9 | U4 | 25 | max. 10% at 100.000 hrs |  | Available | 840/339 | Cx=0.3818;Cy=0.3797 | Class I | IK08 | IP50 | IP20 | 50 | 720 | -25 | 1 | 133 | RAL9016 | 50-60Hz | Passive | LED | embedded sensor system | High Bay Rectangular | Tungsram Auriso | Indoor industrial |  | 21.8 | 16100 | Yes |  | risk group 1 |  | Bracket kit. Tilted bracket kit. Busbar bracket kit. Cable hook pair
TBD | AUR-1S20-830-U4-SN-ST | image | datasheet | deeplink | TUNGSRAM - Tungsram Auriso - 15100lm - 133W - 3000K - 80CRI - TBD[SKU] - Bracket. Y-cable | 1.87 | Bracket. Y-cable | LED | 1 | 133 | [8 empty] | CE | [6 empty] | 20 | 3000 | 450x250x75 |  | 220-240V |  | 5 | A++ | 45° | 3 | 80 |  | 3000 |  | 54000 | >=0.95 | 124000 |  |  | 113.5338 |  |  | 9 | U4 | 25 | max. 10% at 100.000 hrs |  | Available | 830/339 | Cx=0.4338;Cy=0.4030 | Class I | IK08 | IP50 | IP20 | 50 | 720 | -25 | 1 | 133 | RAL9016 | 50-60Hz | Passive | LED | embedded sensor system | High Bay Rectangular | Tungsram Auriso | Indoor industrial |  | 21.7 | 15100 | Yes |  | risk group 1 |  | Bracket kit. Tilted bracket kit. Busbar bracket kit. Cable hook pair
TBD | AUR-1S20-750-U4-SN-ST | image | datasheet | deeplink | TUNGSRAM - Tungsram Auriso - 17000lm - 133W - 5000K - 70CRI - TBD[SKU] - Bracket. Y-cable | 1.87 | Bracket. Y-cable | LED | 1 | 133 | [8 empty] | CE | [6 empty] | 20 | 5000 | 450x250x75 |  | 220-240V |  | 5 | A++ | 45° | 3 | 70 |  | 5000 |  | 54000 | >=0.95 | 124000 |  |  | 127.8195 |  |  | 9 | U4 | 25 | max. 10% at 100.000 hrs |  | Available | 750/339 | Cx=0.3447;Cy=0.3553 | Class I | IK08 | IP50 | IP20 | 50 | 720 | -25 | 1 | 133 | RAL9016 | 50-60Hz | Passive | LED | embedded sensor system | High Bay Rectangular | Tungsram Auriso | Indoor industrial |  | 22.1 | 17000 | Yes |  | risk group 1 |  | Bracket kit. Tilted bracket kit. Busbar bracket kit. Cable hook pair
TBD | AUR-1S20-740-U4-SN-ST | image | datasheet | deeplink | TUNGSRAM - Tungsram Auriso - 16900lm - 133W - 4000K - 70CRI - TBD[SKU] - Bracket. Y-cable | 1.87 | Bracket. Y-cable | LED | 1 | 133 | [8 empty] | CE | [6 empty] | 20 | 4000 | 450x250x75 |  | 220-240V |  | 5 | A++ | 45° | 3 | 70 |  | 4000 |  | 54000 | >=0.95 | 124000 |  |  | 127.0677 |  |  | 9 | U4 | 25 | max. 10% at 100.000 hrs |  | Available | 740/339 | Cx=0.4338;Cy=0.4030 | Class I | IK08 | IP50 | IP20 | 50 | 720 | -25 | 1 | 133 | RAL9016 | 50-60Hz | Passive | LED | embedded sensor system | High Bay Rectangular | Tungsram Auriso | Indoor industrial |  | 22.1 | 16900 | Yes |  | risk group 1 |  | Bracket kit. Tilted bracket kit. Busbar bracket kit. Cable hook pair
TBD | AUR-1S20-730-U4-SN-ST | image | datasheet | deeplink | TUNGSRAM - Tungsram Auriso - 16400lm - 133W - 3000K - 70CRI - TBD[SKU] - Bracket. Y-cable | 1.87 | Bracket. Y-cable | LED | 1 | 133 | [8 empty] | CE | [6 empty] | 20 | 3000 | 450x250x75 |  | 220-240V |  | 5 | A++ | 45° | 3 | 70 |  | 3000 |  | 54000 | >=0.95 | 124000 |  |  | 123.3083 |  |  | 9 | U4 | 25 | max. 10% at 100.000 hrs |  | Available | 730/339 | Cx=0.4338;Cy=0.4030 | Class I | IK08 | IP50 | IP20 | 50 | 720 | -25 | 1 | 133 | RAL9016 | 50-60Hz | Passive | LED | embedded sensor system | High Bay Rectangular | Tungsram Auriso | Indoor industrial |  | 22 | 16400 | Yes |  | risk group 1 |  | Bracket kit. Tilted bracket kit. Busbar bracket kit. Cable hook pair
TBD | AUR-1S20-850-L9-SN-ST | image | datasheet | deeplink | TUNGSRAM - Tungsram Auriso - 20000lm - 133W - 5000K - 80CRI - TBD[SKU] - Bracket. Y-cable | 1.87 | Bracket. Y-cable | LED | 1 | 133 | [8 empty] | CE | [6 empty] | 20 | 5000 | 450x250x75 |  | 220-240V |  | 5 | A++ | 90° | 3 | 80 |  | 5000 |  | 54000 | >=0.95 | 124000 |  |  | 150.3759 |  |  | 9 | L9 | 25 | max. 10% at 100.000 hrs |  | Available | 850/339 | Cx=0.3447;Cy=0.3553 | Class I | IK08 | IP50 | IP20 | 50 | 720 | -25 | 1 | 133 | RAL9016 | 50-60Hz | Passive | LED | embedded sensor system | High Bay Rectangular | Tungsram Auriso | Indoor industrial |  | 24.4 | 20000 | Yes |  | risk group 1 |  | Bracket kit. Tilted bracket kit. Busbar bracket kit. Cable hook pair
TBD | AUR-1S20-840-L9-SN-ST | image | datasheet | deeplink | TUNGSRAM - Tungsram Auriso - 19500lm - 133W - 4000K - 80CRI - TBD[SKU] - Bracket. Y-cable | 1.87 | Bracket. Y-cable | LED | 1 | 133 | [8 empty] | CE | [6 empty] | 20 | 4000 | 450x250x75 |  | 220-240V |  | 5 | A++ | 90° | 3 | 80 |  | 4000 |  | 54000 | >=0.95 | 124000 |  |  | 146.6165 |  |  | 9 | L9 | 25 | max. 10% at 100.000 hrs |  | Available | 840/339 | Cx=0.3818;Cy=0.3797 | Class I | IK08 | IP50 | IP20 | 50 | 720 | -25 | 1 | 133 | RAL9016 | 50-60Hz | Passive | LED | embedded sensor system | High Bay Rectangular | Tungsram Auriso | Indoor industrial |  | 24.4 | 19500 | Yes |  | risk group 1 |  | Bracket kit. Tilted bracket kit. Busbar bracket kit. Cable hook pair
TBD | AUR-1S20-830-L9-SN-ST | image | datasheet | deeplink | TUNGSRAM - Tungsram Auriso - 18400lm - 133W - 3000K - 80CRI - TBD[SKU] - Bracket. Y-cable | 1.87 | Bracket. Y-cable | LED | 1 | 133 | [8 empty] | CE | [6 empty] | 20 | 3000 | 450x250x75 |  | 220-240V |  | 5 | A++ | 90° | 3 | 80 |  | 3000 |  | 54000 | >=0.95 | 124000 |  |  | 138.3459 |  |  | 9 | L9 | 25 | max. 10% at 100.000 hrs |  | Available | 830/339 | Cx=0.4338;Cy=0.4030 | Class I | IK08 | IP50 | IP20 | 50 | 720 | -25 | 1 | 133 | RAL9016 | 50-60Hz | Passive | LED | embedded sensor system | High Bay Rectangular | Tungsram Auriso | Indoor industrial |  | 24.3 | 18400 | Yes |  | risk group 1 |  | Bracket kit. Tilted bracket kit. Busbar bracket kit. Cable hook pair
TBD | AUR-1S20-750-L9-SN-ST | image | datasheet | deeplink | TUNGSRAM - Tungsram Auriso - 20600lm - 133W - 5000K - 70CRI - TBD[SKU] - Bracket. Y-cable | 1.87 | Bracket. Y-cable | LED | 1 | 133 | [8 empty] | CE | [6 empty] | 20 | 5000 | 450x250x75 |  | 220-240V |  | 5 | A++ | 90° | 3 | 70 |  | 5000 |  | 54000 | >=0.95 | 124000 |  |  | 154.8872 |  |  | 9 | L9 | 25 | max. 10% at 100.000 hrs |  | Available | 750/339 | Cx=0.3447;Cy=0.3553 | Class I | IK08 | IP50 | IP20 | 50 | 720 | -25 | 1 | 133 | RAL9016 | 50-60Hz | Passive | LED | embedded sensor system | High Bay Rectangular | Tungsram Auriso | Indoor industrial |  | 24.7 | 20600 | Yes |  | risk group 1 |  | Bracket kit. Tilted bracket kit. Busbar bracket kit. Cable hook pair
TBD | AUR-1S20-740-L9-SN-ST | image | datasheet | deeplink | TUNGSRAM - Tungsram Auriso - 20500lm - 133W - 4000K - 70CRI - TBD[SKU] - Bracket. Y-cable | 1.87 | Bracket. Y-cable | LED | 1 | 133 | [8 empty] | CE | [6 empty] | 20 | 4000 | 450x250x75 |  | 220-240V |  | 5 | A++ | 90° | 3 | 70 |  | 4000 |  | 54000 | >=0.95 | 124000 |  |  | 154.1353 |  |  | 9 | L9 | 25 | max. 10% at 100.000 hrs |  | Available | 740/339 | Cx=0.4338;Cy=0.4030 | Class I | IK08 | IP50 | IP20 | 50 | 720 | -25 | 1 | 133 | RAL9016 | 50-60Hz | Passive | LED | embedded sensor system | High Bay Rectangular | Tungsram Auriso | Indoor industrial |  | 24.7 | 20500 | Yes |  | risk group 1 |  | Bracket kit. Tilted bracket kit. Busbar bracket kit. Cable hook pair
TBD | AUR-1S20-730-L9-SN-ST | image | datasheet | deeplink | TUNGSRAM - Tungsram Auriso - 20000lm - 133W - 3000K - 70CRI - TBD[SKU] - Bracket. Y-cable | 1.87 | Bracket. Y-cable | LED | 1 | 133 | [8 empty] | CE | [6 empty] | 20 | 3000 | 450x250x75 |  | 220-240V |  | 5 | A++ | 90° | 3 | 70 |  | 3000 |  | 54000 | >=0.95 | 124000 |  |  | 150.3759 |  |  | 9 | L9 | 25 | max. 10% at 100.000 hrs |  | Available | 730/339 | Cx=0.4338;Cy=0.4030 | Class I | IK08 | IP50 | IP20 | 50 | 720 | -25 | 1 | 133 | RAL9016 | 50-60Hz | Passive | LED | embedded sensor system | High Bay Rectangular | Tungsram Auriso | Indoor industrial |  | 24.6 | 20000 | Yes |  | risk group 1 |  | Bracket kit. Tilted bracket kit. Busbar bracket kit. Cable hook pair
TBD | AUR-1S20-850-L6-SN-ST | image | datasheet | deeplink | TUNGSRAM - Tungsram Auriso - 19200lm - 133W - 5000K - 80CRI - TBD[SKU] - Bracket. Y-cable | 1.87 | Bracket. Y-cable | LED | 1 | 133 | [8 empty] | CE | [6 empty] | 20 | 5000 | 450x250x75 |  | 220-240V |  | 5 | A++ | 70° | 3 | 80 |  | 5000 |  | 54000 | >=0.95 | 124000 |  |  | 144.3609 |  |  | 9 | L6 | 25 | max. 10% at 100.000 hrs |  | Available | 850/339 | Cx=0.3447;Cy=0.3553 | Class I | IK08 | IP50 | IP20 | 50 | 720 | -25 | 1 | 133 | RAL9016 | 50-60Hz | Passive | LED | embedded sensor system | High Bay Rectangular | Tungsram Auriso | Indoor industrial |  | 22.8 | 19200 | Yes |  | risk group 1 |  | Bracket kit. Tilted bracket kit. Busbar bracket kit. Cable hook pair
TBD | AUR-1S20-840-L6-SN-ST | image | datasheet | deeplink | TUNGSRAM - Tungsram Auriso - 18700lm - 133W - 4000K - 80CRI - TBD[SKU] - Bracket. Y-cable | 1.87 | Bracket. Y-cable | LED | 1 | 133 | [8 empty] | CE | [6 empty] | 20 | 4000 | 450x250x75 |  | 220-240V |  | 5 | A++ | 70° | 3 | 80 |  | 4000 |  | 54000 | >=0.95 | 124000 |  |  | 140.6015 |  |  | 9 | L6 | 25 | max. 10% at 100.000 hrs |  | Available | 840/339 | Cx=0.3818;Cy=0.3797 | Class I | IK08 | IP50 | IP20 | 50 | 720 | -25 | 1 | 133 | RAL9016 | 50-60Hz | Passive | LED | embedded sensor system | High Bay Rectangular | Tungsram Auriso | Indoor industrial |  | 22.8 | 18700 | Yes |  | risk group 1 |  | Bracket kit. Tilted bracket kit. Busbar bracket kit. Cable hook pair
TBD | AUR-1S20-830-L6-SN-ST | image | datasheet | deeplink | TUNGSRAM - Tungsram Auriso - 17700lm - 133W - 3000K - 80CRI - TBD[SKU] - Bracket. Y-cable | 1.87 | Bracket. Y-cable | LED | 1 | 133 | [8 empty] | CE | [6 empty] | 20 | 3000 | 450x250x75 |  | 220-240V |  | 5 | A++ | 70° | 3 | 80 |  | 3000 |  | 54000 | >=0.95 | 124000 |  |  | 133.0827 |  |  | 9 | L6 | 25 | max. 10% at 100.000 hrs |  | Available | 830/339 | Cx=0.4338;Cy=0.4030 | Class I | IK08 | IP50 | IP20 | 50 | 720 | -25 | 1 | 133 | RAL9016 | 50-60Hz | Passive | LED | embedded sensor system | High Bay Rectangular | Tungsram Auriso | Indoor industrial |  | 22.7 | 17700 | Yes |  | risk group 1 |  | Bracket kit. Tilted bracket kit. Busbar bracket kit. Cable hook pair
TBD | AUR-1S20-750-L6-SN-ST | image | datasheet | deeplink | TUNGSRAM - Tungsram Auriso - 19800lm - 133W - 5000K - 70CRI - TBD[SKU] - Bracket. Y-cable | 1.87 | Bracket. Y-cable | LED | 1 | 133 | [8 empty] | CE | [6 empty] | 20 | 5000 | 450x250x75 |  | 220-240V |  | 5 | A++ | 70° | 3 | 70 |  | 5000 |  | 54000 | >=0.95 | 124000 |  |  | 148.8722 |  |  | 9 | L6 | 25 | max. 10% at 100.000 hrs |  | Available | 750/339 | Cx=0.3447;Cy=0.3553 | Class I | IK08 | IP50 | IP20 | 50 | 720 | -25 | 1 | 133 | RAL9016 | 50-60Hz | Passive | LED | embedded sensor system | High Bay Rectangular | Tungsram Auriso | Indoor industrial |  | 23.1 | 19800 | Yes |  | risk group 1 |  | Bracket kit. Tilted bracket kit. Busbar bracket kit. Cable hook pair
TBD | AUR-1S20-740-L6-SN-ST | image | datasheet | deeplink | TUNGSRAM - Tungsram Auriso - 19700lm - 133W - 4000K - 70CRI - TBD[SKU] - Bracket. Y-cable | 1.87 | Bracket. Y-cable | LED | 1 | 133 | [8 empty] | CE | [6 empty] | 20 | 4000 | 450x250x75 |  | 220-240V |  | 5 | A++ | 70° | 3 | 70 |  | 4000 |  | 54000 | >=0.95 | 124000 |  |  | 148.1203 |  |  | 9 | L6 | 25 | max. 10% at 100.000 hrs |  | Available | 740/339 | Cx=0.4338;Cy=0.4030 | Class I | IK08 | IP50 | IP20 | 50 | 720 | -25 | 1 | 133 | RAL9016 | 50-60Hz | Passive | LED | embedded sensor system | High Bay Rectangular | Tungsram Auriso | Indoor industrial |  | 23.1 | 19700 | Yes |  | risk group 1 |  | Bracket kit. Tilted bracket kit. Busbar bracket kit. Cable hook pair
TBD | AUR-1S20-730-L6-SN-ST | image | datasheet | deeplink | TUNGSRAM - Tungsram Auriso - 19200lm - 133W - 3000K - 70CRI - TBD[SKU] - Bracket. Y-cable | 1.87 | Bracket. Y-cable | LED | 1 | 133 | [8 empty] | CE | [6 empty] | 20 | 3000 | 450x250x75 |  | 220-240V |  | 5 | A++ | 70° | 3 | 70 |  | 3000 |  | 54000 | >=0.95 | 124000 |  |  | 144.3609 |  |  | 9 | L6 | 25 | max. 10% at 100.000 hrs |  | Available | 730/339 | Cx=0.4338;Cy=0.4030 | Class I | IK08 | IP50 | IP20 | 50 | 720 | -25 | 1 | 133 | RAL9016 | 50-60Hz | Passive | LED | embedded sensor system | High Bay Rectangular | Tungsram Auriso | Indoor industrial |  | 22.9 | 19200 | Yes |  | risk group 1 |  | Bracket kit. Tilted bracket kit. Busbar bracket kit. Cable hook pair
TBD | AUR-1S20-850-L3-SN-ST | image | datasheet | deeplink | TUNGSRAM - Tungsram Auriso - 20400lm - 133W - 5000K - 80CRI - TBD[SKU] - Bracket. Y-cable | 1.87 | Bracket. Y-cable | LED | 1 | 133 | [8 empty] | CE | [6 empty] | 20 | 5000 | 450x250x75 |  | 220-240V |  | 5 | A++ | 35° | 3 | 80 |  | 5000 |  | 54000 | >=0.95 | 124000 |  |  | 153.3835 |  |  | 9 | L3 | 25 | max. 10% at 100.000 hrs |  | Available | 850/339 | Cx=0.3447;Cy=0.3553 | Class I | IK08 | IP50 | IP20 | 50 | 720 | -25 | 1 | 133 | RAL9016 | 50-60Hz | Passive | LED | embedded sensor system | High Bay Rectangular | Tungsram Auriso | Indoor industrial |  | 18.3 | 20400 | Yes |  | risk group 1 |  | Bracket kit. Tilted bracket kit. Busbar bracket kit. Cable hook pair
TBD | AUR-1S20-840-L3-SN-ST | image | datasheet | deeplink | TUNGSRAM - Tungsram Auriso - 19900lm - 133W - 4000K - 80CRI - TBD[SKU] - Bracket. Y-cable | 1.87 | Bracket. Y-cable | LED | 1 | 133 | [8 empty] | CE | [6 empty] | 20 | 4000 | 450x250x75 |  | 220-240V |  | 5 | A++ | 35° | 3 | 80 |  | 4000 |  | 54000 | >=0.95 | 124000 |  |  | 149.6241 |  |  | 9 | L3 | 25 | max. 10% at 100.000 hrs |  | Available | 840/339 | Cx=0.3818;Cy=0.3797 | Class I | IK08 | IP50 | IP20 | 50 | 720 | -25 | 1 | 133 | RAL9016 | 50-60Hz | Passive | LED | embedded sensor system | High Bay Rectangular | Tungsram Auriso | Indoor industrial |  | 18.3 | 19900 | Yes |  | risk group 1 |  | Bracket kit. Tilted bracket kit. Busbar bracket kit. Cable hook pair
TBD | AUR-1S20-830-L3-SN-ST | image | datasheet | deeplink | TUNGSRAM - Tungsram Auriso - 18700lm - 133W - 3000K - 80CRI - TBD[SKU] - Bracket. Y-cable | 1.87 | Bracket. Y-cable | LED | 1 | 133 | [8 empty] | CE | [6 empty] | 20 | 3000 | 450x250x75 |  | 220-240V |  | 5 | A++ | 35° | 3 | 80 |  | 3000 |  | 54000 | >=0.95 | 124000 |  |  | 140.6015 |  |  | 9 | L3 | 25 | max. 10% at 100.000 hrs |  | Available | 830/339 | Cx=0.4338;Cy=0.4030 | Class I | IK08 | IP50 | IP20 | 50 | 720 | -25 | 1 | 133 | RAL9016 | 50-60Hz | Passive | LED | embedded sensor system | High Bay Rectangular | Tungsram Auriso | Indoor industrial |  | 18.2 | 18700 | Yes |  | risk group 1 |  | Bracket kit. Tilted bracket kit. Busbar bracket kit. Cable hook pair
TBD | AUR-1S20-750-L3-SN-ST | image | datasheet | deeplink | TUNGSRAM - Tungsram Auriso - 21000lm - 133W - 5000K - 70CRI - TBD[SKU] - Bracket. Y-cable | 1.87 | Bracket. Y-cable | LED | 1 | 133 | [8 empty] | CE | [6 empty] | 20 | 5000 | 450x250x75 |  | 220-240V |  | 5 | A++ | 35° | 3 | 70 |  | 5000 |  | 54000 | >=0.95 | 124000 |  |  | 157.8947 |  |  | 9 | L3 | 25 | max. 10% at 100.000 hrs |  | Available | 750/339 | Cx=0.3447;Cy=0.3553 | Class I | IK08 | IP50 | IP20 | 50 | 720 | -25 | 1 | 133 | RAL9016 | 50-60Hz | Passive | LED | embedded sensor system | High Bay Rectangular | Tungsram Auriso | Indoor industrial |  | 18.6 | 21000 | Yes |  | risk group 1 |  | Bracket kit. Tilted bracket kit. Busbar bracket kit. Cable hook pair
TBD | AUR-1S20-740-L3-SN-ST | image | datasheet | deeplink | TUNGSRAM - Tungsram Auriso - 21000lm - 133W - 4000K - 70CRI - TBD[SKU] - Bracket. Y-cable | 1.87 | Bracket. Y-cable | LED | 1 | 133 | [8 empty] | CE | [6 empty] | 20 | 4000 | 450x250x75 |  | 220-240V |  | 5 | A++ | 35° | 3 | 70 |  | 4000 |  | 54000 | >=0.95 | 124000 |  |  | 157.8947 |  |  | 9 | L3 | 25 | max. 10% at 100.000 hrs |  | Available | 740/339 | Cx=0.4338;Cy=0.4030 | Class I | IK08 | IP50 | IP20 | 50 | 720 | -25 | 1 | 133 | RAL9016 | 50-60Hz | Passive | LED | embedded sensor system | High Bay Rectangular | Tungsram Auriso | Indoor industrial |  | 18.6 | 21000 | Yes |  | risk group 1 |  | Bracket kit. Tilted bracket kit. Busbar bracket kit. Cable hook pair
TBD | AUR-1S20-730-L3-SN-ST | image | datasheet | deeplink | TUNGSRAM - Tungsram Auriso - 20400lm - 133W - 3000K - 70CRI - TBD[SKU] - Bracket. Y-cable | 1.87 | Bracket. Y-cable | LED | 1 | 133 | [8 empty] | CE | [6 empty] | 20 | 3000 | 450x250x75 |  | 220-240V |  | 5 | A++ | 35° | 3 | 70 |  | 3000 |  | 54000 | >=0.95 | 124000 |  |  | 153.3835 |  |  | 9 | L3 | 25 | max. 10% at 100.000 hrs |  | Available | 730/339 | Cx=0.4338;Cy=0.4030 | Class I | IK08 | IP50 | IP20 | 50 | 720 | -25 | 1 | 133 | RAL9016 | 50-60Hz | Passive | LED | embedded sensor system | High Bay Rectangular | Tungsram Auriso | Indoor industrial |  | 18.4 | 20400 | Yes |  | risk group 1 |  | Bracket kit. Tilted bracket kit. Busbar bracket kit. Cable hook pair
TBD | AUR-1S20-850-D1-SN-ST | image | datasheet | deeplink | TUNGSRAM - Tungsram Auriso - 17500lm - 133W - 5000K - 80CRI - TBD[SKU] - Bracket. Y-cable | 1.87 | Bracket. Y-cable | LED | 1 | 133 | [8 empty] | CE | [6 empty] | 20 | 5000 | 450x250x75 |  | 220-240V |  | 5 | A++ | 100° | 3 | 80 |  | 5000 |  | 54000 | >=0.95 | 124000 |  |  | 131.5789 |  |  | 9 | D1 | 25 | max. 10% at 100.000 hrs |  | Available | 850/339 | Cx=0.3447;Cy=0.3553 | Class I | IK08 | IP20 | IP20 | 50 | 720 | -25 | 1 | 133 | RAL9016 | 50-60Hz | Passive | LED | embedded sensor system | High Bay Rectangular | Tungsram Auriso | Indoor industrial |  | 26.7 | 17500 | Yes |  | risk group 1 |  | Bracket kit. Tilted bracket kit. Busbar bracket kit. Cable hook pair
TBD | AUR-1S20-840-D1-SN-ST | image | datasheet | deeplink | TUNGSRAM - Tungsram Auriso - 17000lm - 133W - 4000K - 80CRI - TBD[SKU] - Bracket. Y-cable | 1.87 | Bracket. Y-cable | LED | 1 | 133 | [8 empty] | CE | [6 empty] | 20 | 4000 | 450x250x75 |  | 220-240V |  | 5 | A++ | 100° | 3 | 80 |  | 4000 |  | 54000 | >=0.95 | 124000 |  |  | 127.8195 |  |  | 9 | D1 | 25 | max. 10% at 100.000 hrs |  | Available | 840/339 | Cx=0.3818;Cy=0.3797 | Class I | IK08 | IP20 | IP20 | 50 | 720 | -25 | 1 | 133 | RAL9016 | 50-60Hz | Passive | LED | embedded sensor system | High Bay Rectangular | Tungsram Auriso | Indoor industrial |  | 26.7 | 17000 | Yes |  | risk group 1 |  | Bracket kit. Tilted bracket kit. Busbar bracket kit. Cable hook pair
TBD | AUR-1S20-830-D1-SN-ST | image | datasheet | deeplink | TUNGSRAM - Tungsram Auriso - 16000lm - 133W - 3000K - 80CRI - TBD[SKU] - Bracket. Y-cable | 1.87 | Bracket. Y-cable | LED | 1 | 133 | [8 empty] | CE | [6 empty] | 20 | 3000 | 450x250x75 |  | 220-240V |  | 5 | A++ | 100° | 3 | 80 |  | 3000 |  | 54000 | >=0.95 | 124000 |  |  | 120.3008 |  |  | 9 | D1 | 25 | max. 10% at 100.000 hrs |  | Available | 830/339 | Cx=0.4338;Cy=0.4030 | Class I | IK08 | IP20 | IP20 | 50 | 720 | -25 | 1 | 133 | RAL9016 | 50-60Hz | Passive | LED | embedded sensor system | High Bay Rectangular | Tungsram Auriso | Indoor industrial |  | 26.5 | 16000 | Yes |  | risk group 1 |  | Bracket kit. Tilted bracket kit. Busbar bracket kit. Cable hook pair
TBD | AUR-1S20-750-D1-SN-ST | image | datasheet | deeplink | TUNGSRAM - Tungsram Auriso - 18000lm - 133W - 5000K - 70CRI - TBD[SKU] - Bracket. Y-cable | 1.87 | Bracket. Y-cable | LED | 1 | 133 | [8 empty] | CE | [6 empty] | 20 | 5000 | 450x250x75 |  | 220-240V |  | 5 | A++ | 100° | 3 | 70 |  | 5000 |  | 54000 | >=0.95 | 124000 |  |  | 135.3383 |  |  | 9 | D1 | 25 | max. 10% at 100.000 hrs |  | Available | 750/339 | Cx=0.3447;Cy=0.3553 | Class I | IK08 | IP20 | IP20 | 50 | 720 | -25 | 1 | 133 | RAL9016 | 50-60Hz | Passive | LED | embedded sensor system | High Bay Rectangular | Tungsram Auriso | Indoor industrial |  | 26.9 | 18000 | Yes |  | risk group 1 |  | Bracket kit. Tilted bracket kit. Busbar bracket kit. Cable hook pair
TBD | AUR-1S20-740-D1-SN-ST | image | datasheet | deeplink | TUNGSRAM - Tungsram Auriso - 17900lm - 133W - 4000K - 70CRI - TBD[SKU] - Bracket. Y-cable | 1.87 | Bracket. Y-cable | LED | 1 | 133 | [8 empty] | CE | [6 empty] | 20 | 4000 | 450x250x75 |  | 220-240V |  | 5 | A++ | 100° | 3 | 70 |  | 4000 |  | 54000 | >=0.95 | 124000 |  |  | 134.5865 |  |  | 9 | D1 | 25 | max. 10% at 100.000 hrs |  | Available | 740/339 | Cx=0.4338;Cy=0.4030 | Class I | IK08 | IP20 | IP20 | 50 | 720 | -25 | 1 | 133 | RAL9016 | 50-60Hz | Passive | LED | embedded sensor system | High Bay Rectangular | Tungsram Auriso | Indoor industrial |  | 26.9 | 17900 | Yes |  | risk group 1 |  | Bracket kit. Tilted bracket kit. Busbar bracket kit. Cable hook pair
TBD | AUR-1S20-730-D1-SN-ST | image | datasheet | deeplink | TUNGSRAM - Tungsram Auriso - 17400lm - 133W - 3000K - 70CRI - TBD[SKU] - Bracket. Y-cable | 1.87 | Bracket. Y-cable | LED | 1 | 133 | [8 empty] | CE | [6 empty] | 20 | 3000 | 450x250x75 |  | 220-240V |  | 5 | A++ | 100° | 3 | 70 |  | 3000 |  | 54000 | >=0.95 | 124000 |  |  | 130.8271 |  |  | 9 | D1 | 25 | max. 10% at 100.000 hrs |  | Available | 730/339 | Cx=0.4338;Cy=0.4030 | Class I | IK08 | IP20 | IP20 | 50 | 720 | -25 | 1 | 133 | RAL9016 | 50-60Hz | Passive | LED | embedded sensor system | High Bay Rectangular | Tungsram Auriso | Indoor industrial |  | 26.8 | 17400 | Yes |  | risk group 1 |  | Bracket kit. Tilted bracket kit. Busbar bracket kit. Cable hook pair
TBD | AUR-1S20-850-C1-SN-ST | image | datasheet | deeplink | TUNGSRAM - Tungsram Auriso - 19400lm - 133W - 5000K - 80CRI - TBD[SKU] - Bracket. Y-cable | 1.87 | Bracket. Y-cable | LED | 1 | 133 | [8 empty] | CE | [6 empty] | 20 | 5000 | 450x250x75 |  | 220-240V |  | 5 | A++ | 110° | 3 | 80 |  | 5000 |  | 54000 | >=0.95 | 124000 |  |  | 145.8647 |  |  | 9 | C1 | 25 | max. 10% at 100.000 hrs |  | Available | 850/339 | Cx=0.3447;Cy=0.3553 | Class I | IK08 | IP20 | IP20 | 50 | 720 | -25 | 1 | 133 | RAL9016 | 50-60Hz | Passive | LED | embedded sensor system | High Bay Rectangular | Tungsram Auriso | Indoor industrial |  | 26.5 | 19400 | Yes |  | risk group 1 |  | Bracket kit. Tilted bracket kit. Busbar bracket kit. Cable hook pair
TBD | AUR-1S20-840-C1-SN-ST | image | datasheet | deeplink | TUNGSRAM - Tungsram Auriso - 18900lm - 133W - 4000K - 80CRI - TBD[SKU] - Bracket. Y-cable | 1.87 | Bracket. Y-cable | LED | 1 | 133 | [8 empty] | CE | [6 empty] | 20 | 4000 | 450x250x75 |  | 220-240V |  | 5 | A++ | 110° | 3 | 80 |  | 4000 |  | 54000 | >=0.95 | 124000 |  |  | 142.1053 |  |  | 9 | C1 | 25 | max. 10% at 100.000 hrs |  | Available | 840/339 | Cx=0.3818;Cy=0.3797 | Class I | IK08 | IP20 | IP20 | 50 | 720 | -25 | 1 | 133 | RAL9016 | 50-60Hz | Passive | LED | embedded sensor system | High Bay Rectangular | Tungsram Auriso | Indoor industrial |  | 26.5 | 18900 | Yes |  | risk group 1 |  | Bracket kit. Tilted bracket kit. Busbar bracket kit. Cable hook pair
TBD | AUR-1S20-830-C1-SN-ST | image | datasheet | deeplink | TUNGSRAM - Tungsram Auriso - 17800lm - 133W - 3000K - 80CRI - TBD[SKU] - Bracket. Y-cable | 1.87 | Bracket. Y-cable | LED | 1 | 133 | [8 empty] | CE | [6 empty] | 20 | 3000 | 450x250x75 |  | 220-240V |  | 5 | A++ | 110° | 3 | 80 |  | 3000 |  | 54000 | >=0.95 | 124000 |  |  | 133.8346 |  |  | 9 | C1 | 25 | max. 10% at 100.000 hrs |  | Available | 830/339 | Cx=0.4338;Cy=0.4030 | Class I | IK08 | IP20 | IP20 | 50 | 720 | -25 | 1 | 133 | RAL9016 | 50-60Hz | Passive | LED | embedded sensor system | High Bay Rectangular | Tungsram Auriso | Indoor industrial |  | 26.4 | 17800 | Yes |  | risk group 1 |  | Bracket kit. Tilted bracket kit. Busbar bracket kit. Cable hook pair
TBD | AUR-1S20-750-C1-SN-ST | image | datasheet | deeplink | TUNGSRAM - Tungsram Auriso - 20000lm - 133W - 5000K - 70CRI - TBD[SKU] - Bracket. Y-cable | 1.87 | Bracket. Y-cable | LED | 1 | 133 | [8 empty] | CE | [6 empty] | 20 | 5000 | 450x250x75 |  | 220-240V |  | 5 | A++ | 110° | 3 | 70 |  | 5000 |  | 54000 | >=0.95 | 124000 |  |  | 150.3759 |  |  | 9 | C1 | 25 | max. 10% at 100.000 hrs |  | Available | 750/339 | Cx=0.3447;Cy=0.3553 | Class I | IK08 | IP20 | IP20 | 50 | 720 | -25 | 1 | 133 | RAL9016 | 50-60Hz | Passive | LED | embedded sensor system | High Bay Rectangular | Tungsram Auriso | Indoor industrial |  | 26.8 | 20000 | Yes |  | risk group 1 |  | Bracket kit. Tilted bracket kit. Busbar bracket kit. Cable hook pair
TBD | AUR-1S20-740-C1-SN-ST | image | datasheet | deeplink | TUNGSRAM - Tungsram Auriso - 19900lm - 133W - 4000K - 70CRI - TBD[SKU] - Bracket. Y-cable | 1.87 | Bracket. Y-cable | LED | 1 | 133 | [8 empty] | CE | [6 empty] | 20 | 4000 | 450x250x75 |  | 220-240V |  | 5 | A++ | 110° | 3 | 70 |  | 4000 |  | 54000 | >=0.95 | 124000 |  |  | 149.6241 |  |  | 9 | C1 | 25 | max. 10% at 100.000 hrs |  | Available | 740/339 | Cx=0.4338;Cy=0.4030 | Class I | IK08 | IP20 | IP20 | 50 | 720 | -25 | 1 | 133 | RAL9016 | 50-60Hz | Passive | LED | embedded sensor system | High Bay Rectangular | Tungsram Auriso | Indoor industrial |  | 26.8 | 19900 | Yes |  | risk group 1 |  | Bracket kit. Tilted bracket kit. Busbar bracket kit. Cable hook pair
TBD | AUR-1S20-730-C1-SN-ST | image | datasheet | deeplink | TUNGSRAM - Tungsram Auriso - 19300lm - 133W - 3000K - 70CRI - TBD[SKU] - Bracket. Y-cable | 1.87 | Bracket. Y-cable | LED | 1 | 133 | [8 empty] | CE | [6 empty] | 20 | 3000 | 450x250x75 |  | 220-240V |  | 5 | A++ | 110° | 3 | 70 |  | 3000 |  | 54000 | >=0.95 | 124000 |  |  | 145.1128 |  |  | 9 | C1 | 25 | max. 10% at 100.000 hrs |  | Available | 730/339 | Cx=0.4338;Cy=0.4030 | Class I | IK08 | IP20 | IP20 | 50 | 720 | -25 | 1 | 133 | RAL9016 | 50-60Hz | Passive | LED | embedded sensor system | High Bay Rectangular | Tungsram Auriso | Indoor industrial |  | 26.7 | 19300 | Yes |  | risk group 1 |  | Bracket kit. Tilted bracket kit. Busbar bracket kit. Cable hook pair
TBD | AUR-1S15-850-U8-SN-ST | image | datasheet | deeplink | TUNGSRAM - Tungsram Auriso - 13000lm - 103W - 5000K - 80CRI - TBD[SKU] - Bracket. Y-cable | 1.83 | Bracket. Y-cable | LED | 1 | 103 | [8 empty] | CE | [6 empty] | 20 | 5000 | 450x250x75 |  | 220-240V |  | 5 | A++ | 80° | 3 | 80 |  | 5000 |  | 62000 | >=0.95 | 142000 |  |  | 126.2136 |  |  | 9 | U8 | 25 | max. 10% at 100.000 hrs |  | Available | 850/339 | Cx=0.3447;Cy=0.3553 | Class I | IK08 | IP20 | IP20 | 50 | 560 | -25 | 1 | 103 | RAL9016 | 50-60Hz | Passive | LED | embedded sensor system | High Bay Rectangular | Tungsram Auriso | Indoor industrial |  | 22.9 | 13000 | Yes |  | risk group 1 |  | Bracket kit. Tilted bracket kit. Busbar bracket kit. Cable hook pair
TBD | AUR-1S15-840-U8-SN-ST | image | datasheet | deeplink | TUNGSRAM - Tungsram Auriso - 12700lm - 103W - 4000K - 80CRI - TBD[SKU] - Bracket. Y-cable | 1.83 | Bracket. Y-cable | LED | 1 | 103 | [8 empty] | CE | [6 empty] | 20 | 4000 | 450x250x75 |  | 220-240V |  | 5 | A++ | 80° | 3 | 80 |  | 4000 |  | 62000 | >=0.95 | 142000 |  |  | 123.301 |  |  | 9 | U8 | 25 | max. 10% at 100.000 hrs |  | Available | 840/339 | Cx=0.3818;Cy=0.3797 | Class I | IK08 | IP20 | IP20 | 50 | 560 | -25 | 1 | 103 | RAL9016 | 50-60Hz | Passive | LED | embedded sensor system | High Bay Rectangular | Tungsram Auriso | Indoor industrial |  | 22.9 | 12700 | Yes |  | risk group 1 |  | Bracket kit. Tilted bracket kit. Busbar bracket kit. Cable hook pair
TBD | AUR-1S15-830-U8-SN-ST | image | datasheet | deeplink | TUNGSRAM - Tungsram Auriso - 11900lm - 103W - 3000K - 80CRI - TBD[SKU] - Bracket. Y-cable | 1.83 | Bracket. Y-cable | LED | 1 | 103 | [8 empty] | CE | [6 empty] | 20 | 3000 | 450x250x75 |  | 220-240V |  | 5 | A++ | 80° | 3 | 80 |  | 3000 |  | 62000 | >=0.95 | 142000 |  |  | 115.534 |  |  | 9 | U8 | 25 | max. 10% at 100.000 hrs |  | Available | 830/339 | Cx=0.4338;Cy=0.4030 | Class I | IK08 | IP20 | IP20 | 50 | 560 | -25 | 1 | 103 | RAL9016 | 50-60Hz | Passive | LED | embedded sensor system | High Bay Rectangular | Tungsram Auriso | Indoor industrial |  | 22.8 | 11900 | Yes |  | risk group 1 |  | Bracket kit. Tilted bracket kit. Busbar bracket kit. Cable hook pair
TBD | AUR-1S15-750-U8-SN-ST | image | datasheet | deeplink | TUNGSRAM - Tungsram Auriso - 13400lm - 103W - 5000K - 70CRI - TBD[SKU] - Bracket. Y-cable | 1.83 | Bracket. Y-cable | LED | 1 | 103 | [8 empty] | CE | [6 empty] | 20 | 5000 | 450x250x75 |  | 220-240V |  | 5 | A++ | 80° | 3 | 70 |  | 5000 |  | 62000 | >=0.95 | 142000 |  |  | 130.0971 |  |  | 9 | U8 | 25 | max. 10% at 100.000 hrs |  | Available | 750/339 | Cx=0.3447;Cy=0.3553 | Class I | IK08 | IP20 | IP20 | 50 | 560 | -25 | 1 | 103 | RAL9016 | 50-60Hz | Passive | LED | embedded sensor system | High Bay Rectangular | Tungsram Auriso | Indoor industrial |  | 23.2 | 13400 | Yes |  | risk group 1 |  | Bracket kit. Tilted bracket kit. Busbar bracket kit. Cable hook pair
TBD | AUR-1S15-740-U8-SN-ST | image | datasheet | deeplink | TUNGSRAM - Tungsram Auriso - 13400lm - 103W - 4000K - 70CRI - TBD[SKU] - Bracket. Y-cable | 1.83 | Bracket. Y-cable | LED | 1 | 103 | [8 empty] | CE | [6 empty] | 20 | 4000 | 450x250x75 |  | 220-240V |  | 5 | A++ | 80° | 3 | 70 |  | 4000 |  | 62000 | >=0.95 | 142000 |  |  | 130.0971 |  |  | 9 | U8 | 25 | max. 10% at 100.000 hrs |  | Available | 740/339 | Cx=0.4338;Cy=0.4030 | Class I | IK08 | IP20 | IP20 | 50 | 560 | -25 | 1 | 103 | RAL9016 | 50-60Hz | Passive | LED | embedded sensor system | High Bay Rectangular | Tungsram Auriso | Indoor industrial |  | 23.2 | 13400 | Yes |  | risk group 1 |  | Bracket kit. Tilted bracket kit. Busbar bracket kit. Cable hook pair
TBD | AUR-1S15-730-U8-SN-ST | image | datasheet | deeplink | TUNGSRAM - Tungsram Auriso - 13000lm - 103W - 3000K - 70CRI - TBD[SKU] - Bracket. Y-cable | 1.83 | Bracket. Y-cable | LED | 1 | 103 | [8 empty] | CE | [6 empty] | 20 | 3000 | 450x250x75 |  | 220-240V |  | 5 | A++ | 80° | 3 | 70 |  | 3000 |  | 62000 | >=0.95 | 142000 |  |  | 126.2136 |  |  | 9 | U8 | 25 | max. 10% at 100.000 hrs |  | Available | 730/339 | Cx=0.4338;Cy=0.4030 | Class I | IK08 | IP20 | IP20 | 50 | 560 | -25 | 1 | 103 | RAL9016 | 50-60Hz | Passive | LED | embedded sensor system | High Bay Rectangular | Tungsram Auriso | Indoor industrial |  | 23.1 | 13000 | Yes |  | risk group 1 |  | Bracket kit. Tilted bracket kit. Busbar bracket kit. Cable hook pair
TBD | AUR-1S15-850-U6-SN-ST | image | datasheet | deeplink | TUNGSRAM - Tungsram Auriso - 11900lm - 103W - 5000K - 80CRI - TBD[SKU] - Bracket. Y-cable | 1.83 | Bracket. Y-cable | LED | 1 | 103 | [8 empty] | CE | [6 empty] | 20 | 5000 | 450x250x75 |  | 220-240V |  | 5 | A++ | 65° | 3 | 80 |  | 5000 |  | 62000 | >=0.95 | 142000 |  |  | 115.534 |  |  | 9 | U6 | 25 | max. 10% at 100.000 hrs |  | Available | 850/339 | Cx=0.3447;Cy=0.3553 | Class I | IK08 | IP50 | IP20 | 50 | 560 | -25 | 1 | 103 | RAL9016 | 50-60Hz | Passive | LED | embedded sensor system | High Bay Rectangular | Tungsram Auriso | Indoor industrial |  | 21.7 | 11900 | Yes |  | risk group 1 |  | Bracket kit. Tilted bracket kit. Busbar bracket kit. Cable hook pair
TBD | AUR-1S15-840-U6-SN-ST | image | datasheet | deeplink | TUNGSRAM - Tungsram Auriso - 11600lm - 103W - 4000K - 80CRI - TBD[SKU] - Bracket. Y-cable | 1.83 | Bracket. Y-cable | LED | 1 | 103 | [8 empty] | CE | [6 empty] | 20 | 4000 | 450x250x75 |  | 220-240V |  | 5 | A++ | 65° | 3 | 80 |  | 4000 |  | 62000 | >=0.95 | 142000 |  |  | 112.6214 |  |  | 9 | U6 | 25 | max. 10% at 100.000 hrs |  | Available | 840/339 | Cx=0.3818;Cy=0.3797 | Class I | IK08 | IP50 | IP20 | 50 | 560 | -25 | 1 | 103 | RAL9016 | 50-60Hz | Passive | LED | embedded sensor system | High Bay Rectangular | Tungsram Auriso | Indoor industrial |  | 21.7 | 11600 | Yes |  | risk group 1 |  | Bracket kit. Tilted bracket kit. Busbar bracket kit. Cable hook pair
TBD | AUR-1S15-830-U6-SN-ST | image | datasheet | deeplink | TUNGSRAM - Tungsram Auriso - 10900lm - 103W - 3000K - 80CRI - TBD[SKU] - Bracket. Y-cable | 1.83 | Bracket. Y-cable | LED | 1 | 103 | [8 empty] | CE | [6 empty] | 20 | 3000 | 450x250x75 |  | 220-240V |  | 5 | A++ | 65° | 3 | 80 |  | 3000 |  | 62000 | >=0.95 | 142000 |  |  | 105.8252 |  |  | 9 | U6 | 25 | max. 10% at 100.000 hrs |  | Available | 830/339 | Cx=0.4338;Cy=0.4030 | Class I | IK08 | IP50 | IP20 | 50 | 560 | -25 | 1 | 103 | RAL9016 | 50-60Hz | Passive | LED | embedded sensor system | High Bay Rectangular | Tungsram Auriso | Indoor industrial |  | 21.5 | 10900 | Yes |  | risk group 1 |  | Bracket kit. Tilted bracket kit. Busbar bracket kit. Cable hook pair
TBD | AUR-1S15-750-U6-SN-ST | image | datasheet | deeplink | TUNGSRAM - Tungsram Auriso - 12200lm - 103W - 5000K - 70CRI - TBD[SKU] - Bracket. Y-cable | 1.83 | Bracket. Y-cable | LED | 1 | 103 | [8 empty] | CE | [6 empty] | 20 | 5000 | 450x250x75 |  | 220-240V |  | 5 | A++ | 65° | 3 | 70 |  | 5000 |  | 62000 | >=0.95 | 142000 |  |  | 118.4466 |  |  | 9 | U6 | 25 | max. 10% at 100.000 hrs |  | Available | 750/339 | Cx=0.3447;Cy=0.3553 | Class I | IK08 | IP50 | IP20 | 50 | 560 | -25 | 1 | 103 | RAL9016 | 50-60Hz | Passive | LED | embedded sensor system | High Bay Rectangular | Tungsram Auriso | Indoor industrial |  | 21.9 | 12200 | Yes |  | risk group 1 |  | Bracket kit. Tilted bracket kit. Busbar bracket kit. Cable hook pair
TBD | AUR-1S15-740-U6-SN-ST | image | datasheet | deeplink | TUNGSRAM - Tungsram Auriso - 12200lm - 103W - 4000K - 70CRI - TBD[SKU] - Bracket. Y-cable | 1.83 | Bracket. Y-cable | LED | 1 | 103 | [8 empty] | CE | [6 empty] | 20 | 4000 | 450x250x75 |  | 220-240V |  | 5 | A++ | 65° | 3 | 70 |  | 4000 |  | 62000 | >=0.95 | 142000 |  |  | 118.4466 |  |  | 9 | U6 | 25 | max. 10% at 100.000 hrs |  | Available | 740/339 | Cx=0.4338;Cy=0.4030 | Class I | IK08 | IP50 | IP20 | 50 | 560 | -25 | 1 | 103 | RAL9016 | 50-60Hz | Passive | LED | embedded sensor system | High Bay Rectangular | Tungsram Auriso | Indoor industrial |  | 21.9 | 12200 | Yes |  | risk group 1 |  | Bracket kit. Tilted bracket kit. Busbar bracket kit. Cable hook pair
TBD | AUR-1S15-730-U6-SN-ST | image | datasheet | deeplink | TUNGSRAM - Tungsram Auriso - 11900lm - 103W - 3000K - 70CRI - TBD[SKU] - Bracket. Y-cable | 1.83 | Bracket. Y-cable | LED | 1 | 103 | [8 empty] | CE | [6 empty] | 20 | 3000 | 450x250x75 |  | 220-240V |  | 5 | A++ | 65° | 3 | 70 |  | 3000 |  | 62000 | >=0.95 | 142000 |  |  | 115.534 |  |  | 9 | U6 | 25 | max. 10% at 100.000 hrs |  | Available | 730/339 | Cx=0.4338;Cy=0.4030 | Class I | IK08 | IP50 | IP20 | 50 | 560 | -25 | 1 | 103 | RAL9016 | 50-60Hz | Passive | LED | embedded sensor system | High Bay Rectangular | Tungsram Auriso | Indoor industrial |  | 21.8 | 11900 | Yes |  | risk group 1 |  | Bracket kit. Tilted bracket kit. Busbar bracket kit. Cable hook pair
TBD | AUR-1S15-850-U4-SN-ST | image | datasheet | deeplink | TUNGSRAM - Tungsram Auriso - 12400lm - 103W - 5000K - 80CRI - TBD[SKU] - Bracket. Y-cable | 1.83 | Bracket. Y-cable | LED | 1 | 103 | [8 empty] | CE | [6 empty] | 20 | 5000 | 450x250x75 |  | 220-240V |  | 5 | A++ | 45° | 3 | 80 |  | 5000 |  | 62000 | >=0.95 | 142000 |  |  | 120.3883 |  |  | 9 | U4 | 25 | max. 10% at 100.000 hrs |  | Available | 850/339 | Cx=0.3447;Cy=0.3553 | Class I | IK08 | IP50 | IP20 | 50 | 560 | -25 | 1 | 103 | RAL9016 | 50-60Hz | Passive | LED | embedded sensor system | High Bay Rectangular | Tungsram Auriso | Indoor industrial |  | 20.9 | 12400 | Yes |  | risk group 1 |  | Bracket kit. Tilted bracket kit. Busbar bracket kit. Cable hook pair
TBD | AUR-1S15-840-U4-SN-ST | image | datasheet | deeplink | TUNGSRAM - Tungsram Auriso - 12100lm - 103W - 4000K - 80CRI - TBD[SKU] - Bracket. Y-cable | 1.83 | Bracket. Y-cable | LED | 1 | 103 | [8 empty] | CE | [6 empty] | 20 | 4000 | 450x250x75 |  | 220-240V |  | 5 | A++ | 45° | 3 | 80 |  | 4000 |  | 62000 | >=0.95 | 142000 |  |  | 117.4757 |  |  | 9 | U4 | 25 | max. 10% at 100.000 hrs |  | Available | 840/339 | Cx=0.3818;Cy=0.3797 | Class I | IK08 | IP50 | IP20 | 50 | 560 | -25 | 1 | 103 | RAL9016 | 50-60Hz | Passive | LED | embedded sensor system | High Bay Rectangular | Tungsram Auriso | Indoor industrial |  | 20.9 | 12100 | Yes |  | risk group 1 |  | Bracket kit. Tilted bracket kit. Busbar bracket kit. Cable hook pair
TBD | AUR-1S15-830-U4-SN-ST | image | datasheet | deeplink | TUNGSRAM - Tungsram Auriso - 11400lm - 103W - 3000K - 80CRI - TBD[SKU] - Bracket. Y-cable | 1.83 | Bracket. Y-cable | LED | 1 | 103 | [8 empty] | CE | [6 empty] | 20 | 3000 | 450x250x75 |  | 220-240V |  | 5 | A++ | 45° | 3 | 80 |  | 3000 |  | 62000 | >=0.95 | 142000 |  |  | 110.6796 |  |  | 9 | U4 | 25 | max. 10% at 100.000 hrs |  | Available | 830/339 | Cx=0.4338;Cy=0.4030 | Class I | IK08 | IP50 | IP20 | 50 | 560 | -25 | 1 | 103 | RAL9016 | 50-60Hz | Passive | LED | embedded sensor system | High Bay Rectangular | Tungsram Auriso | Indoor industrial |  | 20.7 | 11400 | Yes |  | risk group 1 |  | Bracket kit. Tilted bracket kit. Busbar bracket kit. Cable hook pair
TBD | AUR-1S15-750-U4-SN-ST | image | datasheet | deeplink | TUNGSRAM - Tungsram Auriso - 12700lm - 103W - 5000K - 70CRI - TBD[SKU] - Bracket. Y-cable | 1.83 | Bracket. Y-cable | LED | 1 | 103 | [8 empty] | CE | [6 empty] | 20 | 5000 | 450x250x75 |  | 220-240V |  | 5 | A++ | 45° | 3 | 70 |  | 5000 |  | 62000 | >=0.95 | 142000 |  |  | 123.301 |  |  | 9 | U4 | 25 | max. 10% at 100.000 hrs |  | Available | 750/339 | Cx=0.3447;Cy=0.3553 | Class I | IK08 | IP50 | IP20 | 50 | 560 | -25 | 1 | 103 | RAL9016 | 50-60Hz | Passive | LED | embedded sensor system | High Bay Rectangular | Tungsram Auriso | Indoor industrial |  | 21.1 | 12700 | Yes |  | risk group 1 |  | Bracket kit. Tilted bracket kit. Busbar bracket kit. Cable hook pair
TBD | AUR-1S15-740-U4-SN-ST | image | datasheet | deeplink | TUNGSRAM - Tungsram Auriso - 12700lm - 103W - 4000K - 70CRI - TBD[SKU] - Bracket. Y-cable | 1.83 | Bracket. Y-cable | LED | 1 | 103 | [8 empty] | CE | [6 empty] | 20 | 4000 | 450x250x75 |  | 220-240V |  | 5 | A++ | 45° | 3 | 70 |  | 4000 |  | 62000 | >=0.95 | 142000 |  |  | 123.301 |  |  | 9 | U4 | 25 | max. 10% at 100.000 hrs |  | Available | 740/339 | Cx=0.4338;Cy=0.4030 | Class I | IK08 | IP50 | IP20 | 50 | 560 | -25 | 1 | 103 | RAL9016 | 50-60Hz | Passive | LED | embedded sensor system | High Bay Rectangular | Tungsram Auriso | Indoor industrial |  | 21.1 | 12700 | Yes |  | risk group 1 |  | Bracket kit. Tilted bracket kit. Busbar bracket kit. Cable hook pair
TBD | AUR-1S15-730-U4-SN-ST | image | datasheet | deeplink | TUNGSRAM - Tungsram Auriso - 12400lm - 103W - 3000K - 70CRI - TBD[SKU] - Bracket. Y-cable | 1.83 | Bracket. Y-cable | LED | 1 | 103 | [8 empty] | CE | [6 empty] | 20 | 3000 | 450x250x75 |  | 220-240V |  | 5 | A++ | 45° | 3 | 70 |  | 3000 |  | 62000 | >=0.95 | 142000 |  |  | 120.3883 |  |  | 9 | U4 | 25 | max. 10% at 100.000 hrs |  | Available | 730/339 | Cx=0.4338;Cy=0.4030 | Class I | IK08 | IP50 | IP20 | 50 | 560 | -25 | 1 | 103 | RAL9016 | 50-60Hz | Passive | LED | embedded sensor system | High Bay Rectangular | Tungsram Auriso | Indoor industrial |  | 21 | 12400 | Yes |  | risk group 1 |  | Bracket kit. Tilted bracket kit. Busbar bracket kit. Cable hook pair
TBD | AUR-1S15-850-L9-SN-ST | image | datasheet | deeplink | TUNGSRAM - Tungsram Auriso - 15000lm - 103W - 5000K - 80CRI - TBD[SKU] - Bracket. Y-cable | 1.83 | Bracket. Y-cable | LED | 1 | 103 | [8 empty] | CE | [6 empty] | 20 | 5000 | 450x250x75 |  | 220-240V |  | 5 | A++ | 90° | 3 | 80 |  | 5000 |  | 62000 | >=0.95 | 142000 |  |  | 145.6311 |  |  | 9 | L9 | 25 | max. 10% at 100.000 hrs |  | Available | 850/339 | Cx=0.3447;Cy=0.3553 | Class I | IK08 | IP50 | IP20 | 50 | 560 | -25 | 1 | 103 | RAL9016 | 50-60Hz | Passive | LED | embedded sensor system | High Bay Rectangular | Tungsram Auriso | Indoor industrial |  | 23.4 | 15000 | Yes |  | risk group 1 |  | Bracket kit. Tilted bracket kit. Busbar bracket kit. Cable hook pair
TBD | AUR-1S15-840-L9-SN-ST | image | datasheet | deeplink | TUNGSRAM - Tungsram Auriso - 14700lm - 103W - 4000K - 80CRI - TBD[SKU] - Bracket. Y-cable | 1.83 | Bracket. Y-cable | LED | 1 | 103 | [8 empty] | CE | [6 empty] | 20 | 4000 | 450x250x75 |  | 220-240V |  | 5 | A++ | 90° | 3 | 80 |  | 4000 |  | 62000 | >=0.95 | 142000 |  |  | 142.7184 |  |  | 9 | L9 | 25 | max. 10% at 100.000 hrs |  | Available | 840/339 | Cx=0.3818;Cy=0.3797 | Class I | IK08 | IP50 | IP20 | 50 | 560 | -25 | 1 | 103 | RAL9016 | 50-60Hz | Passive | LED | embedded sensor system | High Bay Rectangular | Tungsram Auriso | Indoor industrial |  | 23.4 | 14700 | Yes |  | risk group 1 |  | Bracket kit. Tilted bracket kit. Busbar bracket kit. Cable hook pair
TBD | AUR-1S15-830-L9-SN-ST | image | datasheet | deeplink | TUNGSRAM - Tungsram Auriso - 13800lm - 103W - 3000K - 80CRI - TBD[SKU] - Bracket. Y-cable | 1.83 | Bracket. Y-cable | LED | 1 | 103 | [8 empty] | CE | [6 empty] | 20 | 3000 | 450x250x75 |  | 220-240V |  | 5 | A++ | 90° | 3 | 80 |  | 3000 |  | 62000 | >=0.95 | 142000 |  |  | 133.9806 |  |  | 9 | L9 | 25 | max. 10% at 100.000 hrs |  | Available | 830/339 | Cx=0.4338;Cy=0.4030 | Class I | IK08 | IP50 | IP20 | 50 | 560 | -25 | 1 | 103 | RAL9016 | 50-60Hz | Passive | LED | embedded sensor system | High Bay Rectangular | Tungsram Auriso | Indoor industrial |  | 23.3 | 13800 | Yes |  | risk group 1 |  | Bracket kit. Tilted bracket kit. Busbar bracket kit. Cable hook pair
TBD | AUR-1S15-750-L9-SN-ST | image | datasheet | deeplink | TUNGSRAM - Tungsram Auriso - 15500lm - 103W - 5000K - 70CRI - TBD[SKU] - Bracket. Y-cable | 1.83 | Bracket. Y-cable | LED | 1 | 103 | [8 empty] | CE | [6 empty] | 20 | 5000 | 450x250x75 |  | 220-240V |  | 5 | A++ | 90° | 3 | 70 |  | 5000 |  | 62000 | >=0.95 | 142000 |  |  | 150.4854 |  |  | 9 | L9 | 25 | max. 10% at 100.000 hrs |  | Available | 750/339 | Cx=0.3447;Cy=0.3553 | Class I | IK08 | IP50 | IP20 | 50 | 560 | -25 | 1 | 103 | RAL9016 | 50-60Hz | Passive | LED | embedded sensor system | High Bay Rectangular | Tungsram Auriso | Indoor industrial |  | 23.7 | 15500 | Yes |  | risk group 1 |  | Bracket kit. Tilted bracket kit. Busbar bracket kit. Cable hook pair
TBD | AUR-1S15-740-L9-SN-ST | image | datasheet | deeplink | TUNGSRAM - Tungsram Auriso - 15400lm - 103W - 4000K - 70CRI - TBD[SKU] - Bracket. Y-cable | 1.83 | Bracket. Y-cable | LED | 1 | 103 | [8 empty] | CE | [6 empty] | 20 | 4000 | 450x250x75 |  | 220-240V |  | 5 | A++ | 90° | 3 | 70 |  | 4000 |  | 62000 | >=0.95 | 142000 |  |  | 149.5146 |  |  | 9 | L9 | 25 | max. 10% at 100.000 hrs |  | Available | 740/339 | Cx=0.4338;Cy=0.4030 | Class I | IK08 | IP50 | IP20 | 50 | 560 | -25 | 1 | 103 | RAL9016 | 50-60Hz | Passive | LED | embedded sensor system | High Bay Rectangular | Tungsram Auriso | Indoor industrial |  | 23.7 | 15400 | Yes |  | risk group 1 |  | Bracket kit. Tilted bracket kit. Busbar bracket kit. Cable hook pair
TBD | AUR-1S15-730-L9-SN-ST | image | datasheet | deeplink | TUNGSRAM - Tungsram Auriso - 15000lm - 103W - 3000K - 70CRI - TBD[SKU] - Bracket. Y-cable | 1.83 | Bracket. Y-cable | LED | 1 | 103 | [8 empty] | CE | [6 empty] | 20 | 3000 | 450x250x75 |  | 220-240V |  | 5 | A++ | 90° | 3 | 70 |  | 3000 |  | 62000 | >=0.95 | 142000 |  |  | 145.6311 |  |  | 9 | L9 | 25 | max. 10% at 100.000 hrs |  | Available | 730/339 | Cx=0.4338;Cy=0.4030 | Class I | IK08 | IP50 | IP20 | 50 | 560 | -25 | 1 | 103 | RAL9016 | 50-60Hz | Passive | LED | embedded sensor system | High Bay Rectangular | Tungsram Auriso | Indoor industrial |  | 23.6 | 15000 | Yes |  | risk group 1 |  | Bracket kit. Tilted bracket kit. Busbar bracket kit. Cable hook pair
TBD | AUR-1S15-850-L6-SN-ST | image | datasheet | deeplink | TUNGSRAM - Tungsram Auriso - 14500lm - 103W - 5000K - 80CRI - TBD[SKU] - Bracket. Y-cable | 1.83 | Bracket. Y-cable | LED | 1 | 103 | [8 empty] | CE | [6 empty] | 20 | 5000 | 450x250x75 |  | 220-240V |  | 5 | A++ | 70° | 3 | 80 |  | 5000 |  | 62000 | >=0.95 | 142000 |  |  | 140.7767 |  |  | 9 | L6 | 25 | max. 10% at 100.000 hrs |  | Available | 850/339 | Cx=0.3447;Cy=0.3553 | Class I | IK08 | IP50 | IP20 | 50 | 560 | -25 | 1 | 103 | RAL9016 | 50-60Hz | Passive | LED | embedded sensor system | High Bay Rectangular | Tungsram Auriso | Indoor industrial |  | 21.8 | 14500 | Yes |  | risk group 1 |  | Bracket kit. Tilted bracket kit. Busbar bracket kit. Cable hook pair
TBD | AUR-1S15-840-L6-SN-ST | image | datasheet | deeplink | TUNGSRAM - Tungsram Auriso - 14100lm - 103W - 4000K - 80CRI - TBD[SKU] - Bracket. Y-cable | 1.83 | Bracket. Y-cable | LED | 1 | 103 | [8 empty] | CE | [6 empty] | 20 | 4000 | 450x250x75 |  | 220-240V |  | 5 | A++ | 70° | 3 | 80 |  | 4000 |  | 62000 | >=0.95 | 142000 |  |  | 136.8932 |  |  | 9 | L6 | 25 | max. 10% at 100.000 hrs |  | Available | 840/339 | Cx=0.3818;Cy=0.3797 | Class I | IK08 | IP50 | IP20 | 50 | 560 | -25 | 1 | 103 | RAL9016 | 50-60Hz | Passive | LED | embedded sensor system | High Bay Rectangular | Tungsram Auriso | Indoor industrial |  | 21.8 | 14100 | Yes |  | risk group 1 |  | Bracket kit. Tilted bracket kit. Busbar bracket kit. Cable hook pair
TBD | AUR-1S15-830-L6-SN-ST | image | datasheet | deeplink | TUNGSRAM - Tungsram Auriso - 13300lm - 103W - 3000K - 80CRI - TBD[SKU] - Bracket. Y-cable | 1.83 | Bracket. Y-cable | LED | 1 | 103 | [8 empty] | CE | [6 empty] | 20 | 3000 | 450x250x75 |  | 220-240V |  | 5 | A++ | 70° | 3 | 80 |  | 3000 |  | 62000 | >=0.95 | 142000 |  |  | 129.1262 |  |  | 9 | L6 | 25 | max. 10% at 100.000 hrs |  | Available | 830/339 | Cx=0.4338;Cy=0.4030 | Class I | IK08 | IP50 | IP20 | 50 | 560 | -25 | 1 | 103 | RAL9016 | 50-60Hz | Passive | LED | embedded sensor system | High Bay Rectangular | Tungsram Auriso | Indoor industrial |  | 21.7 | 13300 | Yes |  | risk group 1 |  | Bracket kit. Tilted bracket kit. Busbar bracket kit. Cable hook pair
TBD | AUR-1S15-750-L6-SN-ST | image | datasheet | deeplink | TUNGSRAM - Tungsram Auriso - 14900lm - 103W - 5000K - 70CRI - TBD[SKU] - Bracket. Y-cable | 1.83 | Bracket. Y-cable | LED | 1 | 103 | [8 empty] | CE | [6 empty] | 20 | 5000 | 450x250x75 |  | 220-240V |  | 5 | A++ | 70° | 3 | 70 |  | 5000 |  | 62000 | >=0.95 | 142000 |  |  | 144.6602 |  |  | 9 | L6 | 25 | max. 10% at 100.000 hrs |  | Available | 750/339 | Cx=0.3447;Cy=0.3553 | Class I | IK08 | IP50 | IP20 | 50 | 560 | -25 | 1 | 103 | RAL9016 | 50-60Hz | Passive | LED | embedded sensor system | High Bay Rectangular | Tungsram Auriso | Indoor industrial |  | 22.1 | 14900 | Yes |  | risk group 1 |  | Bracket kit. Tilted bracket kit. Busbar bracket kit. Cable hook pair
TBD | AUR-1S15-740-L6-SN-ST | image | datasheet | deeplink | TUNGSRAM - Tungsram Auriso - 14800lm - 103W - 4000K - 70CRI - TBD[SKU] - Bracket. Y-cable | 1.83 | Bracket. Y-cable | LED | 1 | 103 | [8 empty] | CE | [6 empty] | 20 | 4000 | 450x250x75 |  | 220-240V |  | 5 | A++ | 70° | 3 | 70 |  | 4000 |  | 62000 | >=0.95 | 142000 |  |  | 143.6893 |  |  | 9 | L6 | 25 | max. 10% at 100.000 hrs |  | Available | 740/339 | Cx=0.4338;Cy=0.4030 | Class I | IK08 | IP50 | IP20 | 50 | 560 | -25 | 1 | 103 | RAL9016 | 50-60Hz | Passive | LED | embedded sensor system | High Bay Rectangular | Tungsram Auriso | Indoor industrial |  | 22.1 | 14800 | Yes |  | risk group 1 |  | Bracket kit. Tilted bracket kit. Busbar bracket kit. Cable hook pair
TBD | AUR-1S15-730-L6-SN-ST | image | datasheet | deeplink | TUNGSRAM - Tungsram Auriso - 14400lm - 103W - 3000K - 70CRI - TBD[SKU] - Bracket. Y-cable | 1.83 | Bracket. Y-cable | LED | 1 | 103 | [8 empty] | CE | [6 empty] | 20 | 3000 | 450x250x75 |  | 220-240V |  | 5 | A++ | 70° | 3 | 70 |  | 3000 |  | 62000 | >=0.95 | 142000 |  |  | 139.8058 |  |  | 9 | L6 | 25 | max. 10% at 100.000 hrs |  | Available | 730/339 | Cx=0.4338;Cy=0.4030 | Class I | IK08 | IP50 | IP20 | 50 | 560 | -25 | 1 | 103 | RAL9016 | 50-60Hz | Passive | LED | embedded sensor system | High Bay Rectangular | Tungsram Auriso | Indoor industrial |  | 21.9 | 14400 | Yes |  | risk group 1 |  | Bracket kit. Tilted bracket kit. Busbar bracket kit. Cable hook pair
TBD | AUR-1S15-850-L3-SN-ST | image | datasheet | deeplink | TUNGSRAM - Tungsram Auriso - 15400lm - 103W - 5000K - 80CRI - TBD[SKU] - Bracket. Y-cable | 1.83 | Bracket. Y-cable | LED | 1 | 103 | [8 empty] | CE | [6 empty] | 20 | 5000 | 450x250x75 |  | 220-240V |  | 5 | A++ | 35° | 3 | 80 |  | 5000 |  | 62000 | >=0.95 | 142000 |  |  | 149.5146 |  |  | 9 | L3 | 25 | max. 10% at 100.000 hrs |  | Available | 850/339 | Cx=0.3447;Cy=0.3553 | Class I | IK08 | IP50 | IP20 | 50 | 560 | -25 | 1 | 103 | RAL9016 | 50-60Hz | Passive | LED | embedded sensor system | High Bay Rectangular | Tungsram Auriso | Indoor industrial |  | 17.3 | 15400 | Yes |  | risk group 1 |  | Bracket kit. Tilted bracket kit. Busbar bracket kit. Cable hook pair
TBD | AUR-1S15-840-L3-SN-ST | image | datasheet | deeplink | TUNGSRAM - Tungsram Auriso - 15000lm - 103W - 4000K - 80CRI - TBD[SKU] - Bracket. Y-cable | 1.83 | Bracket. Y-cable | LED | 1 | 103 | [8 empty] | CE | [6 empty] | 20 | 4000 | 450x250x75 |  | 220-240V |  | 5 | A++ | 35° | 3 | 80 |  | 4000 |  | 62000 | >=0.95 | 142000 |  |  | 145.6311 |  |  | 9 | L3 | 25 | max. 10% at 100.000 hrs |  | Available | 840/339 | Cx=0.3818;Cy=0.3797 | Class I | IK08 | IP50 | IP20 | 50 | 560 | -25 | 1 | 103 | RAL9016 | 50-60Hz | Passive | LED | embedded sensor system | High Bay Rectangular | Tungsram Auriso | Indoor industrial |  | 17.3 | 15000 | Yes |  | risk group 1 |  | Bracket kit. Tilted bracket kit. Busbar bracket kit. Cable hook pair
TBD | AUR-1S15-830-L3-SN-ST | image | datasheet | deeplink | TUNGSRAM - Tungsram Auriso - 14100lm - 103W - 3000K - 80CRI - TBD[SKU] - Bracket. Y-cable | 1.83 | Bracket. Y-cable | LED | 1 | 103 | [8 empty] | CE | [6 empty] | 20 | 3000 | 450x250x75 |  | 220-240V |  | 5 | A++ | 35° | 3 | 80 |  | 3000 |  | 62000 | >=0.95 | 142000 |  |  | 136.8932 |  |  | 9 | L3 | 25 | max. 10% at 100.000 hrs |  | Available | 830/339 | Cx=0.4338;Cy=0.4030 | Class I | IK08 | IP50 | IP20 | 50 | 560 | -25 | 1 | 103 | RAL9016 | 50-60Hz | Passive | LED | embedded sensor system | High Bay Rectangular | Tungsram Auriso | Indoor industrial |  | 17.2 | 14100 | Yes |  | risk group 1 |  | Bracket kit. Tilted bracket kit. Busbar bracket kit. Cable hook pair
TBD | AUR-1S15-750-L3-SN-ST | image | datasheet | deeplink | TUNGSRAM - Tungsram Auriso - 15800lm - 103W - 5000K - 70CRI - TBD[SKU] - Bracket. Y-cable | 1.83 | Bracket. Y-cable | LED | 1 | 103 | [8 empty] | CE | [6 empty] | 20 | 5000 | 450x250x75 |  | 220-240V |  | 5 | A++ | 35° | 3 | 70 |  | 5000 |  | 62000 | >=0.95 | 142000 |  |  | 153.3981 |  |  | 9 | L3 | 25 | max. 10% at 100.000 hrs |  | Available | 750/339 | Cx=0.3447;Cy=0.3553 | Class I | IK08 | IP50 | IP20 | 50 | 560 | -25 | 1 | 103 | RAL9016 | 50-60Hz | Passive | LED | embedded sensor system | High Bay Rectangular | Tungsram Auriso | Indoor industrial |  | 17.6 | 15800 | Yes |  | risk group 1 |  | Bracket kit. Tilted bracket kit. Busbar bracket kit. Cable hook pair
TBD | AUR-1S15-740-L3-SN-ST | image | datasheet | deeplink | TUNGSRAM - Tungsram Auriso - 15800lm - 103W - 4000K - 70CRI - TBD[SKU] - Bracket. Y-cable | 1.83 | Bracket. Y-cable | LED | 1 | 103 | [8 empty] | CE | [6 empty] | 20 | 4000 | 450x250x75 |  | 220-240V |  | 5 | A++ | 35° | 3 | 70 |  | 4000 |  | 62000 | >=0.95 | 142000 |  |  | 153.3981 |  |  | 9 | L3 | 25 | max. 10% at 100.000 hrs |  | Available | 740/339 | Cx=0.4338;Cy=0.4030 | Class I | IK08 | IP50 | IP20 | 50 | 560 | -25 | 1 | 103 | RAL9016 | 50-60Hz | Passive | LED | embedded sensor system | High Bay Rectangular | Tungsram Auriso | Indoor industrial |  | 17.6 | 15800 | Yes |  | risk group 1 |  | Bracket kit. Tilted bracket kit. Busbar bracket kit. Cable hook pair
TBD | AUR-1S15-730-L3-SN-ST | image | datasheet | deeplink | TUNGSRAM - Tungsram Auriso - 15300lm - 103W - 3000K - 70CRI - TBD[SKU] - Bracket. Y-cable | 1.83 | Bracket. Y-cable | LED | 1 | 103 | [8 empty] | CE | [6 empty] | 20 | 3000 | 450x250x75 |  | 220-240V |  | 5 | A++ | 35° | 3 | 70 |  | 3000 |  | 62000 | >=0.95 | 142000 |  |  | 148.5437 |  |  | 9 | L3 | 25 | max. 10% at 100.000 hrs |  | Available | 730/339 | Cx=0.4338;Cy=0.4030 | Class I | IK08 | IP50 | IP20 | 50 | 560 | -25 | 1 | 103 | RAL9016 | 50-60Hz | Passive | LED | embedded sensor system | High Bay Rectangular | Tungsram Auriso | Indoor industrial |  | 17.5 | 15300 | Yes |  | risk group 1 |  | Bracket kit. Tilted bracket kit. Busbar bracket kit. Cable hook pair
TBD | AUR-1S15-850-D1-SN-ST | image | datasheet | deeplink | TUNGSRAM - Tungsram Auriso - 13100lm - 103W - 5000K - 80CRI - TBD[SKU] - Bracket. Y-cable | 1.83 | Bracket. Y-cable | LED | 1 | 103 | [8 empty] | CE | [6 empty] | 20 | 5000 | 450x250x75 |  | 220-240V |  | 5 | A++ | 100° | 3 | 80 |  | 5000 |  | 62000 | >=0.95 | 142000 |  |  | 127.1845 |  |  | 9 | D1 | 25 | max. 10% at 100.000 hrs |  | Available | 850/339 | Cx=0.3447;Cy=0.3553 | Class I | IK08 | IP20 | IP20 | 50 | 560 | -25 | 1 | 103 | RAL9016 | 50-60Hz | Passive | LED | embedded sensor system | High Bay Rectangular | Tungsram Auriso | Indoor industrial |  | 25.6 | 13100 | Yes |  | risk group 1 |  | Bracket kit. Tilted bracket kit. Busbar bracket kit. Cable hook pair
TBD | AUR-1S15-840-D1-SN-ST | image | datasheet | deeplink | TUNGSRAM - Tungsram Auriso - 12800lm - 103W - 4000K - 80CRI - TBD[SKU] - Bracket. Y-cable | 1.83 | Bracket. Y-cable | LED | 1 | 103 | [8 empty] | CE | [6 empty] | 20 | 4000 | 450x250x75 |  | 220-240V |  | 5 | A++ | 100° | 3 | 80 |  | 4000 |  | 62000 | >=0.95 | 142000 |  |  | 124.2718 |  |  | 9 | D1 | 25 | max. 10% at 100.000 hrs |  | Available | 840/339 | Cx=0.3818;Cy=0.3797 | Class I | IK08 | IP20 | IP20 | 50 | 560 | -25 | 1 | 103 | RAL9016 | 50-60Hz | Passive | LED | embedded sensor system | High Bay Rectangular | Tungsram Auriso | Indoor industrial |  | 25.6 | 12800 | Yes |  | risk group 1 |  | Bracket kit. Tilted bracket kit. Busbar bracket kit. Cable hook pair
TBD | AUR-1S15-830-D1-SN-ST | image | datasheet | deeplink | TUNGSRAM - Tungsram Auriso - 12000lm - 103W - 3000K - 80CRI - TBD[SKU] - Bracket. Y-cable | 1.83 | Bracket. Y-cable | LED | 1 | 103 | [8 empty] | CE | [6 empty] | 20 | 3000 | 450x250x75 |  | 220-240V |  | 5 | A++ | 100° | 3 | 80 |  | 3000 |  | 62000 | >=0.95 | 142000 |  |  | 116.5049 |  |  | 9 | D1 | 25 | max. 10% at 100.000 hrs |  | Available | 830/339 | Cx=0.4338;Cy=0.4030 | Class I | IK08 | IP20 | IP20 | 50 | 560 | -25 | 1 | 103 | RAL9016 | 50-60Hz | Passive | LED | embedded sensor system | High Bay Rectangular | Tungsram Auriso | Indoor industrial |  | 25.5 | 12000 | Yes |  | risk group 1 |  | Bracket kit. Tilted bracket kit. Busbar bracket kit. Cable hook pair
TBD | AUR-1S15-750-D1-SN-ST | image | datasheet | deeplink | TUNGSRAM - Tungsram Auriso - 13500lm - 103W - 5000K - 70CRI - TBD[SKU] - Bracket. Y-cable | 1.83 | Bracket. Y-cable | LED | 1 | 103 | [8 empty] | CE | [6 empty] | 20 | 5000 | 450x250x75 |  | 220-240V |  | 5 | A++ | 100° | 3 | 70 |  | 5000 |  | 62000 | >=0.95 | 142000 |  |  | 131.068 |  |  | 9 | D1 | 25 | max. 10% at 100.000 hrs |  | Available | 750/339 | Cx=0.3447;Cy=0.3553 | Class I | IK08 | IP20 | IP20 | 50 | 560 | -25 | 1 | 103 | RAL9016 | 50-60Hz | Passive | LED | embedded sensor system | High Bay Rectangular | Tungsram Auriso | Indoor industrial |  | 25.9 | 13500 | Yes |  | risk group 1 |  | Bracket kit. Tilted bracket kit. Busbar bracket kit. Cable hook pair
TBD | AUR-1S15-740-D1-SN-ST | image | datasheet | deeplink | TUNGSRAM - Tungsram Auriso - 13500lm - 103W - 4000K - 70CRI - TBD[SKU] - Bracket. Y-cable | 1.83 | Bracket. Y-cable | LED | 1 | 103 | [8 empty] | CE | [6 empty] | 20 | 4000 | 450x250x75 |  | 220-240V |  | 5 | A++ | 100° | 3 | 70 |  | 4000 |  | 62000 | >=0.95 | 142000 |  |  | 131.068 |  |  | 9 | D1 | 25 | max. 10% at 100.000 hrs |  | Available | 740/339 | Cx=0.4338;Cy=0.4030 | Class I | IK08 | IP20 | IP20 | 50 | 560 | -25 | 1 | 103 | RAL9016 | 50-60Hz | Passive | LED | embedded sensor system | High Bay Rectangular | Tungsram Auriso | Indoor industrial |  | 25.9 | 13500 | Yes |  | risk group 1 |  | Bracket kit. Tilted bracket kit. Busbar bracket kit. Cable hook pair
TBD | AUR-1S15-730-D1-SN-ST | image | datasheet | deeplink | TUNGSRAM - Tungsram Auriso - 13100lm - 103W - 3000K - 70CRI - TBD[SKU] - Bracket. Y-cable | 1.83 | Bracket. Y-cable | LED | 1 | 103 | [8 empty] | CE | [6 empty] | 20 | 3000 | 450x250x75 |  | 220-240V |  | 5 | A++ | 100° | 3 | 70 |  | 3000 |  | 62000 | >=0.95 | 142000 |  |  | 127.1845 |  |  | 9 | D1 | 25 | max. 10% at 100.000 hrs |  | Available | 730/339 | Cx=0.4338;Cy=0.4030 | Class I | IK08 | IP20 | IP20 | 50 | 560 | -25 | 1 | 103 | RAL9016 | 50-60Hz | Passive | LED | embedded sensor system | High Bay Rectangular | Tungsram Auriso | Indoor industrial |  | 25.8 | 13100 | Yes |  | risk group 1 |  | Bracket kit. Tilted bracket kit. Busbar bracket kit. Cable hook pair
TBD | AUR-1S15-850-C1-SN-ST | image | datasheet | deeplink | TUNGSRAM - Tungsram Auriso - 14600lm - 103W - 5000K - 80CRI - TBD[SKU] - Bracket. Y-cable | 1.83 | Bracket. Y-cable | LED | 1 | 103 | [8 empty] | CE | [6 empty] | 20 | 5000 | 450x250x75 |  | 220-240V |  | 5 | A++ | 110° | 3 | 80 |  | 5000 |  | 62000 | >=0.95 | 142000 |  |  | 141.7476 |  |  | 9 | C1 | 25 | max. 10% at 100.000 hrs |  | Available | 850/339 | Cx=0.3447;Cy=0.3553 | Class I | IK08 | IP20 | IP20 | 50 | 560 | -25 | 1 | 103 | RAL9016 | 50-60Hz | Passive | LED | embedded sensor system | High Bay Rectangular | Tungsram Auriso | Indoor industrial |  | 25.5 | 14600 | Yes |  | risk group 1 |  | Bracket kit. Tilted bracket kit. Busbar bracket kit. Cable hook pair
TBD | AUR-1S15-840-C1-SN-ST | image | datasheet | deeplink | TUNGSRAM - Tungsram Auriso - 14200lm - 103W - 4000K - 80CRI - TBD[SKU] - Bracket. Y-cable | 1.83 | Bracket. Y-cable | LED | 1 | 103 | [8 empty] | CE | [6 empty] | 20 | 4000 | 450x250x75 |  | 220-240V |  | 5 | A++ | 110° | 3 | 80 |  | 4000 |  | 62000 | >=0.95 | 142000 |  |  | 137.8641 |  |  | 9 | C1 | 25 | max. 10% at 100.000 hrs |  | Available | 840/339 | Cx=0.3818;Cy=0.3797 | Class I | IK08 | IP20 | IP20 | 50 | 560 | -25 | 1 | 103 | RAL9016 | 50-60Hz | Passive | LED | embedded sensor system | High Bay Rectangular | Tungsram Auriso | Indoor industrial |  | 25.5 | 14200 | Yes |  | risk group 1 |  | Bracket kit. Tilted bracket kit. Busbar bracket kit. Cable hook pair
TBD | AUR-1S15-830-C1-SN-ST | image | datasheet | deeplink | TUNGSRAM - Tungsram Auriso - 13400lm - 103W - 3000K - 80CRI - TBD[SKU] - Bracket. Y-cable | 1.83 | Bracket. Y-cable | LED | 1 | 103 | [8 empty] | CE | [6 empty] | 20 | 3000 | 450x250x75 |  | 220-240V |  | 5 | A++ | 110° | 3 | 80 |  | 3000 |  | 62000 | >=0.95 | 142000 |  |  | 130.0971 |  |  | 9 | C1 | 25 | max. 10% at 100.000 hrs |  | Available | 830/339 | Cx=0.4338;Cy=0.4030 | Class I | IK08 | IP20 | IP20 | 50 | 560 | -25 | 1 | 103 | RAL9016 | 50-60Hz | Passive | LED | embedded sensor system | High Bay Rectangular | Tungsram Auriso | Indoor industrial |  | 25.4 | 13400 | Yes |  | risk group 1 |  | Bracket kit. Tilted bracket kit. Busbar bracket kit. Cable hook pair
TBD | AUR-1S15-750-C1-SN-ST | image | datasheet | deeplink | TUNGSRAM - Tungsram Auriso - 15000lm - 103W - 5000K - 70CRI - TBD[SKU] - Bracket. Y-cable | 1.83 | Bracket. Y-cable | LED | 1 | 103 | [8 empty] | CE | [6 empty] | 20 | 5000 | 450x250x75 |  | 220-240V |  | 5 | A++ | 110° | 3 | 70 |  | 5000 |  | 62000 | >=0.95 | 142000 |  |  | 145.6311 |  |  | 9 | C1 | 25 | max. 10% at 100.000 hrs |  | Available | 750/339 | Cx=0.3447;Cy=0.3553 | Class I | IK08 | IP20 | IP20 | 50 | 560 | -25 | 1 | 103 | RAL9016 | 50-60Hz | Passive | LED | embedded sensor system | High Bay Rectangular | Tungsram Auriso | Indoor industrial |  | 25.8 | 15000 | Yes |  | risk group 1 |  | Bracket kit. Tilted bracket kit. Busbar bracket kit. Cable hook pair
TBD | AUR-1S15-740-C1-SN-ST | image | datasheet | deeplink | TUNGSRAM - Tungsram Auriso - 15000lm - 103W - 4000K - 70CRI - TBD[SKU] - Bracket. Y-cable | 1.83 | Bracket. Y-cable | LED | 1 | 103 | [8 empty] | CE | [6 empty] | 20 | 4000 | 450x250x75 |  | 220-240V |  | 5 | A++ | 110° | 3 | 70 |  | 4000 |  | 62000 | >=0.95 | 142000 |  |  | 145.6311 |  |  | 9 | C1 | 25 | max. 10% at 100.000 hrs |  | Available | 740/339 | Cx=0.4338;Cy=0.4030 | Class I | IK08 | IP20 | IP20 | 50 | 560 | -25 | 1 | 103 | RAL9016 | 50-60Hz | Passive | LED | embedded sensor system | High Bay Rectangular | Tungsram Auriso | Indoor industrial |  | 25.8 | 15000 | Yes |  | risk group 1 |  | Bracket kit. Tilted bracket kit. Busbar bracket kit. Cable hook pair
TBD | AUR-1S15-730-C1-SN-ST | image | datasheet | deeplink | TUNGSRAM - Tungsram Auriso - 14500lm - 103W - 3000K - 70CRI - TBD[SKU] - Bracket. Y-cable | 1.83 | Bracket. Y-cable | LED | 1 | 103 | [8 empty] | CE | [6 empty] | 20 | 3000 | 450x250x75 |  | 220-240V |  | 5 | A++ | 110° | 3 | 70 |  | 3000 |  | 62000 | >=0.95 | 142000 |  |  | 140.7767 |  |  | 9 | C1 | 25 | max. 10% at 100.000 hrs |  | Available | 730/339 | Cx=0.4338;Cy=0.4030 | Class I | IK08 | IP20 | IP20 | 50 | 560 | -25 | 1 | 103 | RAL9016 | 50-60Hz | Passive | LED | embedded sensor system | High Bay Rectangular | Tungsram Auriso | Indoor industrial |  | 25.7 | 14500 | Yes |  | risk group 1 |  | Bracket kit. Tilted bracket kit. Busbar bracket kit. Cable hook pair
TBD | AUR-1S10-850-U8-SN-ST | image | datasheet | deeplink | TUNGSRAM - Tungsram Auriso - 8900lm - 65W - 5000K - 80CRI - TBD[SKU] - Bracket. Y-cable | 1.79 | Bracket. Y-cable | LED | 1 | 65 | [8 empty] | CE | [6 empty] | 20 | 5000 | 450x250x75 |  | 220-240V |  | 5 | A++ | 80° | 3 | 80 |  | 5000 |  | 126000 | >=0.95 | 292000 |  |  | 136.9231 |  |  | 9 | U8 | 25 | max. 10% at 100.000 hrs |  | Available | 850/339 | Cx=0.3447;Cy=0.3553 | Class I | IK08 | IP20 | IP20 | 50 | 350 | -25 | 1 | 65 | RAL9016 | 50-60Hz | Passive | LED | embedded sensor system | High Bay Rectangular | Tungsram Auriso | Indoor industrial |  | 21.6 | 8900 | Yes |  | risk group 1 |  | Bracket kit. Tilted bracket kit. Busbar bracket kit. Cable hook pair
TBD | AUR-1S10-840-U8-SN-ST | image | datasheet | deeplink | TUNGSRAM - Tungsram Auriso - 8700lm - 65W - 4000K - 80CRI - TBD[SKU] - Bracket. Y-cable | 1.79 | Bracket. Y-cable | LED | 1 | 65 | [8 empty] | CE | [6 empty] | 20 | 4000 | 450x250x75 |  | 220-240V |  | 5 | A++ | 80° | 3 | 80 |  | 4000 |  | 126000 | >=0.95 | 292000 |  |  | 133.8462 |  |  | 9 | U8 | 25 | max. 10% at 100.000 hrs |  | Available | 840/339 | Cx=0.3818;Cy=0.3797 | Class I | IK08 | IP20 | IP20 | 50 | 350 | -25 | 1 | 65 | RAL9016 | 50-60Hz | Passive | LED | embedded sensor system | High Bay Rectangular | Tungsram Auriso | Indoor industrial |  | 21.6 | 8700 | Yes |  | risk group 1 |  | Bracket kit. Tilted bracket kit. Busbar bracket kit. Cable hook pair
TBD | AUR-1S10-830-U8-SN-ST | image | datasheet | deeplink | TUNGSRAM - Tungsram Auriso - 8200lm - 65W - 3000K - 80CRI - TBD[SKU] - Bracket. Y-cable | 1.79 | Bracket. Y-cable | LED | 1 | 65 | [8 empty] | CE | [6 empty] | 20 | 3000 | 450x250x75 |  | 220-240V |  | 5 | A++ | 80° | 3 | 80 |  | 3000 |  | 126000 | >=0.95 | 292000 |  |  | 126.1538 |  |  | 9 | U8 | 25 | max. 10% at 100.000 hrs |  | Available | 830/339 | Cx=0.4338;Cy=0.4030 | Class I | IK08 | IP20 | IP20 | 50 | 350 | -25 | 1 | 65 | RAL9016 | 50-60Hz | Passive | LED | embedded sensor system | High Bay Rectangular | Tungsram Auriso | Indoor industrial |  | 21.5 | 8200 | Yes |  | risk group 1 |  | Bracket kit. Tilted bracket kit. Busbar bracket kit. Cable hook pair
TBD | AUR-1S10-750-U8-SN-ST | image | datasheet | deeplink | TUNGSRAM - Tungsram Auriso - 9200lm - 65W - 5000K - 70CRI - TBD[SKU] - Bracket. Y-cable | 1.79 | Bracket. Y-cable | LED | 1 | 65 | [8 empty] | CE | [6 empty] | 20 | 5000 | 450x250x75 |  | 220-240V |  | 5 | A++ | 80° | 3 | 70 |  | 5000 |  | 126000 | >=0.95 | 292000 |  |  | 141.5385 |  |  | 9 | U8 | 25 | max. 10% at 100.000 hrs |  | Available | 750/339 | Cx=0.3447;Cy=0.3553 | Class I | IK08 | IP20 | IP20 | 50 | 350 | -25 | 1 | 65 | RAL9016 | 50-60Hz | Passive | LED | embedded sensor system | High Bay Rectangular | Tungsram Auriso | Indoor industrial |  | 21.9 | 9200 | Yes |  | risk group 1 |  | Bracket kit. Tilted bracket kit. Busbar bracket kit. Cable hook pair
TBD | AUR-1S10-740-U8-SN-ST | image | datasheet | deeplink | TUNGSRAM - Tungsram Auriso - 9200lm - 65W - 4000K - 70CRI - TBD[SKU] - Bracket. Y-cable | 1.79 | Bracket. Y-cable | LED | 1 | 65 | [8 empty] | CE | [6 empty] | 20 | 4000 | 450x250x75 |  | 220-240V |  | 5 | A++ | 80° | 3 | 70 |  | 4000 |  | 126000 | >=0.95 | 292000 |  |  | 141.5385 |  |  | 9 | U8 | 25 | max. 10% at 100.000 hrs |  | Available | 740/339 | Cx=0.4338;Cy=0.4030 | Class I | IK08 | IP20 | IP20 | 50 | 350 | -25 | 1 | 65 | RAL9016 | 50-60Hz | Passive | LED | embedded sensor system | High Bay Rectangular | Tungsram Auriso | Indoor industrial |  | 21.9 | 9200 | Yes |  | risk group 1 |  | Bracket kit. Tilted bracket kit. Busbar bracket kit. Cable hook pair
TBD | AUR-1S10-730-U8-SN-ST | image | datasheet | deeplink | TUNGSRAM - Tungsram Auriso - 8900lm - 65W - 3000K - 70CRI - TBD[SKU] - Bracket. Y-cable | 1.79 | Bracket. Y-cable | LED | 1 | 65 | [8 empty] | CE | [6 empty] | 20 | 3000 | 450x250x75 |  | 220-240V |  | 5 | A++ | 80° | 3 | 70 |  | 3000 |  | 126000 | >=0.95 | 292000 |  |  | 136.9231 |  |  | 9 | U8 | 25 | max. 10% at 100.000 hrs |  | Available | 730/339 | Cx=0.4338;Cy=0.4030 | Class I | IK08 | IP20 | IP20 | 50 | 350 | -25 | 1 | 65 | RAL9016 | 50-60Hz | Passive | LED | embedded sensor system | High Bay Rectangular | Tungsram Auriso | Indoor industrial |  | 21.8 | 8900 | Yes |  | risk group 1 |  | Bracket kit. Tilted bracket kit. Busbar bracket kit. Cable hook pair
TBD | AUR-1S10-850-U6-SN-ST | image | datasheet | deeplink | TUNGSRAM - Tungsram Auriso - 8200lm - 65W - 5000K - 80CRI - TBD[SKU] - Bracket. Y-cable | 1.79 | Bracket. Y-cable | LED | 1 | 65 | [8 empty] | CE | [6 empty] | 20 | 5000 | 450x250x75 |  | 220-240V |  | 5 | A++ | 65° | 3 | 80 |  | 5000 |  | 126000 | >=0.95 | 292000 |  |  | 126.1538 |  |  | 9 | U6 | 25 | max. 10% at 100.000 hrs |  | Available | 850/339 | Cx=0.3447;Cy=0.3553 | Class I | IK08 | IP50 | IP20 | 50 | 350 | -25 | 1 | 65 | RAL9016 | 50-60Hz | Passive | LED | embedded sensor system | High Bay Rectangular | Tungsram Auriso | Indoor industrial |  | 20.3 | 8200 | Yes |  | risk group 1 |  | Bracket kit. Tilted bracket kit. Busbar bracket kit. Cable hook pair
TBD | AUR-1S10-840-U6-SN-ST | image | datasheet | deeplink | TUNGSRAM - Tungsram Auriso - 8000lm - 65W - 4000K - 80CRI - TBD[SKU] - Bracket. Y-cable | 1.79 | Bracket. Y-cable | LED | 1 | 65 | [8 empty] | CE | [6 empty] | 20 | 4000 | 450x250x75 |  | 220-240V |  | 5 | A++ | 65° | 3 | 80 |  | 4000 |  | 126000 | >=0.95 | 292000 |  |  | 123.0769 |  |  | 9 | U6 | 25 | max. 10% at 100.000 hrs |  | Available | 840/339 | Cx=0.3818;Cy=0.3797 | Class I | IK08 | IP50 | IP20 | 50 | 350 | -25 | 1 | 65 | RAL9016 | 50-60Hz | Passive | LED | embedded sensor system | High Bay Rectangular | Tungsram Auriso | Indoor industrial |  | 20.3 | 8000 | Yes |  | risk group 1 |  | Bracket kit. Tilted bracket kit. Busbar bracket kit. Cable hook pair
TBD | AUR-1S10-830-U6-SN-ST | image | datasheet | deeplink | TUNGSRAM - Tungsram Auriso - 7500lm - 65W - 3000K - 80CRI - TBD[SKU] - Bracket. Y-cable | 1.79 | Bracket. Y-cable | LED | 1 | 65 | [8 empty] | CE | [6 empty] | 20 | 3000 | 450x250x75 |  | 220-240V |  | 5 | A++ | 65° | 3 | 80 |  | 3000 |  | 126000 | >=0.95 | 292000 |  |  | 115.3846 |  |  | 9 | U6 | 25 | max. 10% at 100.000 hrs |  | Available | 830/339 | Cx=0.4338;Cy=0.4030 | Class I | IK08 | IP50 | IP20 | 50 | 350 | -25 | 1 | 65 | RAL9016 | 50-60Hz | Passive | LED | embedded sensor system | High Bay Rectangular | Tungsram Auriso | Indoor industrial |  | 20.2 | 7500 | Yes |  | risk group 1 |  | Bracket kit. Tilted bracket kit. Busbar bracket kit. Cable hook pair
TBD | AUR-1S10-750-U6-SN-ST | image | datasheet | deeplink | TUNGSRAM - Tungsram Auriso - 8400lm - 65W - 5000K - 70CRI - TBD[SKU] - Bracket. Y-cable | 1.79 | Bracket. Y-cable | LED | 1 | 65 | [8 empty] | CE | [6 empty] | 20 | 5000 | 450x250x75 |  | 220-240V |  | 5 | A++ | 65° | 3 | 70 |  | 5000 |  | 126000 | >=0.95 | 292000 |  |  | 129.2308 |  |  | 9 | U6 | 25 | max. 10% at 100.000 hrs |  | Available | 750/339 | Cx=0.3447;Cy=0.3553 | Class I | IK08 | IP50 | IP20 | 50 | 350 | -25 | 1 | 65 | RAL9016 | 50-60Hz | Passive | LED | embedded sensor system | High Bay Rectangular | Tungsram Auriso | Indoor industrial |  | 20.6 | 8400 | Yes |  | risk group 1 |  | Bracket kit. Tilted bracket kit. Busbar bracket kit. Cable hook pair
TBD | AUR-1S10-740-U6-SN-ST | image | datasheet | deeplink | TUNGSRAM - Tungsram Auriso - 8400lm - 65W - 4000K - 70CRI - TBD[SKU] - Bracket. Y-cable | 1.79 | Bracket. Y-cable | LED | 1 | 65 | [8 empty] | CE | [6 empty] | 20 | 4000 | 450x250x75 |  | 220-240V |  | 5 | A++ | 65° | 3 | 70 |  | 4000 |  | 126000 | >=0.95 | 292000 |  |  | 129.2308 |  |  | 9 | U6 | 25 | max. 10% at 100.000 hrs |  | Available | 740/339 | Cx=0.4338;Cy=0.4030 | Class I | IK08 | IP50 | IP20 | 50 | 350 | -25 | 1 | 65 | RAL9016 | 50-60Hz | Passive | LED | embedded sensor system | High Bay Rectangular | Tungsram Auriso | Indoor industrial |  | 20.6 | 8400 | Yes |  | risk group 1 |  | Bracket kit. Tilted bracket kit. Busbar bracket kit. Cable hook pair
TBD | AUR-1S10-730-U6-SN-ST | image | datasheet | deeplink | TUNGSRAM - Tungsram Auriso - 8100lm - 65W - 3000K - 70CRI - TBD[SKU] - Bracket. Y-cable | 1.79 | Bracket. Y-cable | LED | 1 | 65 | [8 empty] | CE | [6 empty] | 20 | 3000 | 450x250x75 |  | 220-240V |  | 5 | A++ | 65° | 3 | 70 |  | 3000 |  | 126000 | >=0.95 | 292000 |  |  | 124.6154 |  |  | 9 | U6 | 25 | max. 10% at 100.000 hrs |  | Available | 730/339 | Cx=0.4338;Cy=0.4030 | Class I | IK08 | IP50 | IP20 | 50 | 350 | -25 | 1 | 65 | RAL9016 | 50-60Hz | Passive | LED | embedded sensor system | High Bay Rectangular | Tungsram Auriso | Indoor industrial |  | 20.5 | 8100 | Yes |  | risk group 1 |  | Bracket kit. Tilted bracket kit. Busbar bracket kit. Cable hook pair
TBD | AUR-1S10-850-U4-SN-ST | image | datasheet | deeplink | TUNGSRAM - Tungsram Auriso - 8500lm - 65W - 5000K - 80CRI - TBD[SKU] - Bracket. Y-cable | 1.79 | Bracket. Y-cable | LED | 1 | 65 | [8 empty] | CE | [6 empty] | 20 | 5000 | 450x250x75 |  | 220-240V |  | 5 | A++ | 45° | 3 | 80 |  | 5000 |  | 126000 | >=0.95 | 292000 |  |  | 130.7692 |  |  | 9 | U4 | 25 | max. 10% at 100.000 hrs |  | Available | 850/339 | Cx=0.3447;Cy=0.3553 | Class I | IK08 | IP50 | IP20 | 50 | 350 | -25 | 1 | 65 | RAL9016 | 50-60Hz | Passive | LED | embedded sensor system | High Bay Rectangular | Tungsram Auriso | Indoor industrial |  | 19.6 | 8500 | Yes |  | risk group 1 |  | Bracket kit. Tilted bracket kit. Busbar bracket kit. Cable hook pair
TBD | AUR-1S10-840-U4-SN-ST | image | datasheet | deeplink | TUNGSRAM - Tungsram Auriso - 8300lm - 65W - 4000K - 80CRI - TBD[SKU] - Bracket. Y-cable | 1.79 | Bracket. Y-cable | LED | 1 | 65 | [8 empty] | CE | [6 empty] | 20 | 4000 | 450x250x75 |  | 220-240V |  | 5 | A++ | 45° | 3 | 80 |  | 4000 |  | 126000 | >=0.95 | 292000 |  |  | 127.6923 |  |  | 9 | U4 | 25 | max. 10% at 100.000 hrs |  | Available | 840/339 | Cx=0.3818;Cy=0.3797 | Class I | IK08 | IP50 | IP20 | 50 | 350 | -25 | 1 | 65 | RAL9016 | 50-60Hz | Passive | LED | embedded sensor system | High Bay Rectangular | Tungsram Auriso | Indoor industrial |  | 19.6 | 8300 | Yes |  | risk group 1 |  | Bracket kit. Tilted bracket kit. Busbar bracket kit. Cable hook pair
TBD | AUR-1S10-830-U4-SN-ST | image | datasheet | deeplink | TUNGSRAM - Tungsram Auriso - 7800lm - 65W - 3000K - 80CRI - TBD[SKU] - Bracket. Y-cable | 1.79 | Bracket. Y-cable | LED | 1 | 65 | [8 empty] | CE | [6 empty] | 20 | 3000 | 450x250x75 |  | 220-240V |  | 5 | A++ | 45° | 3 | 80 |  | 3000 |  | 126000 | >=0.95 | 292000 |  |  | 120 |  |  | 9 | U4 | 25 | max. 10% at 100.000 hrs |  | Available | 830/339 | Cx=0.4338;Cy=0.4030 | Class I | IK08 | IP50 | IP20 | 50 | 350 | -25 | 1 | 65 | RAL9016 | 50-60Hz | Passive | LED | embedded sensor system | High Bay Rectangular | Tungsram Auriso | Indoor industrial |  | 19.4 | 7800 | Yes |  | risk group 1 |  | Bracket kit. Tilted bracket kit. Busbar bracket kit. Cable hook pair
TBD | AUR-1S10-750-U4-SN-ST | image | datasheet | deeplink | TUNGSRAM - Tungsram Auriso - 8800lm - 65W - 5000K - 70CRI - TBD[SKU] - Bracket. Y-cable | 1.79 | Bracket. Y-cable | LED | 1 | 65 | [8 empty] | CE | [6 empty] | 20 | 5000 | 450x250x75 |  | 220-240V |  | 5 | A++ | 45° | 3 | 70 |  | 5000 |  | 126000 | >=0.95 | 292000 |  |  | 135.3846 |  |  | 9 | U4 | 25 | max. 10% at 100.000 hrs |  | Available | 750/339 | Cx=0.3447;Cy=0.3553 | Class I | IK08 | IP50 | IP20 | 50 | 350 | -25 | 1 | 65 | RAL9016 | 50-60Hz | Passive | LED | embedded sensor system | High Bay Rectangular | Tungsram Auriso | Indoor industrial |  | 19.8 | 8800 | Yes |  | risk group 1 |  | Bracket kit. Tilted bracket kit. Busbar bracket kit. Cable hook pair
TBD | AUR-1S10-740-U4-SN-ST | image | datasheet | deeplink | TUNGSRAM - Tungsram Auriso - 8700lm - 65W - 4000K - 70CRI - TBD[SKU] - Bracket. Y-cable | 1.79 | Bracket. Y-cable | LED | 1 | 65 | [8 empty] | CE | [6 empty] | 20 | 4000 | 450x250x75 |  | 220-240V |  | 5 | A++ | 45° | 3 | 70 |  | 4000 |  | 126000 | >=0.95 | 292000 |  |  | 133.8462 |  |  | 9 | U4 | 25 | max. 10% at 100.000 hrs |  | Available | 740/339 | Cx=0.4338;Cy=0.4030 | Class I | IK08 | IP50 | IP20 | 50 | 350 | -25 | 1 | 65 | RAL9016 | 50-60Hz | Passive | LED | embedded sensor system | High Bay Rectangular | Tungsram Auriso | Indoor industrial |  | 19.8 | 8700 | Yes |  | risk group 1 |  | Bracket kit. Tilted bracket kit. Busbar bracket kit. Cable hook pair
TBD | AUR-1S10-730-U4-SN-ST | image | datasheet | deeplink | TUNGSRAM - Tungsram Auriso - 8500lm - 65W - 3000K - 70CRI - TBD[SKU] - Bracket. Y-cable | 1.79 | Bracket. Y-cable | LED | 1 | 65 | [8 empty] | CE | [6 empty] | 20 | 3000 | 450x250x75 |  | 220-240V |  | 5 | A++ | 45° | 3 | 70 |  | 3000 |  | 126000 | >=0.95 | 292000 |  |  | 130.7692 |  |  | 9 | U4 | 25 | max. 10% at 100.000 hrs |  | Available | 730/339 | Cx=0.4338;Cy=0.4030 | Class I | IK08 | IP50 | IP20 | 50 | 350 | -25 | 1 | 65 | RAL9016 | 50-60Hz | Passive | LED | embedded sensor system | High Bay Rectangular | Tungsram Auriso | Indoor industrial |  | 19.7 | 8500 | Yes |  | risk group 1 |  | Bracket kit. Tilted bracket kit. Busbar bracket kit. Cable hook pair
TBD | AUR-1S10-850-L9-SN-ST | image | datasheet | deeplink | TUNGSRAM - Tungsram Auriso - 10300lm - 65W - 5000K - 80CRI - TBD[SKU] - Bracket. Y-cable | 1.79 | Bracket. Y-cable | LED | 1 | 65 | [8 empty] | CE | [6 empty] | 20 | 5000 | 450x250x75 |  | 220-240V |  | 5 | A++ | 90° | 3 | 80 |  | 5000 |  | 126000 | >=0.95 | 292000 |  |  | 158.4615 |  |  | 9 | L9 | 25 | max. 10% at 100.000 hrs |  | Available | 850/339 | Cx=0.3447;Cy=0.3553 | Class I | IK08 | IP50 | IP20 | 50 | 350 | -25 | 1 | 65 | RAL9016 | 50-60Hz | Passive | LED | embedded sensor system | High Bay Rectangular | Tungsram Auriso | Indoor industrial |  | 22.1 | 10300 | Yes |  | risk group 1 |  | Bracket kit. Tilted bracket kit. Busbar bracket kit. Cable hook pair
TBD | AUR-1S10-840-L9-SN-ST | image | datasheet | deeplink | TUNGSRAM - Tungsram Auriso - 10100lm - 65W - 4000K - 80CRI - TBD[SKU] - Bracket. Y-cable | 1.79 | Bracket. Y-cable | LED | 1 | 65 | [8 empty] | CE | [6 empty] | 20 | 4000 | 450x250x75 |  | 220-240V |  | 5 | A++ | 90° | 3 | 80 |  | 4000 |  | 126000 | >=0.95 | 292000 |  |  | 155.3846 |  |  | 9 | L9 | 25 | max. 10% at 100.000 hrs |  | Available | 840/339 | Cx=0.3818;Cy=0.3797 | Class I | IK08 | IP50 | IP20 | 50 | 350 | -25 | 1 | 65 | RAL9016 | 50-60Hz | Passive | LED | embedded sensor system | High Bay Rectangular | Tungsram Auriso | Indoor industrial |  | 22.1 | 10100 | Yes |  | risk group 1 |  | Bracket kit. Tilted bracket kit. Busbar bracket kit. Cable hook pair
TBD | AUR-1S10-830-L9-SN-ST | image | datasheet | deeplink | TUNGSRAM - Tungsram Auriso - 9500lm - 65W - 3000K - 80CRI - TBD[SKU] - Bracket. Y-cable | 1.79 | Bracket. Y-cable | LED | 1 | 65 | [8 empty] | CE | [6 empty] | 20 | 3000 | 450x250x75 |  | 220-240V |  | 5 | A++ | 90° | 3 | 80 |  | 3000 |  | 126000 | >=0.95 | 292000 |  |  | 146.1538 |  |  | 9 | L9 | 25 | max. 10% at 100.000 hrs |  | Available | 830/339 | Cx=0.4338;Cy=0.4030 | Class I | IK08 | IP50 | IP20 | 50 | 350 | -25 | 1 | 65 | RAL9016 | 50-60Hz | Passive | LED | embedded sensor system | High Bay Rectangular | Tungsram Auriso | Indoor industrial |  | 22 | 9500 | Yes |  | risk group 1 |  | Bracket kit. Tilted bracket kit. Busbar bracket kit. Cable hook pair
TBD | AUR-1S10-750-L9-SN-ST | image | datasheet | deeplink | TUNGSRAM - Tungsram Auriso - 10600lm - 65W - 5000K - 70CRI - TBD[SKU] - Bracket. Y-cable | 1.79 | Bracket. Y-cable | LED | 1 | 65 | [8 empty] | CE | [6 empty] | 20 | 5000 | 450x250x75 |  | 220-240V |  | 5 | A++ | 90° | 3 | 70 |  | 5000 |  | 126000 | >=0.95 | 292000 |  |  | 163.0769 |  |  | 9 | L9 | 25 | max. 10% at 100.000 hrs |  | Available | 750/339 | Cx=0.3447;Cy=0.3553 | Class I | IK08 | IP50 | IP20 | 50 | 350 | -25 | 1 | 65 | RAL9016 | 50-60Hz | Passive | LED | embedded sensor system | High Bay Rectangular | Tungsram Auriso | Indoor industrial |  | 22.4 | 10600 | Yes |  | risk group 1 |  | Bracket kit. Tilted bracket kit. Busbar bracket kit. Cable hook pair
TBD | AUR-1S10-740-L9-SN-ST | image | datasheet | deeplink | TUNGSRAM - Tungsram Auriso - 10600lm - 65W - 4000K - 70CRI - TBD[SKU] - Bracket. Y-cable | 1.79 | Bracket. Y-cable | LED | 1 | 65 | [8 empty] | CE | [6 empty] | 20 | 4000 | 450x250x75 |  | 220-240V |  | 5 | A++ | 90° | 3 | 70 |  | 4000 |  | 126000 | >=0.95 | 292000 |  |  | 163.0769 |  |  | 9 | L9 | 25 | max. 10% at 100.000 hrs |  | Available | 740/339 | Cx=0.4338;Cy=0.4030 | Class I | IK08 | IP50 | IP20 | 50 | 350 | -25 | 1 | 65 | RAL9016 | 50-60Hz | Passive | LED | embedded sensor system | High Bay Rectangular | Tungsram Auriso | Indoor industrial |  | 22.4 | 10600 | Yes |  | risk group 1 |  | Bracket kit. Tilted bracket kit. Busbar bracket kit. Cable hook pair
TBD | AUR-1S10-730-L9-SN-ST | image | datasheet | deeplink | TUNGSRAM - Tungsram Auriso - 10300lm - 65W - 3000K - 70CRI - TBD[SKU] - Bracket. Y-cable | 1.79 | Bracket. Y-cable | LED | 1 | 65 | [8 empty] | CE | [6 empty] | 20 | 3000 | 450x250x75 |  | 220-240V |  | 5 | A++ | 90° | 3 | 70 |  | 3000 |  | 126000 | >=0.95 | 292000 |  |  | 158.4615 |  |  | 9 | L9 | 25 | max. 10% at 100.000 hrs |  | Available | 730/339 | Cx=0.4338;Cy=0.4030 | Class I | IK08 | IP50 | IP20 | 50 | 350 | -25 | 1 | 65 | RAL9016 | 50-60Hz | Passive | LED | embedded sensor system | High Bay Rectangular | Tungsram Auriso | Indoor industrial |  | 22.3 | 10300 | Yes |  | risk group 1 |  | Bracket kit. Tilted bracket kit. Busbar bracket kit. Cable hook pair
TBD | AUR-1S10-850-L6-SN-ST | image | datasheet | deeplink | TUNGSRAM - Tungsram Auriso - 9900lm - 65W - 5000K - 80CRI - TBD[SKU] - Bracket. Y-cable | 1.79 | Bracket. Y-cable | LED | 1 | 65 | [8 empty] | CE | [6 empty] | 20 | 5000 | 450x250x75 |  | 220-240V |  | 5 | A++ | 70° | 3 | 80 |  | 5000 |  | 126000 | >=0.95 | 292000 |  |  | 152.3077 |  |  | 9 | L6 | 25 | max. 10% at 100.000 hrs |  | Available | 850/339 | Cx=0.3447;Cy=0.3553 | Class I | IK08 | IP50 | IP20 | 50 | 350 | -25 | 1 | 65 | RAL9016 | 50-60Hz | Passive | LED | embedded sensor system | High Bay Rectangular | Tungsram Auriso | Indoor industrial |  | 20.5 | 9900 | Yes |  | risk group 1 |  | Bracket kit. Tilted bracket kit. Busbar bracket kit. Cable hook pair
TBD | AUR-1S10-840-L6-SN-ST | image | datasheet | deeplink | TUNGSRAM - Tungsram Auriso - 9700lm - 65W - 4000K - 80CRI - TBD[SKU] - Bracket. Y-cable | 1.79 | Bracket. Y-cable | LED | 1 | 65 | [8 empty] | CE | [6 empty] | 20 | 4000 | 450x250x75 |  | 220-240V |  | 5 | A++ | 70° | 3 | 80 |  | 4000 |  | 126000 | >=0.95 | 292000 |  |  | 149.2308 |  |  | 9 | L6 | 25 | max. 10% at 100.000 hrs |  | Available | 840/339 | Cx=0.3818;Cy=0.3797 | Class I | IK08 | IP50 | IP20 | 50 | 350 | -25 | 1 | 65 | RAL9016 | 50-60Hz | Passive | LED | embedded sensor system | High Bay Rectangular | Tungsram Auriso | Indoor industrial |  | 20.5 | 9700 | Yes |  | risk group 1 |  | Bracket kit. Tilted bracket kit. Busbar bracket kit. Cable hook pair
TBD | AUR-1S10-830-L6-SN-ST | image | datasheet | deeplink | TUNGSRAM - Tungsram Auriso - 9100lm - 65W - 3000K - 80CRI - TBD[SKU] - Bracket. Y-cable | 1.79 | Bracket. Y-cable | LED | 1 | 65 | [8 empty] | CE | [6 empty] | 20 | 3000 | 450x250x75 |  | 220-240V |  | 5 | A++ | 70° | 3 | 80 |  | 3000 |  | 126000 | >=0.95 | 292000 |  |  | 140 |  |  | 9 | L6 | 25 | max. 10% at 100.000 hrs |  | Available | 830/339 | Cx=0.4338;Cy=0.4030 | Class I | IK08 | IP50 | IP20 | 50 | 350 | -25 | 1 | 65 | RAL9016 | 50-60Hz | Passive | LED | embedded sensor system | High Bay Rectangular | Tungsram Auriso | Indoor industrial |  | 20.4 | 9100 | Yes |  | risk group 1 |  | Bracket kit. Tilted bracket kit. Busbar bracket kit. Cable hook pair
TBD | AUR-1S10-750-L6-SN-ST | image | datasheet | deeplink | TUNGSRAM - Tungsram Auriso - 10200lm - 65W - 5000K - 70CRI - TBD[SKU] - Bracket. Y-cable | 1.79 | Bracket. Y-cable | LED | 1 | 65 | [8 empty] | CE | [6 empty] | 20 | 5000 | 450x250x75 |  | 220-240V |  | 5 | A++ | 70° | 3 | 70 |  | 5000 |  | 126000 | >=0.95 | 292000 |  |  | 156.9231 |  |  | 9 | L6 | 25 | max. 10% at 100.000 hrs |  | Available | 750/339 | Cx=0.3447;Cy=0.3553 | Class I | IK08 | IP50 | IP20 | 50 | 350 | -25 | 1 | 65 | RAL9016 | 50-60Hz | Passive | LED | embedded sensor system | High Bay Rectangular | Tungsram Auriso | Indoor industrial |  | 20.8 | 10200 | Yes |  | risk group 1 |  | Bracket kit. Tilted bracket kit. Busbar bracket kit. Cable hook pair
TBD | AUR-1S10-740-L6-SN-ST | image | datasheet | deeplink | TUNGSRAM - Tungsram Auriso - 10200lm - 65W - 4000K - 70CRI - TBD[SKU] - Bracket. Y-cable | 1.79 | Bracket. Y-cable | LED | 1 | 65 | [8 empty] | CE | [6 empty] | 20 | 4000 | 450x250x75 |  | 220-240V |  | 5 | A++ | 70° | 3 | 70 |  | 4000 |  | 126000 | >=0.95 | 292000 |  |  | 156.9231 |  |  | 9 | L6 | 25 | max. 10% at 100.000 hrs |  | Available | 740/339 | Cx=0.4338;Cy=0.4030 | Class I | IK08 | IP50 | IP20 | 50 | 350 | -25 | 1 | 65 | RAL9016 | 50-60Hz | Passive | LED | embedded sensor system | High Bay Rectangular | Tungsram Auriso | Indoor industrial |  | 20.8 | 10200 | Yes |  | risk group 1 |  | Bracket kit. Tilted bracket kit. Busbar bracket kit. Cable hook pair
TBD | AUR-1S10-730-L6-SN-ST | image | datasheet | deeplink | TUNGSRAM - Tungsram Auriso - 9900lm - 65W - 3000K - 70CRI - TBD[SKU] - Bracket. Y-cable | 1.79 | Bracket. Y-cable | LED | 1 | 65 | [8 empty] | CE | [6 empty] | 20 | 3000 | 450x250x75 |  | 220-240V |  | 5 | A++ | 70° | 3 | 70 |  | 3000 |  | 126000 | >=0.95 | 292000 |  |  | 152.3077 |  |  | 9 | L6 | 25 | max. 10% at 100.000 hrs |  | Available | 730/339 | Cx=0.4338;Cy=0.4030 | Class I | IK08 | IP50 | IP20 | 50 | 350 | -25 | 1 | 65 | RAL9016 | 50-60Hz | Passive | LED | embedded sensor system | High Bay Rectangular | Tungsram Auriso | Indoor industrial |  | 20.6 | 9900 | Yes |  | risk group 1 |  | Bracket kit. Tilted bracket kit. Busbar bracket kit. Cable hook pair
TBD | AUR-1S10-850-L3-SN-ST | image | datasheet | deeplink | TUNGSRAM - Tungsram Auriso - 10600lm - 65W - 5000K - 80CRI - TBD[SKU] - Bracket. Y-cable | 1.79 | Bracket. Y-cable | LED | 1 | 65 | [8 empty] | CE | [6 empty] | 20 | 5000 | 450x250x75 |  | 220-240V |  | 5 | A++ | 35° | 3 | 80 |  | 5000 |  | 126000 | >=0.95 | 292000 |  |  | 163.0769 |  |  | 9 | L3 | 25 | max. 10% at 100.000 hrs |  | Available | 850/339 | Cx=0.3447;Cy=0.3553 | Class I | IK08 | IP50 | IP20 | 50 | 350 | -25 | 1 | 65 | RAL9016 | 50-60Hz | Passive | LED | embedded sensor system | High Bay Rectangular | Tungsram Auriso | Indoor industrial |  | 16 | 10600 | Yes |  | risk group 1 |  | Bracket kit. Tilted bracket kit. Busbar bracket kit. Cable hook pair
TBD | AUR-1S10-840-L3-SN-ST | image | datasheet | deeplink | TUNGSRAM - Tungsram Auriso - 10300lm - 65W - 4000K - 80CRI - TBD[SKU] - Bracket. Y-cable | 1.79 | Bracket. Y-cable | LED | 1 | 65 | [8 empty] | CE | [6 empty] | 20 | 4000 | 450x250x75 |  | 220-240V |  | 5 | A++ | 35° | 3 | 80 |  | 4000 |  | 126000 | >=0.95 | 292000 |  |  | 158.4615 |  |  | 9 | L3 | 25 | max. 10% at 100.000 hrs |  | Available | 840/339 | Cx=0.3818;Cy=0.3797 | Class I | IK08 | IP50 | IP20 | 50 | 350 | -25 | 1 | 65 | RAL9016 | 50-60Hz | Passive | LED | embedded sensor system | High Bay Rectangular | Tungsram Auriso | Indoor industrial |  | 16 | 10300 | Yes |  | risk group 1 |  | Bracket kit. Tilted bracket kit. Busbar bracket kit. Cable hook pair
TBD | AUR-1S10-830-L3-SN-ST | image | datasheet | deeplink | TUNGSRAM - Tungsram Auriso - 9700lm - 65W - 3000K - 80CRI - TBD[SKU] - Bracket. Y-cable | 1.79 | Bracket. Y-cable | LED | 1 | 65 | [8 empty] | CE | [6 empty] | 20 | 3000 | 450x250x75 |  | 220-240V |  | 5 | A++ | 35° | 3 | 80 |  | 3000 |  | 126000 | >=0.95 | 292000 |  |  | 149.2308 |  |  | 9 | L3 | 25 | max. 10% at 100.000 hrs |  | Available | 830/339 | Cx=0.4338;Cy=0.4030 | Class I | IK08 | IP50 | IP20 | 50 | 350 | -25 | 1 | 65 | RAL9016 | 50-60Hz | Passive | LED | embedded sensor system | High Bay Rectangular | Tungsram Auriso | Indoor industrial |  | 15.9 | 9700 | Yes |  | risk group 1 |  | Bracket kit. Tilted bracket kit. Busbar bracket kit. Cable hook pair
TBD | AUR-1S10-750-L3-SN-ST | image | datasheet | deeplink | TUNGSRAM - Tungsram Auriso - 10900lm - 65W - 5000K - 70CRI - TBD[SKU] - Bracket. Y-cable | 1.79 | Bracket. Y-cable | LED | 1 | 65 | [8 empty] | CE | [6 empty] | 20 | 5000 | 450x250x75 |  | 220-240V |  | 5 | A++ | 35° | 3 | 70 |  | 5000 |  | 126000 | >=0.95 | 292000 |  |  | 167.6923 |  |  | 9 | L3 | 25 | max. 10% at 100.000 hrs |  | Available | 750/339 | Cx=0.3447;Cy=0.3553 | Class I | IK08 | IP50 | IP20 | 50 | 350 | -25 | 1 | 65 | RAL9016 | 50-60Hz | Passive | LED | embedded sensor system | High Bay Rectangular | Tungsram Auriso | Indoor industrial |  | 16.3 | 10900 | Yes |  | risk group 1 |  | Bracket kit. Tilted bracket kit. Busbar bracket kit. Cable hook pair
TBD | AUR-1S10-740-L3-SN-ST | image | datasheet | deeplink | TUNGSRAM - Tungsram Auriso - 10800lm - 65W - 4000K - 70CRI - TBD[SKU] - Bracket. Y-cable | 1.79 | Bracket. Y-cable | LED | 1 | 65 | [8 empty] | CE | [6 empty] | 20 | 4000 | 450x250x75 |  | 220-240V |  | 5 | A++ | 35° | 3 | 70 |  | 4000 |  | 126000 | >=0.95 | 292000 |  |  | 166.1538 |  |  | 9 | L3 | 25 | max. 10% at 100.000 hrs |  | Available | 740/339 | Cx=0.4338;Cy=0.4030 | Class I | IK08 | IP50 | IP20 | 50 | 350 | -25 | 1 | 65 | RAL9016 | 50-60Hz | Passive | LED | embedded sensor system | High Bay Rectangular | Tungsram Auriso | Indoor industrial |  | 16.3 | 10800 | Yes |  | risk group 1 |  | Bracket kit. Tilted bracket kit. Busbar bracket kit. Cable hook pair
TBD | AUR-1S10-730-L3-SN-ST | image | datasheet | deeplink | TUNGSRAM - Tungsram Auriso - 10500lm - 65W - 3000K - 70CRI - TBD[SKU] - Bracket. Y-cable | 1.79 | Bracket. Y-cable | LED | 1 | 65 | [8 empty] | CE | [6 empty] | 20 | 3000 | 450x250x75 |  | 220-240V |  | 5 | A++ | 35° | 3 | 70 |  | 3000 |  | 126000 | >=0.95 | 292000 |  |  | 161.5385 |  |  | 9 | L3 | 25 | max. 10% at 100.000 hrs |  | Available | 730/339 | Cx=0.4338;Cy=0.4030 | Class I | IK08 | IP50 | IP20 | 50 | 350 | -25 | 1 | 65 | RAL9016 | 50-60Hz | Passive | LED | embedded sensor system | High Bay Rectangular | Tungsram Auriso | Indoor industrial |  | 16.1 | 10500 | Yes |  | risk group 1 |  | Bracket kit. Tilted bracket kit. Busbar bracket kit. Cable hook pair
TBD | AUR-1S10-850-D1-SN-ST | image | datasheet | deeplink | TUNGSRAM - Tungsram Auriso - 9000lm - 65W - 5000K - 80CRI - TBD[SKU] - Bracket. Y-cable | 1.79 | Bracket. Y-cable | LED | 1 | 65 | [8 empty] | CE | [6 empty] | 20 | 5000 | 450x250x75 |  | 220-240V |  | 5 | A++ | 100° | 3 | 80 |  | 5000 |  | 126000 | >=0.95 | 292000 |  |  | 138.4615 |  |  | 9 | D1 | 25 | max. 10% at 100.000 hrs |  | Available | 850/339 | Cx=0.3447;Cy=0.3553 | Class I | IK08 | IP20 | IP20 | 50 | 350 | -25 | 1 | 65 | RAL9016 | 50-60Hz | Passive | LED | embedded sensor system | High Bay Rectangular | Tungsram Auriso | Indoor industrial |  | 24.4 | 9000 | Yes |  | risk group 1 |  | Bracket kit. Tilted bracket kit. Busbar bracket kit. Cable hook pair
TBD | AUR-1S10-840-D1-SN-ST | image | datasheet | deeplink | TUNGSRAM - Tungsram Auriso - 8800lm - 65W - 4000K - 80CRI - TBD[SKU] - Bracket. Y-cable | 1.79 | Bracket. Y-cable | LED | 1 | 65 | [8 empty] | CE | [6 empty] | 20 | 4000 | 450x250x75 |  | 220-240V |  | 5 | A++ | 100° | 3 | 80 |  | 4000 |  | 126000 | >=0.95 | 292000 |  |  | 135.3846 |  |  | 9 | D1 | 25 | max. 10% at 100.000 hrs |  | Available | 840/339 | Cx=0.3818;Cy=0.3797 | Class I | IK08 | IP20 | IP20 | 50 | 350 | -25 | 1 | 65 | RAL9016 | 50-60Hz | Passive | LED | embedded sensor system | High Bay Rectangular | Tungsram Auriso | Indoor industrial |  | 24.4 | 8800 | Yes |  | risk group 1 |  | Bracket kit. Tilted bracket kit. Busbar bracket kit. Cable hook pair
TBD | AUR-1S10-830-D1-SN-ST | image | datasheet | deeplink | TUNGSRAM - Tungsram Auriso - 8300lm - 65W - 3000K - 80CRI - TBD[SKU] - Bracket. Y-cable | 1.79 | Bracket. Y-cable | LED | 1 | 65 | [8 empty] | CE | [6 empty] | 20 | 3000 | 450x250x75 |  | 220-240V |  | 5 | A++ | 100° | 3 | 80 |  | 3000 |  | 126000 | >=0.95 | 292000 |  |  | 127.6923 |  |  | 9 | D1 | 25 | max. 10% at 100.000 hrs |  | Available | 830/339 | Cx=0.4338;Cy=0.4030 | Class I | IK08 | IP20 | IP20 | 50 | 350 | -25 | 1 | 65 | RAL9016 | 50-60Hz | Passive | LED | embedded sensor system | High Bay Rectangular | Tungsram Auriso | Indoor industrial |  | 24.2 | 8300 | Yes |  | risk group 1 |  | Bracket kit. Tilted bracket kit. Busbar bracket kit. Cable hook pair
TBD | AUR-1S10-750-D1-SN-ST | image | datasheet | deeplink | TUNGSRAM - Tungsram Auriso - 9300lm - 65W - 5000K - 70CRI - TBD[SKU] - Bracket. Y-cable | 1.79 | Bracket. Y-cable | LED | 1 | 65 | [8 empty] | CE | [6 empty] | 20 | 5000 | 450x250x75 |  | 220-240V |  | 5 | A++ | 100° | 3 | 70 |  | 5000 |  | 126000 | >=0.95 | 292000 |  |  | 143.0769 |  |  | 9 | D1 | 25 | max. 10% at 100.000 hrs |  | Available | 750/339 | Cx=0.3447;Cy=0.3553 | Class I | IK08 | IP20 | IP20 | 50 | 350 | -25 | 1 | 65 | RAL9016 | 50-60Hz | Passive | LED | embedded sensor system | High Bay Rectangular | Tungsram Auriso | Indoor industrial |  | 24.6 | 9300 | Yes |  | risk group 1 |  | Bracket kit. Tilted bracket kit. Busbar bracket kit. Cable hook pair
TBD | AUR-1S10-740-D1-SN-ST | image | datasheet | deeplink | TUNGSRAM - Tungsram Auriso - 9200lm - 65W - 4000K - 70CRI - TBD[SKU] - Bracket. Y-cable | 1.79 | Bracket. Y-cable | LED | 1 | 65 | [8 empty] | CE | [6 empty] | 20 | 4000 | 450x250x75 |  | 220-240V |  | 5 | A++ | 100° | 3 | 70 |  | 4000 |  | 126000 | >=0.95 | 292000 |  |  | 141.5385 |  |  | 9 | D1 | 25 | max. 10% at 100.000 hrs |  | Available | 740/339 | Cx=0.4338;Cy=0.4030 | Class I | IK08 | IP20 | IP20 | 50 | 350 | -25 | 1 | 65 | RAL9016 | 50-60Hz | Passive | LED | embedded sensor system | High Bay Rectangular | Tungsram Auriso | Indoor industrial |  | 24.6 | 9200 | Yes |  | risk group 1 |  | Bracket kit. Tilted bracket kit. Busbar bracket kit. Cable hook pair
TBD | AUR-1S10-730-D1-SN-ST | image | datasheet | deeplink | TUNGSRAM - Tungsram Auriso - 9000lm - 65W - 3000K - 70CRI - TBD[SKU] - Bracket. Y-cable | 1.79 | Bracket. Y-cable | LED | 1 | 65 | [8 empty] | CE | [6 empty] | 20 | 3000 | 450x250x75 |  | 220-240V |  | 5 | A++ | 100° | 3 | 70 |  | 3000 |  | 126000 | >=0.95 | 292000 |  |  | 138.4615 |  |  | 9 | D1 | 25 | max. 10% at 100.000 hrs |  | Available | 730/339 | Cx=0.4338;Cy=0.4030 | Class I | IK08 | IP20 | IP20 | 50 | 350 | -25 | 1 | 65 | RAL9016 | 50-60Hz | Passive | LED | embedded sensor system | High Bay Rectangular | Tungsram Auriso | Indoor industrial |  | 24.5 | 9000 | Yes |  | risk group 1 |  | Bracket kit. Tilted bracket kit. Busbar bracket kit. Cable hook pair
TBD | AUR-1S10-850-C1-SN-ST | image | datasheet | deeplink | TUNGSRAM - Tungsram Auriso - 10000lm - 65W - 5000K - 80CRI - TBD[SKU] - Bracket. Y-cable | 1.79 | Bracket. Y-cable | LED | 1 | 65 | [8 empty] | CE | [6 empty] | 20 | 5000 | 450x250x75 |  | 220-240V |  | 5 | A++ | 110° | 3 | 80 |  | 5000 |  | 126000 | >=0.95 | 292000 |  |  | 153.8462 |  |  | 9 | C1 | 25 | max. 10% at 100.000 hrs |  | Available | 850/339 | Cx=0.3447;Cy=0.3553 | Class I | IK08 | IP20 | IP20 | 50 | 350 | -25 | 1 | 65 | RAL9016 | 50-60Hz | Passive | LED | embedded sensor system | High Bay Rectangular | Tungsram Auriso | Indoor industrial |  | 24.2 | 10000 | Yes |  | risk group 1 |  | Bracket kit. Tilted bracket kit. Busbar bracket kit. Cable hook pair
TBD | AUR-1S10-840-C1-SN-ST | image | datasheet | deeplink | TUNGSRAM - Tungsram Auriso - 9800lm - 65W - 4000K - 80CRI - TBD[SKU] - Bracket. Y-cable | 1.79 | Bracket. Y-cable | LED | 1 | 65 | [8 empty] | CE | [6 empty] | 20 | 4000 | 450x250x75 |  | 220-240V |  | 5 | A++ | 110° | 3 | 80 |  | 4000 |  | 126000 | >=0.95 | 292000 |  |  | 150.7692 |  |  | 9 | C1 | 25 | max. 10% at 100.000 hrs |  | Available | 840/339 | Cx=0.3818;Cy=0.3797 | Class I | IK08 | IP20 | IP20 | 50 | 350 | -25 | 1 | 65 | RAL9016 | 50-60Hz | Passive | LED | embedded sensor system | High Bay Rectangular | Tungsram Auriso | Indoor industrial |  | 24.2 | 9800 | Yes |  | risk group 1 |  | Bracket kit. Tilted bracket kit. Busbar bracket kit. Cable hook pair
TBD | AUR-1S10-830-C1-SN-ST | image | datasheet | deeplink | TUNGSRAM - Tungsram Auriso - 9200lm - 65W - 3000K - 80CRI - TBD[SKU] - Bracket. Y-cable | 1.79 | Bracket. Y-cable | LED | 1 | 65 | [8 empty] | CE | [6 empty] | 20 | 3000 | 450x250x75 |  | 220-240V |  | 5 | A++ | 110° | 3 | 80 |  | 3000 |  | 126000 | >=0.95 | 292000 |  |  | 141.5385 |  |  | 9 | C1 | 25 | max. 10% at 100.000 hrs |  | Available | 830/339 | Cx=0.4338;Cy=0.4030 | Class I | IK08 | IP20 | IP20 | 50 | 350 | -25 | 1 | 65 | RAL9016 | 50-60Hz | Passive | LED | embedded sensor system | High Bay Rectangular | Tungsram Auriso | Indoor industrial |  | 24.1 | 9200 | Yes |  | risk group 1 |  | Bracket kit. Tilted bracket kit. Busbar bracket kit. Cable hook pair
TBD | AUR-1S10-750-C1-SN-ST | image | datasheet | deeplink | TUNGSRAM - Tungsram Auriso - 10300lm - 65W - 5000K - 70CRI - TBD[SKU] - Bracket. Y-cable | 1.79 | Bracket. Y-cable | LED | 1 | 65 | [8 empty] | CE | [6 empty] | 20 | 5000 | 450x250x75 |  | 220-240V |  | 5 | A++ | 110° | 3 | 70 |  | 5000 |  | 126000 | >=0.95 | 292000 |  |  | 158.4615 |  |  | 9 | C1 | 25 | max. 10% at 100.000 hrs |  | Available | 750/339 | Cx=0.3447;Cy=0.3553 | Class I | IK08 | IP20 | IP20 | 50 | 350 | -25 | 1 | 65 | RAL9016 | 50-60Hz | Passive | LED | embedded sensor system | High Bay Rectangular | Tungsram Auriso | Indoor industrial |  | 24.5 | 10300 | Yes |  | risk group 1 |  | Bracket kit. Tilted bracket kit. Busbar bracket kit. Cable hook pair
TBD | AUR-1S10-740-C1-SN-ST | image | datasheet | deeplink | TUNGSRAM - Tungsram Auriso - 10300lm - 65W - 4000K - 70CRI - TBD[SKU] - Bracket. Y-cable | 1.79 | Bracket. Y-cable | LED | 1 | 65 | [8 empty] | CE | [6 empty] | 20 | 4000 | 450x250x75 |  | 220-240V |  | 5 | A++ | 110° | 3 | 70 |  | 4000 |  | 126000 | >=0.95 | 292000 |  |  | 158.4615 |  |  | 9 | C1 | 25 | max. 10% at 100.000 hrs |  | Available | 740/339 | Cx=0.4338;Cy=0.4030 | Class I | IK08 | IP20 | IP20 | 50 | 350 | -25 | 1 | 65 | RAL9016 | 50-60Hz | Passive | LED | embedded sensor system | High Bay Rectangular | Tungsram Auriso | Indoor industrial |  | 24.5 | 10300 | Yes |  | risk group 1 |  | Bracket kit. Tilted bracket kit. Busbar bracket kit. Cable hook pair
TBD | AUR-1S10-730-C1-SN-ST | image | datasheet | deeplink | TUNGSRAM - Tungsram Auriso - 10000lm - 65W - 3000K - 70CRI - TBD[SKU] - Bracket. Y-cable | 1.79 | Bracket. Y-cable | LED | 1 | 65 | [8 empty] | CE | [6 empty] | 20 | 3000 | 450x250x75 |  | 220-240V |  | 5 | A++ | 110° | 3 | 70 |  | 3000 |  | 126000 | >=0.95 | 292000 |  |  | 153.8462 |  |  | 9 | C1 | 25 | max. 10% at 100.000 hrs |  | Available | 730/339 | Cx=0.4338;Cy=0.4030 | Class I | IK08 | IP20 | IP20 | 50 | 350 | -25 | 1 | 65 | RAL9016 | 50-60Hz | Passive | LED | embedded sensor system | High Bay Rectangular | Tungsram Auriso | Indoor industrial |  | 24.4 | 10000 | Yes |  | risk group 1 |  | Bracket kit. Tilted bracket kit. Busbar bracket kit. Cable hook pair
TBD | AUR-2S60-850-U8-DL-ST | image | datasheet | deeplink | TUNGSRAM - Tungsram Auriso - 50600lm - 426W - 5000K - 80CRI - TBD[SKU] - Bracket. Y-cable | 3.38 | Bracket. Y-cable | LED | 1 | 426 | [8 empty] | CE | [6 empty] | 20 | 5000 | 752x250x75 |  | 220-240V |  | 5 | A++ | 80° | 3 | 80 |  | 5000 |  | 57000 | >=0.95 | 134000 |  |  | 118.7793 |  |  | 9 | U8 | 25 | max. 10% at 100.000 hrs |  | Available | 850/339 | Cx=0.3447;Cy=0.3553 | Class I | IK08 | IP20 | IP20 | 45 | 2320 | -25 | 1 | 426 | RAL9016 | 50-60Hz | Passive | LED | dimmable | High Bay Rectangular | Tungsram Auriso | Indoor industrial |  | 25.6 | 50600 | No sensor |  | risk group 1 |  | Bracket kit. Tilted bracket kit. Busbar bracket kit. Cable hook pair
TBD | AUR-2S60-840-U8-DL-ST | image | datasheet | deeplink | TUNGSRAM - Tungsram Auriso - 49300lm - 426W - 4000K - 80CRI - TBD[SKU] - Bracket. Y-cable | 3.38 | Bracket. Y-cable | LED | 1 | 426 | [8 empty] | CE | [6 empty] | 20 | 4000 | 752x250x75 |  | 220-240V |  | 5 | A++ | 80° | 3 | 80 |  | 4000 |  | 57000 | >=0.95 | 134000 |  |  | 115.7277 |  |  | 9 | U8 | 25 | max. 10% at 100.000 hrs |  | Available | 840/339 | Cx=0.3818;Cy=0.3797 | Class I | IK08 | IP20 | IP20 | 45 | 2320 | -25 | 1 | 426 | RAL9016 | 50-60Hz | Passive | LED | dimmable | High Bay Rectangular | Tungsram Auriso | Indoor industrial |  | 25.6 | 49300 | No sensor |  | risk group 1 |  | Bracket kit. Tilted bracket kit. Busbar bracket kit. Cable hook pair
TBD | AUR-2S60-830-U8-DL-ST | image | datasheet | deeplink | TUNGSRAM - Tungsram Auriso - 46500lm - 426W - 3000K - 80CRI - TBD[SKU] - Bracket. Y-cable | 3.38 | Bracket. Y-cable | LED | 1 | 426 | [8 empty] | CE | [6 empty] | 20 | 3000 | 752x250x75 |  | 220-240V |  | 5 | A++ | 80° | 3 | 80 |  | 3000 |  | 57000 | >=0.95 | 134000 |  |  | 109.1549 |  |  | 9 | U8 | 25 | max. 10% at 100.000 hrs |  | Available | 830/339 | Cx=0.4338;Cy=0.4030 | Class I | IK08 | IP20 | IP20 | 45 | 2320 | -25 | 1 | 426 | RAL9016 | 50-60Hz | Passive | LED | dimmable | High Bay Rectangular | Tungsram Auriso | Indoor industrial |  | 25.4 | 46500 | No sensor |  | risk group 1 |  | Bracket kit. Tilted bracket kit. Busbar bracket kit. Cable hook pair
TBD | AUR-2S60-750-U8-DL-ST | image | datasheet | deeplink | TUNGSRAM - Tungsram Auriso - 52100lm - 426W - 5000K - 70CRI - TBD[SKU] - Bracket. Y-cable | 3.38 | Bracket. Y-cable | LED | 1 | 426 | [8 empty] | CE | [6 empty] | 20 | 5000 | 752x250x75 |  | 220-240V |  | 5 | A++ | 80° | 3 | 70 |  | 5000 |  | 57000 | >=0.95 | 134000 |  |  | 122.3005 |  |  | 9 | U8 | 25 | max. 10% at 100.000 hrs |  | Available | 750/339 | Cx=0.3447;Cy=0.3553 | Class I | IK08 | IP20 | IP20 | 45 | 2320 | -25 | 1 | 426 | RAL9016 | 50-60Hz | Passive | LED | dimmable | High Bay Rectangular | Tungsram Auriso | Indoor industrial |  | 25.8 | 52100 | No sensor |  | risk group 1 |  | Bracket kit. Tilted bracket kit. Busbar bracket kit. Cable hook pair
TBD | AUR-2S60-740-U8-DL-ST | image | datasheet | deeplink | TUNGSRAM - Tungsram Auriso - 51900lm - 426W - 4000K - 70CRI - TBD[SKU] - Bracket. Y-cable | 3.38 | Bracket. Y-cable | LED | 1 | 426 | [8 empty] | CE | [6 empty] | 20 | 4000 | 752x250x75 |  | 220-240V |  | 5 | A++ | 80° | 3 | 70 |  | 4000 |  | 57000 | >=0.95 | 134000 |  |  | 121.831 |  |  | 9 | U8 | 25 | max. 10% at 100.000 hrs |  | Available | 740/339 | Cx=0.4338;Cy=0.4030 | Class I | IK08 | IP20 | IP20 | 45 | 2320 | -25 | 1 | 426 | RAL9016 | 50-60Hz | Passive | LED | dimmable | High Bay Rectangular | Tungsram Auriso | Indoor industrial |  | 25.8 | 51900 | No sensor |  | risk group 1 |  | Bracket kit. Tilted bracket kit. Busbar bracket kit. Cable hook pair
TBD | AUR-2S60-730-U8-DL-ST | image | datasheet | deeplink | TUNGSRAM - Tungsram Auriso - 50500lm - 426W - 3000K - 70CRI - TBD[SKU] - Bracket. Y-cable | 3.38 | Bracket. Y-cable | LED | 1 | 426 | [8 empty] | CE | [6 empty] | 20 | 3000 | 752x250x75 |  | 220-240V |  | 5 | A++ | 80° | 3 | 70 |  | 3000 |  | 57000 | >=0.95 | 134000 |  |  | 118.5446 |  |  | 9 | U8 | 25 | max. 10% at 100.000 hrs |  | Available | 730/339 | Cx=0.4338;Cy=0.4030 | Class I | IK08 | IP20 | IP20 | 45 | 2320 | -25 | 1 | 426 | RAL9016 | 50-60Hz | Passive | LED | dimmable | High Bay Rectangular | Tungsram Auriso | Indoor industrial |  | 25.7 | 50500 | No sensor |  | risk group 1 |  | Bracket kit. Tilted bracket kit. Busbar bracket kit. Cable hook pair
TBD | AUR-2S60-850-U6-DL-ST | image | datasheet | deeplink | TUNGSRAM - Tungsram Auriso - 46300lm - 426W - 5000K - 80CRI - TBD[SKU] - Bracket. Y-cable | 3.38 | Bracket. Y-cable | LED | 1 | 426 | [8 empty] | CE | [6 empty] | 20 | 5000 | 752x250x75 |  | 220-240V |  | 5 | A++ | 65° | 3 | 80 |  | 5000 |  | 57000 | >=0.95 | 134000 |  |  | 108.6854 |  |  | 9 | U6 | 25 | max. 10% at 100.000 hrs |  | Available | 850/339 | Cx=0.3447;Cy=0.3553 | Class I | IK08 | IP50 | IP20 | 45 | 2320 | -25 | 1 | 426 | RAL9016 | 50-60Hz | Passive | LED | dimmable | High Bay Rectangular | Tungsram Auriso | Indoor industrial |  | 24.2 | 46300 | No sensor |  | risk group 1 |  | Bracket kit. Tilted bracket kit. Busbar bracket kit. Cable hook pair
TBD | AUR-2S60-840-U6-DL-ST | image | datasheet | deeplink | TUNGSRAM - Tungsram Auriso - 45100lm - 426W - 4000K - 80CRI - TBD[SKU] - Bracket. Y-cable | 3.38 | Bracket. Y-cable | LED | 1 | 426 | [8 empty] | CE | [6 empty] | 20 | 4000 | 752x250x75 |  | 220-240V |  | 5 | A++ | 65° | 3 | 80 |  | 4000 |  | 57000 | >=0.95 | 134000 |  |  | 105.8685 |  |  | 9 | U6 | 25 | max. 10% at 100.000 hrs |  | Available | 840/339 | Cx=0.3818;Cy=0.3797 | Class I | IK08 | IP50 | IP20 | 45 | 2320 | -25 | 1 | 426 | RAL9016 | 50-60Hz | Passive | LED | dimmable | High Bay Rectangular | Tungsram Auriso | Indoor industrial |  | 24.2 | 45100 | No sensor |  | risk group 1 |  | Bracket kit. Tilted bracket kit. Busbar bracket kit. Cable hook pair
TBD | AUR-2S60-830-U6-DL-ST | image | datasheet | deeplink | TUNGSRAM - Tungsram Auriso - 42400lm - 426W - 3000K - 80CRI - TBD[SKU] - Bracket. Y-cable | 3.38 | Bracket. Y-cable | LED | 1 | 426 | [8 empty] | CE | [6 empty] | 20 | 3000 | 752x250x75 |  | 220-240V |  | 5 | A++ | 65° | 3 | 80 |  | 3000 |  | 57000 | >=0.95 | 134000 |  |  | 99.5305 |  |  | 9 | U6 | 25 | max. 10% at 100.000 hrs |  | Available | 830/339 | Cx=0.4338;Cy=0.4030 | Class I | IK08 | IP50 | IP20 | 45 | 2320 | -25 | 1 | 426 | RAL9016 | 50-60Hz | Passive | LED | dimmable | High Bay Rectangular | Tungsram Auriso | Indoor industrial |  | 24.1 | 42400 | No sensor |  | risk group 1 |  | Bracket kit. Tilted bracket kit. Busbar bracket kit. Cable hook pair
TBD | AUR-2S60-750-U6-DL-ST | image | datasheet | deeplink | TUNGSRAM - Tungsram Auriso - 47600lm - 426W - 5000K - 70CRI - TBD[SKU] - Bracket. Y-cable | 3.38 | Bracket. Y-cable | LED | 1 | 426 | [8 empty] | CE | [6 empty] | 20 | 5000 | 752x250x75 |  | 220-240V |  | 5 | A++ | 65° | 3 | 70 |  | 5000 |  | 57000 | >=0.95 | 134000 |  |  | 111.7371 |  |  | 9 | U6 | 25 | max. 10% at 100.000 hrs |  | Available | 750/339 | Cx=0.3447;Cy=0.3553 | Class I | IK08 | IP50 | IP20 | 45 | 2320 | -25 | 1 | 426 | RAL9016 | 50-60Hz | Passive | LED | dimmable | High Bay Rectangular | Tungsram Auriso | Indoor industrial |  | 24.5 | 47600 | No sensor |  | risk group 1 |  | Bracket kit. Tilted bracket kit. Busbar bracket kit. Cable hook pair
TBD | AUR-2S60-740-U6-DL-ST | image | datasheet | deeplink | TUNGSRAM - Tungsram Auriso - 47400lm - 426W - 4000K - 70CRI - TBD[SKU] - Bracket. Y-cable | 3.38 | Bracket. Y-cable | LED | 1 | 426 | [8 empty] | CE | [6 empty] | 20 | 4000 | 752x250x75 |  | 220-240V |  | 5 | A++ | 65° | 3 | 70 |  | 4000 |  | 57000 | >=0.95 | 134000 |  |  | 111.2676 |  |  | 9 | U6 | 25 | max. 10% at 100.000 hrs |  | Available | 740/339 | Cx=0.4338;Cy=0.4030 | Class I | IK08 | IP50 | IP20 | 45 | 2320 | -25 | 1 | 426 | RAL9016 | 50-60Hz | Passive | LED | dimmable | High Bay Rectangular | Tungsram Auriso | Indoor industrial |  | 24.5 | 47400 | No sensor |  | risk group 1 |  | Bracket kit. Tilted bracket kit. Busbar bracket kit. Cable hook pair
TBD | AUR-2S60-730-U6-DL-ST | image | datasheet | deeplink | TUNGSRAM - Tungsram Auriso - 46100lm - 426W - 3000K - 70CRI - TBD[SKU] - Bracket. Y-cable | 3.38 | Bracket. Y-cable | LED | 1 | 426 | [8 empty] | CE | [6 empty] | 20 | 3000 | 752x250x75 |  | 220-240V |  | 5 | A++ | 65° | 3 | 70 |  | 3000 |  | 57000 | >=0.95 | 134000 |  |  | 108.216 |  |  | 9 | U6 | 25 | max. 10% at 100.000 hrs |  | Available | 730/339 | Cx=0.4338;Cy=0.4030 | Class I | IK08 | IP50 | IP20 | 45 | 2320 | -25 | 1 | 426 | RAL9016 | 50-60Hz | Passive | LED | dimmable | High Bay Rectangular | Tungsram Auriso | Indoor industrial |  | 24.3 | 46100 | No sensor |  | risk group 1 |  | Bracket kit. Tilted bracket kit. Busbar bracket kit. Cable hook pair
TBD | AUR-2S60-850-U4-DL-ST | image | datasheet | deeplink | TUNGSRAM - Tungsram Auriso - 48200lm - 426W - 5000K - 80CRI - TBD[SKU] - Bracket. Y-cable | 3.38 | Bracket. Y-cable | LED | 1 | 426 | [8 empty] | CE | [6 empty] | 20 | 5000 | 752x250x75 |  | 220-240V |  | 5 | A++ | 45° | 3 | 80 |  | 5000 |  | 57000 | >=0.95 | 134000 |  |  | 113.1455 |  |  | 9 | U4 | 25 | max. 10% at 100.000 hrs |  | Available | 850/339 | Cx=0.3447;Cy=0.3553 | Class I | IK08 | IP50 | IP20 | 45 | 2320 | -25 | 1 | 426 | RAL9016 | 50-60Hz | Passive | LED | dimmable | High Bay Rectangular | Tungsram Auriso | Indoor industrial |  | 23.5 | 48200 | No sensor |  | risk group 1 |  | Bracket kit. Tilted bracket kit. Busbar bracket kit. Cable hook pair
TBD | AUR-2S60-840-U4-DL-ST | image | datasheet | deeplink | TUNGSRAM - Tungsram Auriso - 47000lm - 426W - 4000K - 80CRI - TBD[SKU] - Bracket. Y-cable | 3.38 | Bracket. Y-cable | LED | 1 | 426 | [8 empty] | CE | [6 empty] | 20 | 4000 | 752x250x75 |  | 220-240V |  | 5 | A++ | 45° | 3 | 80 |  | 4000 |  | 57000 | >=0.95 | 134000 |  |  | 110.3286 |  |  | 9 | U4 | 25 | max. 10% at 100.000 hrs |  | Available | 840/339 | Cx=0.3818;Cy=0.3797 | Class I | IK08 | IP50 | IP20 | 45 | 2320 | -25 | 1 | 426 | RAL9016 | 50-60Hz | Passive | LED | dimmable | High Bay Rectangular | Tungsram Auriso | Indoor industrial |  | 23.5 | 47000 | No sensor |  | risk group 1 |  | Bracket kit. Tilted bracket kit. Busbar bracket kit. Cable hook pair
TBD | AUR-2S60-830-U4-DL-ST | image | datasheet | deeplink | TUNGSRAM - Tungsram Auriso - 44200lm - 426W - 3000K - 80CRI - TBD[SKU] - Bracket. Y-cable | 3.38 | Bracket. Y-cable | LED | 1 | 426 | [8 empty] | CE | [6 empty] | 20 | 3000 | 752x250x75 |  | 220-240V |  | 5 | A++ | 45° | 3 | 80 |  | 3000 |  | 57000 | >=0.95 | 134000 |  |  | 103.7559 |  |  | 9 | U4 | 25 | max. 10% at 100.000 hrs |  | Available | 830/339 | Cx=0.4338;Cy=0.4030 | Class I | IK08 | IP50 | IP20 | 45 | 2320 | -25 | 1 | 426 | RAL9016 | 50-60Hz | Passive | LED | dimmable | High Bay Rectangular | Tungsram Auriso | Indoor industrial |  | 23.4 | 44200 | No sensor |  | risk group 1 |  | Bracket kit. Tilted bracket kit. Busbar bracket kit. Cable hook pair
TBD | AUR-2S60-750-U4-DL-ST | image | datasheet | deeplink | TUNGSRAM - Tungsram Auriso - 49600lm - 426W - 5000K - 70CRI - TBD[SKU] - Bracket. Y-cable | 3.38 | Bracket. Y-cable | LED | 1 | 426 | [8 empty] | CE | [6 empty] | 20 | 5000 | 752x250x75 |  | 220-240V |  | 5 | A++ | 45° | 3 | 70 |  | 5000 |  | 57000 | >=0.95 | 134000 |  |  | 116.4319 |  |  | 9 | U4 | 25 | max. 10% at 100.000 hrs |  | Available | 750/339 | Cx=0.3447;Cy=0.3553 | Class I | IK08 | IP50 | IP20 | 45 | 2320 | -25 | 1 | 426 | RAL9016 | 50-60Hz | Passive | LED | dimmable | High Bay Rectangular | Tungsram Auriso | Indoor industrial |  | 23.8 | 49600 | No sensor |  | risk group 1 |  | Bracket kit. Tilted bracket kit. Busbar bracket kit. Cable hook pair
TBD | AUR-2S60-740-U4-DL-ST | image | datasheet | deeplink | TUNGSRAM - Tungsram Auriso - 49400lm - 426W - 4000K - 70CRI - TBD[SKU] - Bracket. Y-cable | 3.38 | Bracket. Y-cable | LED | 1 | 426 | [8 empty] | CE | [6 empty] | 20 | 4000 | 752x250x75 |  | 220-240V |  | 5 | A++ | 45° | 3 | 70 |  | 4000 |  | 57000 | >=0.95 | 134000 |  |  | 115.9624 |  |  | 9 | U4 | 25 | max. 10% at 100.000 hrs |  | Available | 740/339 | Cx=0.4338;Cy=0.4030 | Class I | IK08 | IP50 | IP20 | 45 | 2320 | -25 | 1 | 426 | RAL9016 | 50-60Hz | Passive | LED | dimmable | High Bay Rectangular | Tungsram Auriso | Indoor industrial |  | 23.8 | 49400 | No sensor |  | risk group 1 |  | Bracket kit. Tilted bracket kit. Busbar bracket kit. Cable hook pair
TBD | AUR-2S60-730-U4-DL-ST | image | datasheet | deeplink | TUNGSRAM - Tungsram Auriso - 48100lm - 426W - 3000K - 70CRI - TBD[SKU] - Bracket. Y-cable | 3.38 | Bracket. Y-cable | LED | 1 | 426 | [8 empty] | CE | [6 empty] | 20 | 3000 | 752x250x75 |  | 220-240V |  | 5 | A++ | 45° | 3 | 70 |  | 3000 |  | 57000 | >=0.95 | 134000 |  |  | 112.9108 |  |  | 9 | U4 | 25 | max. 10% at 100.000 hrs |  | Available | 730/339 | Cx=0.4338;Cy=0.4030 | Class I | IK08 | IP50 | IP20 | 45 | 2320 | -25 | 1 | 426 | RAL9016 | 50-60Hz | Passive | LED | dimmable | High Bay Rectangular | Tungsram Auriso | Indoor industrial |  | 23.6 | 48100 | No sensor |  | risk group 1 |  | Bracket kit. Tilted bracket kit. Busbar bracket kit. Cable hook pair
TBD | AUR-2S60-850-L9-DL-ST | image | datasheet | deeplink | TUNGSRAM - Tungsram Auriso - 58500lm - 426W - 5000K - 80CRI - TBD[SKU] - Bracket. Y-cable | 3.38 | Bracket. Y-cable | LED | 1 | 426 | [8 empty] | CE | [6 empty] | 20 | 5000 | 752x250x75 |  | 220-240V |  | 5 | A++ | 90° | 3 | 80 |  | 5000 |  | 57000 | >=0.95 | 134000 |  |  | 137.3239 |  |  | 9 | L9 | 25 | max. 10% at 100.000 hrs |  | Available | 850/339 | Cx=0.3447;Cy=0.3553 | Class I | IK08 | IP50 | IP20 | 45 | 2320 | -25 | 1 | 426 | RAL9016 | 50-60Hz | Passive | LED | dimmable | High Bay Rectangular | Tungsram Auriso | Indoor industrial |  | 26 | 58500 | No sensor |  | risk group 1 |  | Bracket kit. Tilted bracket kit. Busbar bracket kit. Cable hook pair
TBD | AUR-2S60-840-L9-DL-ST | image | datasheet | deeplink | TUNGSRAM - Tungsram Auriso - 57000lm - 426W - 4000K - 80CRI - TBD[SKU] - Bracket. Y-cable | 3.38 | Bracket. Y-cable | LED | 1 | 426 | [8 empty] | CE | [6 empty] | 20 | 4000 | 752x250x75 |  | 220-240V |  | 5 | A++ | 90° | 3 | 80 |  | 4000 |  | 57000 | >=0.95 | 134000 |  |  | 133.8028 |  |  | 9 | L9 | 25 | max. 10% at 100.000 hrs |  | Available | 840/339 | Cx=0.3818;Cy=0.3797 | Class I | IK08 | IP50 | IP20 | 45 | 2320 | -25 | 1 | 426 | RAL9016 | 50-60Hz | Passive | LED | dimmable | High Bay Rectangular | Tungsram Auriso | Indoor industrial |  | 26 | 57000 | No sensor |  | risk group 1 |  | Bracket kit. Tilted bracket kit. Busbar bracket kit. Cable hook pair
TBD | AUR-2S60-830-L9-DL-ST | image | datasheet | deeplink | TUNGSRAM - Tungsram Auriso - 53700lm - 426W - 3000K - 80CRI - TBD[SKU] - Bracket. Y-cable | 3.38 | Bracket. Y-cable | LED | 1 | 426 | [8 empty] | CE | [6 empty] | 20 | 3000 | 752x250x75 |  | 220-240V |  | 5 | A++ | 90° | 3 | 80 |  | 3000 |  | 57000 | >=0.95 | 134000 |  |  | 126.0563 |  |  | 9 | L9 | 25 | max. 10% at 100.000 hrs |  | Available | 830/339 | Cx=0.4338;Cy=0.4030 | Class I | IK08 | IP50 | IP20 | 45 | 2320 | -25 | 1 | 426 | RAL9016 | 50-60Hz | Passive | LED | dimmable | High Bay Rectangular | Tungsram Auriso | Indoor industrial |  | 25.8 | 53700 | No sensor |  | risk group 1 |  | Bracket kit. Tilted bracket kit. Busbar bracket kit. Cable hook pair
TBD | AUR-2S60-750-L9-DL-ST | image | datasheet | deeplink | TUNGSRAM - Tungsram Auriso - 60100lm - 426W - 5000K - 70CRI - TBD[SKU] - Bracket. Y-cable | 3.38 | Bracket. Y-cable | LED | 1 | 426 | [8 empty] | CE | [6 empty] | 20 | 5000 | 752x250x75 |  | 220-240V |  | 5 | A++ | 90° | 3 | 70 |  | 5000 |  | 57000 | >=0.95 | 134000 |  |  | 141.0798 |  |  | 9 | L9 | 25 | max. 10% at 100.000 hrs |  | Available | 750/339 | Cx=0.3447;Cy=0.3553 | Class I | IK08 | IP50 | IP20 | 45 | 2320 | -25 | 1 | 426 | RAL9016 | 50-60Hz | Passive | LED | dimmable | High Bay Rectangular | Tungsram Auriso | Indoor industrial |  | 26.2 | 60100 | No sensor |  | risk group 1 |  | Bracket kit. Tilted bracket kit. Busbar bracket kit. Cable hook pair
TBD | AUR-2S60-740-L9-DL-ST | image | datasheet | deeplink | TUNGSRAM - Tungsram Auriso - 60000lm - 426W - 4000K - 70CRI - TBD[SKU] - Bracket. Y-cable | 3.38 | Bracket. Y-cable | LED | 1 | 426 | [8 empty] | CE | [6 empty] | 20 | 4000 | 752x250x75 |  | 220-240V |  | 5 | A++ | 90° | 3 | 70 |  | 4000 |  | 57000 | >=0.95 | 134000 |  |  | 140.8451 |  |  | 9 | L9 | 25 | max. 10% at 100.000 hrs |  | Available | 740/339 | Cx=0.4338;Cy=0.4030 | Class I | IK08 | IP50 | IP20 | 45 | 2320 | -25 | 1 | 426 | RAL9016 | 50-60Hz | Passive | LED | dimmable | High Bay Rectangular | Tungsram Auriso | Indoor industrial |  | 26.2 | 60000 | No sensor |  | risk group 1 |  | Bracket kit. Tilted bracket kit. Busbar bracket kit. Cable hook pair
TBD | AUR-2S60-730-L9-DL-ST | image | datasheet | deeplink | TUNGSRAM - Tungsram Auriso - 58300lm - 426W - 3000K - 70CRI - TBD[SKU] - Bracket. Y-cable | 3.38 | Bracket. Y-cable | LED | 1 | 426 | [8 empty] | CE | [6 empty] | 20 | 3000 | 752x250x75 |  | 220-240V |  | 5 | A++ | 90° | 3 | 70 |  | 3000 |  | 57000 | >=0.95 | 134000 |  |  | 136.8545 |  |  | 9 | L9 | 25 | max. 10% at 100.000 hrs |  | Available | 730/339 | Cx=0.4338;Cy=0.4030 | Class I | IK08 | IP50 | IP20 | 45 | 2320 | -25 | 1 | 426 | RAL9016 | 50-60Hz | Passive | LED | dimmable | High Bay Rectangular | Tungsram Auriso | Indoor industrial |  | 26.1 | 58300 | No sensor |  | risk group 1 |  | Bracket kit. Tilted bracket kit. Busbar bracket kit. Cable hook pair
TBD | AUR-2S60-850-L6-DL-ST | image | datasheet | deeplink | TUNGSRAM - Tungsram Auriso - 56200lm - 426W - 5000K - 80CRI - TBD[SKU] - Bracket. Y-cable | 3.38 | Bracket. Y-cable | LED | 1 | 426 | [8 empty] | CE | [6 empty] | 20 | 5000 | 752x250x75 |  | 220-240V |  | 5 | A++ | 70° | 3 | 80 |  | 5000 |  | 57000 | >=0.95 | 134000 |  |  | 131.9249 |  |  | 9 | L6 | 25 | max. 10% at 100.000 hrs |  | Available | 850/339 | Cx=0.3447;Cy=0.3553 | Class I | IK08 | IP50 | IP20 | 45 | 2320 | -25 | 1 | 426 | RAL9016 | 50-60Hz | Passive | LED | dimmable | High Bay Rectangular | Tungsram Auriso | Indoor industrial |  | 24.4 | 56200 | No sensor |  | risk group 1 |  | Bracket kit. Tilted bracket kit. Busbar bracket kit. Cable hook pair
TBD | AUR-2S60-840-L6-DL-ST | image | datasheet | deeplink | TUNGSRAM - Tungsram Auriso - 54800lm - 426W - 4000K - 80CRI - TBD[SKU] - Bracket. Y-cable | 3.38 | Bracket. Y-cable | LED | 1 | 426 | [8 empty] | CE | [6 empty] | 20 | 4000 | 752x250x75 |  | 220-240V |  | 5 | A++ | 70° | 3 | 80 |  | 4000 |  | 57000 | >=0.95 | 134000 |  |  | 128.6385 |  |  | 9 | L6 | 25 | max. 10% at 100.000 hrs |  | Available | 840/339 | Cx=0.3818;Cy=0.3797 | Class I | IK08 | IP50 | IP20 | 45 | 2320 | -25 | 1 | 426 | RAL9016 | 50-60Hz | Passive | LED | dimmable | High Bay Rectangular | Tungsram Auriso | Indoor industrial |  | 24.4 | 54800 | No sensor |  | risk group 1 |  | Bracket kit. Tilted bracket kit. Busbar bracket kit. Cable hook pair
TBD | AUR-2S60-830-L6-DL-ST | image | datasheet | deeplink | TUNGSRAM - Tungsram Auriso - 51600lm - 426W - 3000K - 80CRI - TBD[SKU] - Bracket. Y-cable | 3.38 | Bracket. Y-cable | LED | 1 | 426 | [8 empty] | CE | [6 empty] | 20 | 3000 | 752x250x75 |  | 220-240V |  | 5 | A++ | 70° | 3 | 80 |  | 3000 |  | 57000 | >=0.95 | 134000 |  |  | 121.1268 |  |  | 9 | L6 | 25 | max. 10% at 100.000 hrs |  | Available | 830/339 | Cx=0.4338;Cy=0.4030 | Class I | IK08 | IP50 | IP20 | 45 | 2320 | -25 | 1 | 426 | RAL9016 | 50-60Hz | Passive | LED | dimmable | High Bay Rectangular | Tungsram Auriso | Indoor industrial |  | 24.3 | 51600 | No sensor |  | risk group 1 |  | Bracket kit. Tilted bracket kit. Busbar bracket kit. Cable hook pair
TBD | AUR-2S60-750-L6-DL-ST | image | datasheet | deeplink | TUNGSRAM - Tungsram Auriso - 57800lm - 426W - 5000K - 70CRI - TBD[SKU] - Bracket. Y-cable | 3.38 | Bracket. Y-cable | LED | 1 | 426 | [8 empty] | CE | [6 empty] | 20 | 5000 | 752x250x75 |  | 220-240V |  | 5 | A++ | 70° | 3 | 70 |  | 5000 |  | 57000 | >=0.95 | 134000 |  |  | 135.6808 |  |  | 9 | L6 | 25 | max. 10% at 100.000 hrs |  | Available | 750/339 | Cx=0.3447;Cy=0.3553 | Class I | IK08 | IP50 | IP20 | 45 | 2320 | -25 | 1 | 426 | RAL9016 | 50-60Hz | Passive | LED | dimmable | High Bay Rectangular | Tungsram Auriso | Indoor industrial |  | 24.7 | 57800 | No sensor |  | risk group 1 |  | Bracket kit. Tilted bracket kit. Busbar bracket kit. Cable hook pair
TBD | AUR-2S60-740-L6-DL-ST | image | datasheet | deeplink | TUNGSRAM - Tungsram Auriso - 57700lm - 426W - 4000K - 70CRI - TBD[SKU] - Bracket. Y-cable | 3.38 | Bracket. Y-cable | LED | 1 | 426 | [8 empty] | CE | [6 empty] | 20 | 4000 | 752x250x75 |  | 220-240V |  | 5 | A++ | 70° | 3 | 70 |  | 4000 |  | 57000 | >=0.95 | 134000 |  |  | 135.446 |  |  | 9 | L6 | 25 | max. 10% at 100.000 hrs |  | Available | 740/339 | Cx=0.4338;Cy=0.4030 | Class I | IK08 | IP50 | IP20 | 45 | 2320 | -25 | 1 | 426 | RAL9016 | 50-60Hz | Passive | LED | dimmable | High Bay Rectangular | Tungsram Auriso | Indoor industrial |  | 24.7 | 57700 | No sensor |  | risk group 1 |  | Bracket kit. Tilted bracket kit. Busbar bracket kit. Cable hook pair
TBD | AUR-2S60-730-L6-DL-ST | image | datasheet | deeplink | TUNGSRAM - Tungsram Auriso - 56100lm - 426W - 3000K - 70CRI - TBD[SKU] - Bracket. Y-cable | 3.38 | Bracket. Y-cable | LED | 1 | 426 | [8 empty] | CE | [6 empty] | 20 | 3000 | 752x250x75 |  | 220-240V |  | 5 | A++ | 70° | 3 | 70 |  | 3000 |  | 57000 | >=0.95 | 134000 |  |  | 131.6901 |  |  | 9 | L6 | 25 | max. 10% at 100.000 hrs |  | Available | 730/339 | Cx=0.4338;Cy=0.4030 | Class I | IK08 | IP50 | IP20 | 45 | 2320 | -25 | 1 | 426 | RAL9016 | 50-60Hz | Passive | LED | dimmable | High Bay Rectangular | Tungsram Auriso | Indoor industrial |  | 24.6 | 56100 | No sensor |  | risk group 1 |  | Bracket kit. Tilted bracket kit. Busbar bracket kit. Cable hook pair
TBD | AUR-2S60-850-L3-DL-ST | image | datasheet | deeplink | TUNGSRAM - Tungsram Auriso - 59700lm - 426W - 5000K - 80CRI - TBD[SKU] - Bracket. Y-cable | 3.38 | Bracket. Y-cable | LED | 1 | 426 | [8 empty] | CE | [6 empty] | 20 | 5000 | 752x250x75 |  | 220-240V |  | 5 | A++ | 35° | 3 | 80 |  | 5000 |  | 57000 | >=0.95 | 134000 |  |  | 140.1408 |  |  | 9 | L3 | 25 | max. 10% at 100.000 hrs |  | Available | 850/339 | Cx=0.3447;Cy=0.3553 | Class I | IK08 | IP50 | IP20 | 45 | 2320 | -25 | 1 | 426 | RAL9016 | 50-60Hz | Passive | LED | dimmable | High Bay Rectangular | Tungsram Auriso | Indoor industrial |  | 20 | 59700 | No sensor |  | risk group 1 |  | Bracket kit. Tilted bracket kit. Busbar bracket kit. Cable hook pair
TBD | AUR-2S60-840-L3-DL-ST | image | datasheet | deeplink | TUNGSRAM - Tungsram Auriso - 58200lm - 426W - 4000K - 80CRI - TBD[SKU] - Bracket. Y-cable | 3.38 | Bracket. Y-cable | LED | 1 | 426 | [8 empty] | CE | [6 empty] | 20 | 4000 | 752x250x75 |  | 220-240V |  | 5 | A++ | 35° | 3 | 80 |  | 4000 |  | 57000 | >=0.95 | 134000 |  |  | 136.6197 |  |  | 9 | L3 | 25 | max. 10% at 100.000 hrs |  | Available | 840/339 | Cx=0.3818;Cy=0.3797 | Class I | IK08 | IP50 | IP20 | 45 | 2320 | -25 | 1 | 426 | RAL9016 | 50-60Hz | Passive | LED | dimmable | High Bay Rectangular | Tungsram Auriso | Indoor industrial |  | 20 | 58200 | No sensor |  | risk group 1 |  | Bracket kit. Tilted bracket kit. Busbar bracket kit. Cable hook pair
TBD | AUR-2S60-830-L3-DL-ST | image | datasheet | deeplink | TUNGSRAM - Tungsram Auriso - 54800lm - 426W - 3000K - 80CRI - TBD[SKU] - Bracket. Y-cable | 3.38 | Bracket. Y-cable | LED | 1 | 426 | [8 empty] | CE | [6 empty] | 20 | 3000 | 752x250x75 |  | 220-240V |  | 5 | A++ | 35° | 3 | 80 |  | 3000 |  | 57000 | >=0.95 | 134000 |  |  | 128.6385 |  |  | 9 | L3 | 25 | max. 10% at 100.000 hrs |  | Available | 830/339 | Cx=0.4338;Cy=0.4030 | Class I | IK08 | IP50 | IP20 | 45 | 2320 | -25 | 1 | 426 | RAL9016 | 50-60Hz | Passive | LED | dimmable | High Bay Rectangular | Tungsram Auriso | Indoor industrial |  | 19.9 | 54800 | No sensor |  | risk group 1 |  | Bracket kit. Tilted bracket kit. Busbar bracket kit. Cable hook pair
TBD | AUR-2S60-750-L3-DL-ST | image | datasheet | deeplink | TUNGSRAM - Tungsram Auriso - 61400lm - 426W - 5000K - 70CRI - TBD[SKU] - Bracket. Y-cable | 3.38 | Bracket. Y-cable | LED | 1 | 426 | [8 empty] | CE | [6 empty] | 20 | 5000 | 752x250x75 |  | 220-240V |  | 5 | A++ | 35° | 3 | 70 |  | 5000 |  | 57000 | >=0.95 | 134000 |  |  | 144.1315 |  |  | 9 | L3 | 25 | max. 10% at 100.000 hrs |  | Available | 750/339 | Cx=0.3447;Cy=0.3553 | Class I | IK08 | IP50 | IP20 | 45 | 2320 | -25 | 1 | 426 | RAL9016 | 50-60Hz | Passive | LED | dimmable | High Bay Rectangular | Tungsram Auriso | Indoor industrial |  | 20.3 | 61400 | No sensor |  | risk group 1 |  | Bracket kit. Tilted bracket kit. Busbar bracket kit. Cable hook pair
TBD | AUR-2S60-740-L3-DL-ST | image | datasheet | deeplink | TUNGSRAM - Tungsram Auriso - 61200lm - 426W - 4000K - 70CRI - TBD[SKU] - Bracket. Y-cable | 3.38 | Bracket. Y-cable | LED | 1 | 426 | [8 empty] | CE | [6 empty] | 20 | 4000 | 752x250x75 |  | 220-240V |  | 5 | A++ | 35° | 3 | 70 |  | 4000 |  | 57000 | >=0.95 | 134000 |  |  | 143.662 |  |  | 9 | L3 | 25 | max. 10% at 100.000 hrs |  | Available | 740/339 | Cx=0.4338;Cy=0.4030 | Class I | IK08 | IP50 | IP20 | 45 | 2320 | -25 | 1 | 426 | RAL9016 | 50-60Hz | Passive | LED | dimmable | High Bay Rectangular | Tungsram Auriso | Indoor industrial |  | 20.3 | 61200 | No sensor |  | risk group 1 |  | Bracket kit. Tilted bracket kit. Busbar bracket kit. Cable hook pair
TBD | AUR-2S60-730-L3-DL-ST | image | datasheet | deeplink | TUNGSRAM - Tungsram Auriso - 59500lm - 426W - 3000K - 70CRI - TBD[SKU] - Bracket. Y-cable | 3.38 | Bracket. Y-cable | LED | 1 | 426 | [8 empty] | CE | [6 empty] | 20 | 3000 | 752x250x75 |  | 220-240V |  | 5 | A++ | 35° | 3 | 70 |  | 3000 |  | 57000 | >=0.95 | 134000 |  |  | 139.6714 |  |  | 9 | L3 | 25 | max. 10% at 100.000 hrs |  | Available | 730/339 | Cx=0.4338;Cy=0.4030 | Class I | IK08 | IP50 | IP20 | 45 | 2320 | -25 | 1 | 426 | RAL9016 | 50-60Hz | Passive | LED | dimmable | High Bay Rectangular | Tungsram Auriso | Indoor industrial |  | 20.2 | 59500 | No sensor |  | risk group 1 |  | Bracket kit. Tilted bracket kit. Busbar bracket kit. Cable hook pair
TBD | AUR-2S60-850-D1-DL-ST | image | datasheet | deeplink | TUNGSRAM - Tungsram Auriso - 51000lm - 426W - 5000K - 80CRI - TBD[SKU] - Bracket. Y-cable | 3.38 | Bracket. Y-cable | LED | 1 | 426 | [8 empty] | CE | [6 empty] | 20 | 5000 | 752x250x75 |  | 220-240V |  | 5 | A++ | 100° | 3 | 80 |  | 5000 |  | 57000 | >=0.95 | 134000 |  |  | 119.7183 |  |  | 9 | D1 | 25 | max. 10% at 100.000 hrs |  | Available | 850/339 | Cx=0.3447;Cy=0.3553 | Class I | IK08 | IP20 | IP20 | 45 | 2320 | -25 | 1 | 426 | RAL9016 | 50-60Hz | Passive | LED | dimmable | High Bay Rectangular | Tungsram Auriso | Indoor industrial |  | 28.3 | 51000 | No sensor |  | risk group 1 |  | Bracket kit. Tilted bracket kit. Busbar bracket kit. Cable hook pair
TBD | AUR-2S60-840-D1-DL-ST | image | datasheet | deeplink | TUNGSRAM - Tungsram Auriso - 49700lm - 426W - 4000K - 80CRI - TBD[SKU] - Bracket. Y-cable | 3.38 | Bracket. Y-cable | LED | 1 | 426 | [8 empty] | CE | [6 empty] | 20 | 4000 | 752x250x75 |  | 220-240V |  | 5 | A++ | 100° | 3 | 80 |  | 4000 |  | 57000 | >=0.95 | 134000 |  |  | 116.6667 |  |  | 9 | D1 | 25 | max. 10% at 100.000 hrs |  | Available | 840/339 | Cx=0.3818;Cy=0.3797 | Class I | IK08 | IP20 | IP20 | 45 | 2320 | -25 | 1 | 426 | RAL9016 | 50-60Hz | Passive | LED | dimmable | High Bay Rectangular | Tungsram Auriso | Indoor industrial |  | 28.3 | 49700 | No sensor |  | risk group 1 |  | Bracket kit. Tilted bracket kit. Busbar bracket kit. Cable hook pair
TBD | AUR-2S60-830-D1-DL-ST | image | datasheet | deeplink | TUNGSRAM - Tungsram Auriso - 46800lm - 426W - 3000K - 80CRI - TBD[SKU] - Bracket. Y-cable | 3.38 | Bracket. Y-cable | LED | 1 | 426 | [8 empty] | CE | [6 empty] | 20 | 3000 | 752x250x75 |  | 220-240V |  | 5 | A++ | 100° | 3 | 80 |  | 3000 |  | 57000 | >=0.95 | 134000 |  |  | 109.8592 |  |  | 9 | D1 | 25 | max. 10% at 100.000 hrs |  | Available | 830/339 | Cx=0.4338;Cy=0.4030 | Class I | IK08 | IP20 | IP20 | 45 | 2320 | -25 | 1 | 426 | RAL9016 | 50-60Hz | Passive | LED | dimmable | High Bay Rectangular | Tungsram Auriso | Indoor industrial |  | 28.2 | 46800 | No sensor |  | risk group 1 |  | Bracket kit. Tilted bracket kit. Busbar bracket kit. Cable hook pair
TBD | AUR-2S60-750-D1-DL-ST | image | datasheet | deeplink | TUNGSRAM - Tungsram Auriso - 52500lm - 426W - 5000K - 70CRI - TBD[SKU] - Bracket. Y-cable | 3.38 | Bracket. Y-cable | LED | 1 | 426 | [8 empty] | CE | [6 empty] | 20 | 5000 | 752x250x75 |  | 220-240V |  | 5 | A++ | 100° | 3 | 70 |  | 5000 |  | 57000 | >=0.95 | 134000 |  |  | 123.2394 |  |  | 9 | D1 | 25 | max. 10% at 100.000 hrs |  | Available | 750/339 | Cx=0.3447;Cy=0.3553 | Class I | IK08 | IP20 | IP20 | 45 | 2320 | -25 | 1 | 426 | RAL9016 | 50-60Hz | Passive | LED | dimmable | High Bay Rectangular | Tungsram Auriso | Indoor industrial |  | 28.6 | 52500 | No sensor |  | risk group 1 |  | Bracket kit. Tilted bracket kit. Busbar bracket kit. Cable hook pair
TBD | AUR-2S60-740-D1-DL-ST | image | datasheet | deeplink | TUNGSRAM - Tungsram Auriso - 52300lm - 426W - 4000K - 70CRI - TBD[SKU] - Bracket. Y-cable | 3.38 | Bracket. Y-cable | LED | 1 | 426 | [8 empty] | CE | [6 empty] | 20 | 4000 | 752x250x75 |  | 220-240V |  | 5 | A++ | 100° | 3 | 70 |  | 4000 |  | 57000 | >=0.95 | 134000 |  |  | 122.77 |  |  | 9 | D1 | 25 | max. 10% at 100.000 hrs |  | Available | 740/339 | Cx=0.4338;Cy=0.4030 | Class I | IK08 | IP20 | IP20 | 45 | 2320 | -25 | 1 | 426 | RAL9016 | 50-60Hz | Passive | LED | dimmable | High Bay Rectangular | Tungsram Auriso | Indoor industrial |  | 28.6 | 52300 | No sensor |  | risk group 1 |  | Bracket kit. Tilted bracket kit. Busbar bracket kit. Cable hook pair
TBD | AUR-2S60-730-D1-DL-ST | image | datasheet | deeplink | TUNGSRAM - Tungsram Auriso - 50900lm - 426W - 3000K - 70CRI - TBD[SKU] - Bracket. Y-cable | 3.38 | Bracket. Y-cable | LED | 1 | 426 | [8 empty] | CE | [6 empty] | 20 | 3000 | 752x250x75 |  | 220-240V |  | 5 | A++ | 100° | 3 | 70 |  | 3000 |  | 57000 | >=0.95 | 134000 |  |  | 119.4836 |  |  | 9 | D1 | 25 | max. 10% at 100.000 hrs |  | Available | 730/339 | Cx=0.4338;Cy=0.4030 | Class I | IK08 | IP20 | IP20 | 45 | 2320 | -25 | 1 | 426 | RAL9016 | 50-60Hz | Passive | LED | dimmable | High Bay Rectangular | Tungsram Auriso | Indoor industrial |  | 28.4 | 50900 | No sensor |  | risk group 1 |  | Bracket kit. Tilted bracket kit. Busbar bracket kit. Cable hook pair
TBD | AUR-2S60-850-C1-DL-ST | image | datasheet | deeplink | TUNGSRAM - Tungsram Auriso - 56700lm - 426W - 5000K - 80CRI - TBD[SKU] - Bracket. Y-cable | 3.38 | Bracket. Y-cable | LED | 1 | 426 | [8 empty] | CE | [6 empty] | 20 | 5000 | 752x250x75 |  | 220-240V |  | 5 | A++ | 110° | 3 | 80 |  | 5000 |  | 57000 | >=0.95 | 134000 |  |  | 133.0986 |  |  | 9 | C1 | 25 | max. 10% at 100.000 hrs |  | Available | 850/339 | Cx=0.3447;Cy=0.3553 | Class I | IK08 | IP20 | IP20 | 45 | 2320 | -25 | 1 | 426 | RAL9016 | 50-60Hz | Passive | LED | dimmable | High Bay Rectangular | Tungsram Auriso | Indoor industrial |  | 28.2 | 56700 | No sensor |  | risk group 1 |  | Bracket kit. Tilted bracket kit. Busbar bracket kit. Cable hook pair
TBD | AUR-2S60-840-C1-DL-ST | image | datasheet | deeplink | TUNGSRAM - Tungsram Auriso - 55200lm - 426W - 4000K - 80CRI - TBD[SKU] - Bracket. Y-cable | 3.38 | Bracket. Y-cable | LED | 1 | 426 | [8 empty] | CE | [6 empty] | 20 | 4000 | 752x250x75 |  | 220-240V |  | 5 | A++ | 110° | 3 | 80 |  | 4000 |  | 57000 | >=0.95 | 134000 |  |  | 129.5775 |  |  | 9 | C1 | 25 | max. 10% at 100.000 hrs |  | Available | 840/339 | Cx=0.3818;Cy=0.3797 | Class I | IK08 | IP20 | IP20 | 45 | 2320 | -25 | 1 | 426 | RAL9016 | 50-60Hz | Passive | LED | dimmable | High Bay Rectangular | Tungsram Auriso | Indoor industrial |  | 28.2 | 55200 | No sensor |  | risk group 1 |  | Bracket kit. Tilted bracket kit. Busbar bracket kit. Cable hook pair
TBD | AUR-2S60-830-C1-DL-ST | image | datasheet | deeplink | TUNGSRAM - Tungsram Auriso - 52000lm - 426W - 3000K - 80CRI - TBD[SKU] - Bracket. Y-cable | 3.38 | Bracket. Y-cable | LED | 1 | 426 | [8 empty] | CE | [6 empty] | 20 | 3000 | 752x250x75 |  | 220-240V |  | 5 | A++ | 110° | 3 | 80 |  | 3000 |  | 57000 | >=0.95 | 134000 |  |  | 122.0657 |  |  | 9 | C1 | 25 | max. 10% at 100.000 hrs |  | Available | 830/339 | Cx=0.4338;Cy=0.4030 | Class I | IK08 | IP20 | IP20 | 45 | 2320 | -25 | 1 | 426 | RAL9016 | 50-60Hz | Passive | LED | dimmable | High Bay Rectangular | Tungsram Auriso | Indoor industrial |  | 28 | 52000 | No sensor |  | risk group 1 |  | Bracket kit. Tilted bracket kit. Busbar bracket kit. Cable hook pair
TBD | AUR-2S60-750-C1-DL-ST | image | datasheet | deeplink | TUNGSRAM - Tungsram Auriso - 58300lm - 426W - 5000K - 70CRI - TBD[SKU] - Bracket. Y-cable | 3.38 | Bracket. Y-cable | LED | 1 | 426 | [8 empty] | CE | [6 empty] | 20 | 5000 | 752x250x75 |  | 220-240V |  | 5 | A++ | 110° | 3 | 70 |  | 5000 |  | 57000 | >=0.95 | 134000 |  |  | 136.8545 |  |  | 9 | C1 | 25 | max. 10% at 100.000 hrs |  | Available | 750/339 | Cx=0.3447;Cy=0.3553 | Class I | IK08 | IP20 | IP20 | 45 | 2320 | -25 | 1 | 426 | RAL9016 | 50-60Hz | Passive | LED | dimmable | High Bay Rectangular | Tungsram Auriso | Indoor industrial |  | 28.4 | 58300 | No sensor |  | risk group 1 |  | Bracket kit. Tilted bracket kit. Busbar bracket kit. Cable hook pair
TBD | AUR-2S60-740-C1-DL-ST | image | datasheet | deeplink | TUNGSRAM - Tungsram Auriso - 58100lm - 426W - 4000K - 70CRI - TBD[SKU] - Bracket. Y-cable | 3.38 | Bracket. Y-cable | LED | 1 | 426 | [8 empty] | CE | [6 empty] | 20 | 4000 | 752x250x75 |  | 220-240V |  | 5 | A++ | 110° | 3 | 70 |  | 4000 |  | 57000 | >=0.95 | 134000 |  |  | 136.385 |  |  | 9 | C1 | 25 | max. 10% at 100.000 hrs |  | Available | 740/339 | Cx=0.4338;Cy=0.4030 | Class I | IK08 | IP20 | IP20 | 45 | 2320 | -25 | 1 | 426 | RAL9016 | 50-60Hz | Passive | LED | dimmable | High Bay Rectangular | Tungsram Auriso | Indoor industrial |  | 28.4 | 58100 | No sensor |  | risk group 1 |  | Bracket kit. Tilted bracket kit. Busbar bracket kit. Cable hook pair
TBD | AUR-2S60-730-C1-DL-ST | image | datasheet | deeplink | TUNGSRAM - Tungsram Auriso - 56500lm - 426W - 3000K - 70CRI - TBD[SKU] - Bracket. Y-cable | 3.38 | Bracket. Y-cable | LED | 1 | 426 | [8 empty] | CE | [6 empty] | 20 | 3000 | 752x250x75 |  | 220-240V |  | 5 | A++ | 110° | 3 | 70 |  | 3000 |  | 57000 | >=0.95 | 134000 |  |  | 132.6291 |  |  | 9 | C1 | 25 | max. 10% at 100.000 hrs |  | Available | 730/339 | Cx=0.4338;Cy=0.4030 | Class I | IK08 | IP20 | IP20 | 45 | 2320 | -25 | 1 | 426 | RAL9016 | 50-60Hz | Passive | LED | dimmable | High Bay Rectangular | Tungsram Auriso | Indoor industrial |  | 28.3 | 56500 | No sensor |  | risk group 1 |  | Bracket kit. Tilted bracket kit. Busbar bracket kit. Cable hook pair
TBD | AUR-2S55-850-U8-DL-ST | image | datasheet | deeplink | TUNGSRAM - Tungsram Auriso - 48300lm - 380W - 5000K - 80CRI - TBD[SKU] - Bracket. Y-cable | 3.38 | Bracket. Y-cable | LED | 1 | 380 | [8 empty] | CE | [6 empty] | 20 | 5000 | 752x250x75 |  | 220-240V |  | 5 | A++ | 80° | 3 | 80 |  | 5000 |  | 68000 | >=0.95 | 164000 |  |  | 127.1053 |  |  | 9 | U8 | 25 | max. 10% at 100.000 hrs |  | Available | 850/339 | Cx=0.3447;Cy=0.3553 | Class I | IK08 | IP20 | IP20 | 45 | 2070 | -25 | 1 | 380 | RAL9016 | 50-60Hz | Passive | LED | dimmable | High Bay Rectangular | Tungsram Auriso | Indoor industrial |  | 25.3 | 48300 | No sensor |  | risk group 1 |  | Bracket kit. Tilted bracket kit. Busbar bracket kit. Cable hook pair
TBD | AUR-2S55-840-U8-DL-ST | image | datasheet | deeplink | TUNGSRAM - Tungsram Auriso - 47100lm - 380W - 4000K - 80CRI - TBD[SKU] - Bracket. Y-cable | 3.38 | Bracket. Y-cable | LED | 1 | 380 | [8 empty] | CE | [6 empty] | 20 | 4000 | 752x250x75 |  | 220-240V |  | 5 | A++ | 80° | 3 | 80 |  | 4000 |  | 68000 | >=0.95 | 164000 |  |  | 123.9474 |  |  | 9 | U8 | 25 | max. 10% at 100.000 hrs |  | Available | 840/339 | Cx=0.3818;Cy=0.3797 | Class I | IK08 | IP20 | IP20 | 45 | 2070 | -25 | 1 | 380 | RAL9016 | 50-60Hz | Passive | LED | dimmable | High Bay Rectangular | Tungsram Auriso | Indoor industrial |  | 25.3 | 47100 | No sensor |  | risk group 1 |  | Bracket kit. Tilted bracket kit. Busbar bracket kit. Cable hook pair
TBD | AUR-2S55-830-U8-DL-ST | image | datasheet | deeplink | TUNGSRAM - Tungsram Auriso - 44400lm - 380W - 3000K - 80CRI - TBD[SKU] - Bracket. Y-cable | 3.38 | Bracket. Y-cable | LED | 1 | 380 | [8 empty] | CE | [6 empty] | 20 | 3000 | 752x250x75 |  | 220-240V |  | 5 | A++ | 80° | 3 | 80 |  | 3000 |  | 68000 | >=0.95 | 164000 |  |  | 116.8421 |  |  | 9 | U8 | 25 | max. 10% at 100.000 hrs |  | Available | 830/339 | Cx=0.4338;Cy=0.4030 | Class I | IK08 | IP20 | IP20 | 45 | 2070 | -25 | 1 | 380 | RAL9016 | 50-60Hz | Passive | LED | dimmable | High Bay Rectangular | Tungsram Auriso | Indoor industrial |  | 25.2 | 44400 | No sensor |  | risk group 1 |  | Bracket kit. Tilted bracket kit. Busbar bracket kit. Cable hook pair
TBD | AUR-2S55-750-U8-DL-ST | image | datasheet | deeplink | TUNGSRAM - Tungsram Auriso - 49700lm - 380W - 5000K - 70CRI - TBD[SKU] - Bracket. Y-cable | 3.38 | Bracket. Y-cable | LED | 1 | 380 | [8 empty] | CE | [6 empty] | 20 | 5000 | 752x250x75 |  | 220-240V |  | 5 | A++ | 80° | 3 | 70 |  | 5000 |  | 68000 | >=0.95 | 164000 |  |  | 130.7895 |  |  | 9 | U8 | 25 | max. 10% at 100.000 hrs |  | Available | 750/339 | Cx=0.3447;Cy=0.3553 | Class I | IK08 | IP20 | IP20 | 45 | 2070 | -25 | 1 | 380 | RAL9016 | 50-60Hz | Passive | LED | dimmable | High Bay Rectangular | Tungsram Auriso | Indoor industrial |  | 25.6 | 49700 | No sensor |  | risk group 1 |  | Bracket kit. Tilted bracket kit. Busbar bracket kit. Cable hook pair
TBD | AUR-2S55-740-U8-DL-ST | image | datasheet | deeplink | TUNGSRAM - Tungsram Auriso - 49600lm - 380W - 4000K - 70CRI - TBD[SKU] - Bracket. Y-cable | 3.38 | Bracket. Y-cable | LED | 1 | 380 | [8 empty] | CE | [6 empty] | 20 | 4000 | 752x250x75 |  | 220-240V |  | 5 | A++ | 80° | 3 | 70 |  | 4000 |  | 68000 | >=0.95 | 164000 |  |  | 130.5263 |  |  | 9 | U8 | 25 | max. 10% at 100.000 hrs |  | Available | 740/339 | Cx=0.4338;Cy=0.4030 | Class I | IK08 | IP20 | IP20 | 45 | 2070 | -25 | 1 | 380 | RAL9016 | 50-60Hz | Passive | LED | dimmable | High Bay Rectangular | Tungsram Auriso | Indoor industrial |  | 25.6 | 49600 | No sensor |  | risk group 1 |  | Bracket kit. Tilted bracket kit. Busbar bracket kit. Cable hook pair
TBD | AUR-2S55-730-U8-DL-ST | image | datasheet | deeplink | TUNGSRAM - Tungsram Auriso - 48200lm - 380W - 3000K - 70CRI - TBD[SKU] - Bracket. Y-cable | 3.38 | Bracket. Y-cable | LED | 1 | 380 | [8 empty] | CE | [6 empty] | 20 | 3000 | 752x250x75 |  | 220-240V |  | 5 | A++ | 80° | 3 | 70 |  | 3000 |  | 68000 | >=0.95 | 164000 |  |  | 126.8421 |  |  | 9 | U8 | 25 | max. 10% at 100.000 hrs |  | Available | 730/339 | Cx=0.4338;Cy=0.4030 | Class I | IK08 | IP20 | IP20 | 45 | 2070 | -25 | 1 | 380 | RAL9016 | 50-60Hz | Passive | LED | dimmable | High Bay Rectangular | Tungsram Auriso | Indoor industrial |  | 25.4 | 48200 | No sensor |  | risk group 1 |  | Bracket kit. Tilted bracket kit. Busbar bracket kit. Cable hook pair
TBD | AUR-2S55-850-U6-DL-ST | image | datasheet | deeplink | TUNGSRAM - Tungsram Auriso - 44200lm - 380W - 5000K - 80CRI - TBD[SKU] - Bracket. Y-cable | 3.38 | Bracket. Y-cable | LED | 1 | 380 | [8 empty] | CE | [6 empty] | 20 | 5000 | 752x250x75 |  | 220-240V |  | 5 | A++ | 65° | 3 | 80 |  | 5000 |  | 68000 | >=0.95 | 164000 |  |  | 116.3158 |  |  | 9 | U6 | 25 | max. 10% at 100.000 hrs |  | Available | 850/339 | Cx=0.3447;Cy=0.3553 | Class I | IK08 | IP50 | IP20 | 45 | 2070 | -25 | 1 | 380 | RAL9016 | 50-60Hz | Passive | LED | dimmable | High Bay Rectangular | Tungsram Auriso | Indoor industrial |  | 23.9 | 44200 | No sensor |  | risk group 1 |  | Bracket kit. Tilted bracket kit. Busbar bracket kit. Cable hook pair
TBD | AUR-2S55-840-U6-DL-ST | image | datasheet | deeplink | TUNGSRAM - Tungsram Auriso - 43000lm - 380W - 4000K - 80CRI - TBD[SKU] - Bracket. Y-cable | 3.38 | Bracket. Y-cable | LED | 1 | 380 | [8 empty] | CE | [6 empty] | 20 | 4000 | 752x250x75 |  | 220-240V |  | 5 | A++ | 65° | 3 | 80 |  | 4000 |  | 68000 | >=0.95 | 164000 |  |  | 113.1579 |  |  | 9 | U6 | 25 | max. 10% at 100.000 hrs |  | Available | 840/339 | Cx=0.3818;Cy=0.3797 | Class I | IK08 | IP50 | IP20 | 45 | 2070 | -25 | 1 | 380 | RAL9016 | 50-60Hz | Passive | LED | dimmable | High Bay Rectangular | Tungsram Auriso | Indoor industrial |  | 23.9 | 43000 | No sensor |  | risk group 1 |  | Bracket kit. Tilted bracket kit. Busbar bracket kit. Cable hook pair
TBD | AUR-2S55-830-U6-DL-ST | image | datasheet | deeplink | TUNGSRAM - Tungsram Auriso - 40500lm - 380W - 3000K - 80CRI - TBD[SKU] - Bracket. Y-cable | 3.38 | Bracket. Y-cable | LED | 1 | 380 | [8 empty] | CE | [6 empty] | 20 | 3000 | 752x250x75 |  | 220-240V |  | 5 | A++ | 65° | 3 | 80 |  | 3000 |  | 68000 | >=0.95 | 164000 |  |  | 106.5789 |  |  | 9 | U6 | 25 | max. 10% at 100.000 hrs |  | Available | 830/339 | Cx=0.4338;Cy=0.4030 | Class I | IK08 | IP50 | IP20 | 45 | 2070 | -25 | 1 | 380 | RAL9016 | 50-60Hz | Passive | LED | dimmable | High Bay Rectangular | Tungsram Auriso | Indoor industrial |  | 23.8 | 40500 | No sensor |  | risk group 1 |  | Bracket kit. Tilted bracket kit. Busbar bracket kit. Cable hook pair
TBD | AUR-2S55-750-U6-DL-ST | image | datasheet | deeplink | TUNGSRAM - Tungsram Auriso - 45400lm - 380W - 5000K - 70CRI - TBD[SKU] - Bracket. Y-cable | 3.38 | Bracket. Y-cable | LED | 1 | 380 | [8 empty] | CE | [6 empty] | 20 | 5000 | 752x250x75 |  | 220-240V |  | 5 | A++ | 65° | 3 | 70 |  | 5000 |  | 68000 | >=0.95 | 164000 |  |  | 119.4737 |  |  | 9 | U6 | 25 | max. 10% at 100.000 hrs |  | Available | 750/339 | Cx=0.3447;Cy=0.3553 | Class I | IK08 | IP50 | IP20 | 45 | 2070 | -25 | 1 | 380 | RAL9016 | 50-60Hz | Passive | LED | dimmable | High Bay Rectangular | Tungsram Auriso | Indoor industrial |  | 24.2 | 45400 | No sensor |  | risk group 1 |  | Bracket kit. Tilted bracket kit. Busbar bracket kit. Cable hook pair
TBD | AUR-2S55-740-U6-DL-ST | image | datasheet | deeplink | TUNGSRAM - Tungsram Auriso - 45300lm - 380W - 4000K - 70CRI - TBD[SKU] - Bracket. Y-cable | 3.38 | Bracket. Y-cable | LED | 1 | 380 | [8 empty] | CE | [6 empty] | 20 | 4000 | 752x250x75 |  | 220-240V |  | 5 | A++ | 65° | 3 | 70 |  | 4000 |  | 68000 | >=0.95 | 164000 |  |  | 119.2105 |  |  | 9 | U6 | 25 | max. 10% at 100.000 hrs |  | Available | 740/339 | Cx=0.4338;Cy=0.4030 | Class I | IK08 | IP50 | IP20 | 45 | 2070 | -25 | 1 | 380 | RAL9016 | 50-60Hz | Passive | LED | dimmable | High Bay Rectangular | Tungsram Auriso | Indoor industrial |  | 24.2 | 45300 | No sensor |  | risk group 1 |  | Bracket kit. Tilted bracket kit. Busbar bracket kit. Cable hook pair
TBD | AUR-2S55-730-U6-DL-ST | image | datasheet | deeplink | TUNGSRAM - Tungsram Auriso - 44000lm - 380W - 3000K - 70CRI - TBD[SKU] - Bracket. Y-cable | 3.38 | Bracket. Y-cable | LED | 1 | 380 | [8 empty] | CE | [6 empty] | 20 | 3000 | 752x250x75 |  | 220-240V |  | 5 | A++ | 65° | 3 | 70 |  | 3000 |  | 68000 | >=0.95 | 164000 |  |  | 115.7895 |  |  | 9 | U6 | 25 | max. 10% at 100.000 hrs |  | Available | 730/339 | Cx=0.4338;Cy=0.4030 | Class I | IK08 | IP50 | IP20 | 45 | 2070 | -25 | 1 | 380 | RAL9016 | 50-60Hz | Passive | LED | dimmable | High Bay Rectangular | Tungsram Auriso | Indoor industrial |  | 24.1 | 44000 | No sensor |  | risk group 1 |  | Bracket kit. Tilted bracket kit. Busbar bracket kit. Cable hook pair
TBD | AUR-2S55-850-U4-DL-ST | image | datasheet | deeplink | TUNGSRAM - Tungsram Auriso - 46000lm - 380W - 5000K - 80CRI - TBD[SKU] - Bracket. Y-cable | 3.38 | Bracket. Y-cable | LED | 1 | 380 | [8 empty] | CE | [6 empty] | 20 | 5000 | 752x250x75 |  | 220-240V |  | 5 | A++ | 45° | 3 | 80 |  | 5000 |  | 68000 | >=0.95 | 164000 |  |  | 121.0526 |  |  | 9 | U4 | 25 | max. 10% at 100.000 hrs |  | Available | 850/339 | Cx=0.3447;Cy=0.3553 | Class I | IK08 | IP50 | IP20 | 45 | 2070 | -25 | 1 | 380 | RAL9016 | 50-60Hz | Passive | LED | dimmable | High Bay Rectangular | Tungsram Auriso | Indoor industrial |  | 23.2 | 46000 | No sensor |  | risk group 1 |  | Bracket kit. Tilted bracket kit. Busbar bracket kit. Cable hook pair
TBD | AUR-2S55-840-U4-DL-ST | image | datasheet | deeplink | TUNGSRAM - Tungsram Auriso - 44900lm - 380W - 4000K - 80CRI - TBD[SKU] - Bracket. Y-cable | 3.38 | Bracket. Y-cable | LED | 1 | 380 | [8 empty] | CE | [6 empty] | 20 | 4000 | 752x250x75 |  | 220-240V |  | 5 | A++ | 45° | 3 | 80 |  | 4000 |  | 68000 | >=0.95 | 164000 |  |  | 118.1579 |  |  | 9 | U4 | 25 | max. 10% at 100.000 hrs |  | Available | 840/339 | Cx=0.3818;Cy=0.3797 | Class I | IK08 | IP50 | IP20 | 45 | 2070 | -25 | 1 | 380 | RAL9016 | 50-60Hz | Passive | LED | dimmable | High Bay Rectangular | Tungsram Auriso | Indoor industrial |  | 23.2 | 44900 | No sensor |  | risk group 1 |  | Bracket kit. Tilted bracket kit. Busbar bracket kit. Cable hook pair
TBD | AUR-2S55-830-U4-DL-ST | image | datasheet | deeplink | TUNGSRAM - Tungsram Auriso - 42300lm - 380W - 3000K - 80CRI - TBD[SKU] - Bracket. Y-cable | 3.38 | Bracket. Y-cable | LED | 1 | 380 | [8 empty] | CE | [6 empty] | 20 | 3000 | 752x250x75 |  | 220-240V |  | 5 | A++ | 45° | 3 | 80 |  | 3000 |  | 68000 | >=0.95 | 164000 |  |  | 111.3158 |  |  | 9 | U4 | 25 | max. 10% at 100.000 hrs |  | Available | 830/339 | Cx=0.4338;Cy=0.4030 | Class I | IK08 | IP50 | IP20 | 45 | 2070 | -25 | 1 | 380 | RAL9016 | 50-60Hz | Passive | LED | dimmable | High Bay Rectangular | Tungsram Auriso | Indoor industrial |  | 23.1 | 42300 | No sensor |  | risk group 1 |  | Bracket kit. Tilted bracket kit. Busbar bracket kit. Cable hook pair
TBD | AUR-2S55-750-U4-DL-ST | image | datasheet | deeplink | TUNGSRAM - Tungsram Auriso - 47400lm - 380W - 5000K - 70CRI - TBD[SKU] - Bracket. Y-cable | 3.38 | Bracket. Y-cable | LED | 1 | 380 | [8 empty] | CE | [6 empty] | 20 | 5000 | 752x250x75 |  | 220-240V |  | 5 | A++ | 45° | 3 | 70 |  | 5000 |  | 68000 | >=0.95 | 164000 |  |  | 124.7368 |  |  | 9 | U4 | 25 | max. 10% at 100.000 hrs |  | Available | 750/339 | Cx=0.3447;Cy=0.3553 | Class I | IK08 | IP50 | IP20 | 45 | 2070 | -25 | 1 | 380 | RAL9016 | 50-60Hz | Passive | LED | dimmable | High Bay Rectangular | Tungsram Auriso | Indoor industrial |  | 23.5 | 47400 | No sensor |  | risk group 1 |  | Bracket kit. Tilted bracket kit. Busbar bracket kit. Cable hook pair
TBD | AUR-2S55-740-U4-DL-ST | image | datasheet | deeplink | TUNGSRAM - Tungsram Auriso - 47200lm - 380W - 4000K - 70CRI - TBD[SKU] - Bracket. Y-cable | 3.38 | Bracket. Y-cable | LED | 1 | 380 | [8 empty] | CE | [6 empty] | 20 | 4000 | 752x250x75 |  | 220-240V |  | 5 | A++ | 45° | 3 | 70 |  | 4000 |  | 68000 | >=0.95 | 164000 |  |  | 124.2105 |  |  | 9 | U4 | 25 | max. 10% at 100.000 hrs |  | Available | 740/339 | Cx=0.4338;Cy=0.4030 | Class I | IK08 | IP50 | IP20 | 45 | 2070 | -25 | 1 | 380 | RAL9016 | 50-60Hz | Passive | LED | dimmable | High Bay Rectangular | Tungsram Auriso | Indoor industrial |  | 23.5 | 47200 | No sensor |  | risk group 1 |  | Bracket kit. Tilted bracket kit. Busbar bracket kit. Cable hook pair
TBD | AUR-2S55-730-U4-DL-ST | image | datasheet | deeplink | TUNGSRAM - Tungsram Auriso - 45900lm - 380W - 3000K - 70CRI - TBD[SKU] - Bracket. Y-cable | 3.38 | Bracket. Y-cable | LED | 1 | 380 | [8 empty] | CE | [6 empty] | 20 | 3000 | 752x250x75 |  | 220-240V |  | 5 | A++ | 45° | 3 | 70 |  | 3000 |  | 68000 | >=0.95 | 164000 |  |  | 120.7895 |  |  | 9 | U4 | 25 | max. 10% at 100.000 hrs |  | Available | 730/339 | Cx=0.4338;Cy=0.4030 | Class I | IK08 | IP50 | IP20 | 45 | 2070 | -25 | 1 | 380 | RAL9016 | 50-60Hz | Passive | LED | dimmable | High Bay Rectangular | Tungsram Auriso | Indoor industrial |  | 23.4 | 45900 | No sensor |  | risk group 1 |  | Bracket kit. Tilted bracket kit. Busbar bracket kit. Cable hook pair
TBD | AUR-2S55-850-L9-DL-ST | image | datasheet | deeplink | TUNGSRAM - Tungsram Auriso - 55900lm - 380W - 5000K - 80CRI - TBD[SKU] - Bracket. Y-cable | 3.38 | Bracket. Y-cable | LED | 1 | 380 | [8 empty] | CE | [6 empty] | 20 | 5000 | 752x250x75 |  | 220-240V |  | 5 | A++ | 90° | 3 | 80 |  | 5000 |  | 68000 | >=0.95 | 164000 |  |  | 147.1053 |  |  | 9 | L9 | 25 | max. 10% at 100.000 hrs |  | Available | 850/339 | Cx=0.3447;Cy=0.3553 | Class I | IK08 | IP50 | IP20 | 45 | 2070 | -25 | 1 | 380 | RAL9016 | 50-60Hz | Passive | LED | dimmable | High Bay Rectangular | Tungsram Auriso | Indoor industrial |  | 25.7 | 55900 | No sensor |  | risk group 1 |  | Bracket kit. Tilted bracket kit. Busbar bracket kit. Cable hook pair
TBD | AUR-2S55-840-L9-DL-ST | image | datasheet | deeplink | TUNGSRAM - Tungsram Auriso - 54400lm - 380W - 4000K - 80CRI - TBD[SKU] - Bracket. Y-cable | 3.38 | Bracket. Y-cable | LED | 1 | 380 | [8 empty] | CE | [6 empty] | 20 | 4000 | 752x250x75 |  | 220-240V |  | 5 | A++ | 90° | 3 | 80 |  | 4000 |  | 68000 | >=0.95 | 164000 |  |  | 143.1579 |  |  | 9 | L9 | 25 | max. 10% at 100.000 hrs |  | Available | 840/339 | Cx=0.3818;Cy=0.3797 | Class I | IK08 | IP50 | IP20 | 45 | 2070 | -25 | 1 | 380 | RAL9016 | 50-60Hz | Passive | LED | dimmable | High Bay Rectangular | Tungsram Auriso | Indoor industrial |  | 25.7 | 54400 | No sensor |  | risk group 1 |  | Bracket kit. Tilted bracket kit. Busbar bracket kit. Cable hook pair
TBD | AUR-2S55-830-L9-DL-ST | image | datasheet | deeplink | TUNGSRAM - Tungsram Auriso - 51300lm - 380W - 3000K - 80CRI - TBD[SKU] - Bracket. Y-cable | 3.38 | Bracket. Y-cable | LED | 1 | 380 | [8 empty] | CE | [6 empty] | 20 | 3000 | 752x250x75 |  | 220-240V |  | 5 | A++ | 90° | 3 | 80 |  | 3000 |  | 68000 | >=0.95 | 164000 |  |  | 135 |  |  | 9 | L9 | 25 | max. 10% at 100.000 hrs |  | Available | 830/339 | Cx=0.4338;Cy=0.4030 | Class I | IK08 | IP50 | IP20 | 45 | 2070 | -25 | 1 | 380 | RAL9016 | 50-60Hz | Passive | LED | dimmable | High Bay Rectangular | Tungsram Auriso | Indoor industrial |  | 25.6 | 51300 | No sensor |  | risk group 1 |  | Bracket kit. Tilted bracket kit. Busbar bracket kit. Cable hook pair
TBD | AUR-2S55-750-L9-DL-ST | image | datasheet | deeplink | TUNGSRAM - Tungsram Auriso - 57400lm - 380W - 5000K - 70CRI - TBD[SKU] - Bracket. Y-cable | 3.38 | Bracket. Y-cable | LED | 1 | 380 | [8 empty] | CE | [6 empty] | 20 | 5000 | 752x250x75 |  | 220-240V |  | 5 | A++ | 90° | 3 | 70 |  | 5000 |  | 68000 | >=0.95 | 164000 |  |  | 151.0526 |  |  | 9 | L9 | 25 | max. 10% at 100.000 hrs |  | Available | 750/339 | Cx=0.3447;Cy=0.3553 | Class I | IK08 | IP50 | IP20 | 45 | 2070 | -25 | 1 | 380 | RAL9016 | 50-60Hz | Passive | LED | dimmable | High Bay Rectangular | Tungsram Auriso | Indoor industrial |  | 26 | 57400 | No sensor |  | risk group 1 |  | Bracket kit. Tilted bracket kit. Busbar bracket kit. Cable hook pair
TBD | AUR-2S55-740-L9-DL-ST | image | datasheet | deeplink | TUNGSRAM - Tungsram Auriso - 57300lm - 380W - 4000K - 70CRI - TBD[SKU] - Bracket. Y-cable | 3.38 | Bracket. Y-cable | LED | 1 | 380 | [8 empty] | CE | [6 empty] | 20 | 4000 | 752x250x75 |  | 220-240V |  | 5 | A++ | 90° | 3 | 70 |  | 4000 |  | 68000 | >=0.95 | 164000 |  |  | 150.7895 |  |  | 9 | L9 | 25 | max. 10% at 100.000 hrs |  | Available | 740/339 | Cx=0.4338;Cy=0.4030 | Class I | IK08 | IP50 | IP20 | 45 | 2070 | -25 | 1 | 380 | RAL9016 | 50-60Hz | Passive | LED | dimmable | High Bay Rectangular | Tungsram Auriso | Indoor industrial |  | 26 | 57300 | No sensor |  | risk group 1 |  | Bracket kit. Tilted bracket kit. Busbar bracket kit. Cable hook pair
TBD | AUR-2S55-730-L9-DL-ST | image | datasheet | deeplink | TUNGSRAM - Tungsram Auriso - 55700lm - 380W - 3000K - 70CRI - TBD[SKU] - Bracket. Y-cable | 3.38 | Bracket. Y-cable | LED | 1 | 380 | [8 empty] | CE | [6 empty] | 20 | 3000 | 752x250x75 |  | 220-240V |  | 5 | A++ | 90° | 3 | 70 |  | 3000 |  | 68000 | >=0.95 | 164000 |  |  | 146.5789 |  |  | 9 | L9 | 25 | max. 10% at 100.000 hrs |  | Available | 730/339 | Cx=0.4338;Cy=0.4030 | Class I | IK08 | IP50 | IP20 | 45 | 2070 | -25 | 1 | 380 | RAL9016 | 50-60Hz | Passive | LED | dimmable | High Bay Rectangular | Tungsram Auriso | Indoor industrial |  | 25.8 | 55700 | No sensor |  | risk group 1 |  | Bracket kit. Tilted bracket kit. Busbar bracket kit. Cable hook pair
TBD | AUR-2S55-850-L6-DL-ST | image | datasheet | deeplink | TUNGSRAM - Tungsram Auriso - 53700lm - 380W - 5000K - 80CRI - TBD[SKU] - Bracket. Y-cable | 3.38 | Bracket. Y-cable | LED | 1 | 380 | [8 empty] | CE | [6 empty] | 20 | 5000 | 752x250x75 |  | 220-240V |  | 5 | A++ | 70° | 3 | 80 |  | 5000 |  | 68000 | >=0.95 | 164000 |  |  | 141.3158 |  |  | 9 | L6 | 25 | max. 10% at 100.000 hrs |  | Available | 850/339 | Cx=0.3447;Cy=0.3553 | Class I | IK08 | IP50 | IP20 | 45 | 2070 | -25 | 1 | 380 | RAL9016 | 50-60Hz | Passive | LED | dimmable | High Bay Rectangular | Tungsram Auriso | Indoor industrial |  | 24.2 | 53700 | No sensor |  | risk group 1 |  | Bracket kit. Tilted bracket kit. Busbar bracket kit. Cable hook pair
TBD | AUR-2S55-840-L6-DL-ST | image | datasheet | deeplink | TUNGSRAM - Tungsram Auriso - 52300lm - 380W - 4000K - 80CRI - TBD[SKU] - Bracket. Y-cable | 3.38 | Bracket. Y-cable | LED | 1 | 380 | [8 empty] | CE | [6 empty] | 20 | 4000 | 752x250x75 |  | 220-240V |  | 5 | A++ | 70° | 3 | 80 |  | 4000 |  | 68000 | >=0.95 | 164000 |  |  | 137.6316 |  |  | 9 | L6 | 25 | max. 10% at 100.000 hrs |  | Available | 840/339 | Cx=0.3818;Cy=0.3797 | Class I | IK08 | IP50 | IP20 | 45 | 2070 | -25 | 1 | 380 | RAL9016 | 50-60Hz | Passive | LED | dimmable | High Bay Rectangular | Tungsram Auriso | Indoor industrial |  | 24.2 | 52300 | No sensor |  | risk group 1 |  | Bracket kit. Tilted bracket kit. Busbar bracket kit. Cable hook pair
TBD | AUR-2S55-830-L6-DL-ST | image | datasheet | deeplink | TUNGSRAM - Tungsram Auriso - 49300lm - 380W - 3000K - 80CRI - TBD[SKU] - Bracket. Y-cable | 3.38 | Bracket. Y-cable | LED | 1 | 380 | [8 empty] | CE | [6 empty] | 20 | 3000 | 752x250x75 |  | 220-240V |  | 5 | A++ | 70° | 3 | 80 |  | 3000 |  | 68000 | >=0.95 | 164000 |  |  | 129.7368 |  |  | 9 | L6 | 25 | max. 10% at 100.000 hrs |  | Available | 830/339 | Cx=0.4338;Cy=0.4030 | Class I | IK08 | IP50 | IP20 | 45 | 2070 | -25 | 1 | 380 | RAL9016 | 50-60Hz | Passive | LED | dimmable | High Bay Rectangular | Tungsram Auriso | Indoor industrial |  | 24 | 49300 | No sensor |  | risk group 1 |  | Bracket kit. Tilted bracket kit. Busbar bracket kit. Cable hook pair
TBD | AUR-2S55-750-L6-DL-ST | image | datasheet | deeplink | TUNGSRAM - Tungsram Auriso - 55200lm - 380W - 5000K - 70CRI - TBD[SKU] - Bracket. Y-cable | 3.38 | Bracket. Y-cable | LED | 1 | 380 | [8 empty] | CE | [6 empty] | 20 | 5000 | 752x250x75 |  | 220-240V |  | 5 | A++ | 70° | 3 | 70 |  | 5000 |  | 68000 | >=0.95 | 164000 |  |  | 145.2632 |  |  | 9 | L6 | 25 | max. 10% at 100.000 hrs |  | Available | 750/339 | Cx=0.3447;Cy=0.3553 | Class I | IK08 | IP50 | IP20 | 45 | 2070 | -25 | 1 | 380 | RAL9016 | 50-60Hz | Passive | LED | dimmable | High Bay Rectangular | Tungsram Auriso | Indoor industrial |  | 24.4 | 55200 | No sensor |  | risk group 1 |  | Bracket kit. Tilted bracket kit. Busbar bracket kit. Cable hook pair
TBD | AUR-2S55-740-L6-DL-ST | image | datasheet | deeplink | TUNGSRAM - Tungsram Auriso - 55100lm - 380W - 4000K - 70CRI - TBD[SKU] - Bracket. Y-cable | 3.38 | Bracket. Y-cable | LED | 1 | 380 | [8 empty] | CE | [6 empty] | 20 | 4000 | 752x250x75 |  | 220-240V |  | 5 | A++ | 70° | 3 | 70 |  | 4000 |  | 68000 | >=0.95 | 164000 |  |  | 145 |  |  | 9 | L6 | 25 | max. 10% at 100.000 hrs |  | Available | 740/339 | Cx=0.4338;Cy=0.4030 | Class I | IK08 | IP50 | IP20 | 45 | 2070 | -25 | 1 | 380 | RAL9016 | 50-60Hz | Passive | LED | dimmable | High Bay Rectangular | Tungsram Auriso | Indoor industrial |  | 24.4 | 55100 | No sensor |  | risk group 1 |  | Bracket kit. Tilted bracket kit. Busbar bracket kit. Cable hook pair
TBD | AUR-2S55-730-L6-DL-ST | image | datasheet | deeplink | TUNGSRAM - Tungsram Auriso - 53500lm - 380W - 3000K - 70CRI - TBD[SKU] - Bracket. Y-cable | 3.38 | Bracket. Y-cable | LED | 1 | 380 | [8 empty] | CE | [6 empty] | 20 | 3000 | 752x250x75 |  | 220-240V |  | 5 | A++ | 70° | 3 | 70 |  | 3000 |  | 68000 | >=0.95 | 164000 |  |  | 140.7895 |  |  | 9 | L6 | 25 | max. 10% at 100.000 hrs |  | Available | 730/339 | Cx=0.4338;Cy=0.4030 | Class I | IK08 | IP50 | IP20 | 45 | 2070 | -25 | 1 | 380 | RAL9016 | 50-60Hz | Passive | LED | dimmable | High Bay Rectangular | Tungsram Auriso | Indoor industrial |  | 24.3 | 53500 | No sensor |  | risk group 1 |  | Bracket kit. Tilted bracket kit. Busbar bracket kit. Cable hook pair
TBD | AUR-2S55-850-L3-DL-ST | image | datasheet | deeplink | TUNGSRAM - Tungsram Auriso - 57000lm - 380W - 5000K - 80CRI - TBD[SKU] - Bracket. Y-cable | 3.38 | Bracket. Y-cable | LED | 1 | 380 | [8 empty] | CE | [6 empty] | 20 | 5000 | 752x250x75 |  | 220-240V |  | 5 | A++ | 35° | 3 | 80 |  | 5000 |  | 68000 | >=0.95 | 164000 |  |  | 150 |  |  | 9 | L3 | 25 | max. 10% at 100.000 hrs |  | Available | 850/339 | Cx=0.3447;Cy=0.3553 | Class I | IK08 | IP50 | IP20 | 45 | 2070 | -25 | 1 | 380 | RAL9016 | 50-60Hz | Passive | LED | dimmable | High Bay Rectangular | Tungsram Auriso | Indoor industrial |  | 19.8 | 57000 | No sensor |  | risk group 1 |  | Bracket kit. Tilted bracket kit. Busbar bracket kit. Cable hook pair
TBD | AUR-2S55-840-L3-DL-ST | image | datasheet | deeplink | TUNGSRAM - Tungsram Auriso - 55600lm - 380W - 4000K - 80CRI - TBD[SKU] - Bracket. Y-cable | 3.38 | Bracket. Y-cable | LED | 1 | 380 | [8 empty] | CE | [6 empty] | 20 | 4000 | 752x250x75 |  | 220-240V |  | 5 | A++ | 35° | 3 | 80 |  | 4000 |  | 68000 | >=0.95 | 164000 |  |  | 146.3158 |  |  | 9 | L3 | 25 | max. 10% at 100.000 hrs |  | Available | 840/339 | Cx=0.3818;Cy=0.3797 | Class I | IK08 | IP50 | IP20 | 45 | 2070 | -25 | 1 | 380 | RAL9016 | 50-60Hz | Passive | LED | dimmable | High Bay Rectangular | Tungsram Auriso | Indoor industrial |  | 19.8 | 55600 | No sensor |  | risk group 1 |  | Bracket kit. Tilted bracket kit. Busbar bracket kit. Cable hook pair
TBD | AUR-2S55-830-L3-DL-ST | image | datasheet | deeplink | TUNGSRAM - Tungsram Auriso - 52300lm - 380W - 3000K - 80CRI - TBD[SKU] - Bracket. Y-cable | 3.38 | Bracket. Y-cable | LED | 1 | 380 | [8 empty] | CE | [6 empty] | 20 | 3000 | 752x250x75 |  | 220-240V |  | 5 | A++ | 35° | 3 | 80 |  | 3000 |  | 68000 | >=0.95 | 164000 |  |  | 137.6316 |  |  | 9 | L3 | 25 | max. 10% at 100.000 hrs |  | Available | 830/339 | Cx=0.4338;Cy=0.4030 | Class I | IK08 | IP50 | IP20 | 45 | 2070 | -25 | 1 | 380 | RAL9016 | 50-60Hz | Passive | LED | dimmable | High Bay Rectangular | Tungsram Auriso | Indoor industrial |  | 19.6 | 52300 | No sensor |  | risk group 1 |  | Bracket kit. Tilted bracket kit. Busbar bracket kit. Cable hook pair
TBD | AUR-2S55-750-L3-DL-ST | image | datasheet | deeplink | TUNGSRAM - Tungsram Auriso - 58600lm - 380W - 5000K - 70CRI - TBD[SKU] - Bracket. Y-cable | 3.38 | Bracket. Y-cable | LED | 1 | 380 | [8 empty] | CE | [6 empty] | 20 | 5000 | 752x250x75 |  | 220-240V |  | 5 | A++ | 35° | 3 | 70 |  | 5000 |  | 68000 | >=0.95 | 164000 |  |  | 154.2105 |  |  | 9 | L3 | 25 | max. 10% at 100.000 hrs |  | Available | 750/339 | Cx=0.3447;Cy=0.3553 | Class I | IK08 | IP50 | IP20 | 45 | 2070 | -25 | 1 | 380 | RAL9016 | 50-60Hz | Passive | LED | dimmable | High Bay Rectangular | Tungsram Auriso | Indoor industrial |  | 20 | 58600 | No sensor |  | risk group 1 |  | Bracket kit. Tilted bracket kit. Busbar bracket kit. Cable hook pair
TBD | AUR-2S55-740-L3-DL-ST | image | datasheet | deeplink | TUNGSRAM - Tungsram Auriso - 58500lm - 380W - 4000K - 70CRI - TBD[SKU] - Bracket. Y-cable | 3.38 | Bracket. Y-cable | LED | 1 | 380 | [8 empty] | CE | [6 empty] | 20 | 4000 | 752x250x75 |  | 220-240V |  | 5 | A++ | 35° | 3 | 70 |  | 4000 |  | 68000 | >=0.95 | 164000 |  |  | 153.9474 |  |  | 9 | L3 | 25 | max. 10% at 100.000 hrs |  | Available | 740/339 | Cx=0.4338;Cy=0.4030 | Class I | IK08 | IP50 | IP20 | 45 | 2070 | -25 | 1 | 380 | RAL9016 | 50-60Hz | Passive | LED | dimmable | High Bay Rectangular | Tungsram Auriso | Indoor industrial |  | 20 | 58500 | No sensor |  | risk group 1 |  | Bracket kit. Tilted bracket kit. Busbar bracket kit. Cable hook pair
TBD | AUR-2S55-730-L3-DL-ST | image | datasheet | deeplink | TUNGSRAM - Tungsram Auriso - 56900lm - 380W - 3000K - 70CRI - TBD[SKU] - Bracket. Y-cable | 3.38 | Bracket. Y-cable | LED | 1 | 380 | [8 empty] | CE | [6 empty] | 20 | 3000 | 752x250x75 |  | 220-240V |  | 5 | A++ | 35° | 3 | 70 |  | 3000 |  | 68000 | >=0.95 | 164000 |  |  | 149.7368 |  |  | 9 | L3 | 25 | max. 10% at 100.000 hrs |  | Available | 730/339 | Cx=0.4338;Cy=0.4030 | Class I | IK08 | IP50 | IP20 | 45 | 2070 | -25 | 1 | 380 | RAL9016 | 50-60Hz | Passive | LED | dimmable | High Bay Rectangular | Tungsram Auriso | Indoor industrial |  | 19.9 | 56900 | No sensor |  | risk group 1 |  | Bracket kit. Tilted bracket kit. Busbar bracket kit. Cable hook pair
TBD | AUR-2S55-850-D1-DL-ST | image | datasheet | deeplink | TUNGSRAM - Tungsram Auriso - 48700lm - 380W - 5000K - 80CRI - TBD[SKU] - Bracket. Y-cable | 3.38 | Bracket. Y-cable | LED | 1 | 380 | [8 empty] | CE | [6 empty] | 20 | 5000 | 752x250x75 |  | 220-240V |  | 5 | A++ | 100° | 3 | 80 |  | 5000 |  | 68000 | >=0.95 | 164000 |  |  | 128.1579 |  |  | 9 | D1 | 25 | max. 10% at 100.000 hrs |  | Available | 850/339 | Cx=0.3447;Cy=0.3553 | Class I | IK08 | IP20 | IP20 | 45 | 2070 | -25 | 1 | 380 | RAL9016 | 50-60Hz | Passive | LED | dimmable | High Bay Rectangular | Tungsram Auriso | Indoor industrial |  | 28 | 48700 | No sensor |  | risk group 1 |  | Bracket kit. Tilted bracket kit. Busbar bracket kit. Cable hook pair
TBD | AUR-2S55-840-D1-DL-ST | image | datasheet | deeplink | TUNGSRAM - Tungsram Auriso - 47500lm - 380W - 4000K - 80CRI - TBD[SKU] - Bracket. Y-cable | 3.38 | Bracket. Y-cable | LED | 1 | 380 | [8 empty] | CE | [6 empty] | 20 | 4000 | 752x250x75 |  | 220-240V |  | 5 | A++ | 100° | 3 | 80 |  | 4000 |  | 68000 | >=0.95 | 164000 |  |  | 125 |  |  | 9 | D1 | 25 | max. 10% at 100.000 hrs |  | Available | 840/339 | Cx=0.3818;Cy=0.3797 | Class I | IK08 | IP20 | IP20 | 45 | 2070 | -25 | 1 | 380 | RAL9016 | 50-60Hz | Passive | LED | dimmable | High Bay Rectangular | Tungsram Auriso | Indoor industrial |  | 28 | 47500 | No sensor |  | risk group 1 |  | Bracket kit. Tilted bracket kit. Busbar bracket kit. Cable hook pair
TBD | AUR-2S55-830-D1-DL-ST | image | datasheet | deeplink | TUNGSRAM - Tungsram Auriso - 44700lm - 380W - 3000K - 80CRI - TBD[SKU] - Bracket. Y-cable | 3.38 | Bracket. Y-cable | LED | 1 | 380 | [8 empty] | CE | [6 empty] | 20 | 3000 | 752x250x75 |  | 220-240V |  | 5 | A++ | 100° | 3 | 80 |  | 3000 |  | 68000 | >=0.95 | 164000 |  |  | 117.6316 |  |  | 9 | D1 | 25 | max. 10% at 100.000 hrs |  | Available | 830/339 | Cx=0.4338;Cy=0.4030 | Class I | IK08 | IP20 | IP20 | 45 | 2070 | -25 | 1 | 380 | RAL9016 | 50-60Hz | Passive | LED | dimmable | High Bay Rectangular | Tungsram Auriso | Indoor industrial |  | 27.9 | 44700 | No sensor |  | risk group 1 |  | Bracket kit. Tilted bracket kit. Busbar bracket kit. Cable hook pair
TBD | AUR-2S55-750-D1-DL-ST | image | datasheet | deeplink | TUNGSRAM - Tungsram Auriso - 50100lm - 380W - 5000K - 70CRI - TBD[SKU] - Bracket. Y-cable | 3.38 | Bracket. Y-cable | LED | 1 | 380 | [8 empty] | CE | [6 empty] | 20 | 5000 | 752x250x75 |  | 220-240V |  | 5 | A++ | 100° | 3 | 70 |  | 5000 |  | 68000 | >=0.95 | 164000 |  |  | 131.8421 |  |  | 9 | D1 | 25 | max. 10% at 100.000 hrs |  | Available | 750/339 | Cx=0.3447;Cy=0.3553 | Class I | IK08 | IP20 | IP20 | 45 | 2070 | -25 | 1 | 380 | RAL9016 | 50-60Hz | Passive | LED | dimmable | High Bay Rectangular | Tungsram Auriso | Indoor industrial |  | 28.3 | 50100 | No sensor |  | risk group 1 |  | Bracket kit. Tilted bracket kit. Busbar bracket kit. Cable hook pair
TBD | AUR-2S55-740-D1-DL-ST | image | datasheet | deeplink | TUNGSRAM - Tungsram Auriso - 50000lm - 380W - 4000K - 70CRI - TBD[SKU] - Bracket. Y-cable | 3.38 | Bracket. Y-cable | LED | 1 | 380 | [8 empty] | CE | [6 empty] | 20 | 4000 | 752x250x75 |  | 220-240V |  | 5 | A++ | 100° | 3 | 70 |  | 4000 |  | 68000 | >=0.95 | 164000 |  |  | 131.5789 |  |  | 9 | D1 | 25 | max. 10% at 100.000 hrs |  | Available | 740/339 | Cx=0.4338;Cy=0.4030 | Class I | IK08 | IP20 | IP20 | 45 | 2070 | -25 | 1 | 380 | RAL9016 | 50-60Hz | Passive | LED | dimmable | High Bay Rectangular | Tungsram Auriso | Indoor industrial |  | 28.3 | 50000 | No sensor |  | risk group 1 |  | Bracket kit. Tilted bracket kit. Busbar bracket kit. Cable hook pair
TBD | AUR-2S55-730-D1-DL-ST | image | datasheet | deeplink | TUNGSRAM - Tungsram Auriso - 48600lm - 380W - 3000K - 70CRI - TBD[SKU] - Bracket. Y-cable | 3.38 | Bracket. Y-cable | LED | 1 | 380 | [8 empty] | CE | [6 empty] | 20 | 3000 | 752x250x75 |  | 220-240V |  | 5 | A++ | 100° | 3 | 70 |  | 3000 |  | 68000 | >=0.95 | 164000 |  |  | 127.8947 |  |  | 9 | D1 | 25 | max. 10% at 100.000 hrs |  | Available | 730/339 | Cx=0.4338;Cy=0.4030 | Class I | IK08 | IP20 | IP20 | 45 | 2070 | -25 | 1 | 380 | RAL9016 | 50-60Hz | Passive | LED | dimmable | High Bay Rectangular | Tungsram Auriso | Indoor industrial |  | 28.2 | 48600 | No sensor |  | risk group 1 |  | Bracket kit. Tilted bracket kit. Busbar bracket kit. Cable hook pair
TBD | AUR-2S55-850-C1-DL-ST | image | datasheet | deeplink | TUNGSRAM - Tungsram Auriso - 54100lm - 380W - 5000K - 80CRI - TBD[SKU] - Bracket. Y-cable | 3.38 | Bracket. Y-cable | LED | 1 | 380 | [8 empty] | CE | [6 empty] | 20 | 5000 | 752x250x75 |  | 220-240V |  | 5 | A++ | 110° | 3 | 80 |  | 5000 |  | 68000 | >=0.95 | 164000 |  |  | 142.3684 |  |  | 9 | C1 | 25 | max. 10% at 100.000 hrs |  | Available | 850/339 | Cx=0.3447;Cy=0.3553 | Class I | IK08 | IP20 | IP20 | 45 | 2070 | -25 | 1 | 380 | RAL9016 | 50-60Hz | Passive | LED | dimmable | High Bay Rectangular | Tungsram Auriso | Indoor industrial |  | 27.9 | 54100 | No sensor |  | risk group 1 |  | Bracket kit. Tilted bracket kit. Busbar bracket kit. Cable hook pair
TBD | AUR-2S55-840-C1-DL-ST | image | datasheet | deeplink | TUNGSRAM - Tungsram Auriso - 52800lm - 380W - 4000K - 80CRI - TBD[SKU] - Bracket. Y-cable | 3.38 | Bracket. Y-cable | LED | 1 | 380 | [8 empty] | CE | [6 empty] | 20 | 4000 | 752x250x75 |  | 220-240V |  | 5 | A++ | 110° | 3 | 80 |  | 4000 |  | 68000 | >=0.95 | 164000 |  |  | 138.9474 |  |  | 9 | C1 | 25 | max. 10% at 100.000 hrs |  | Available | 840/339 | Cx=0.3818;Cy=0.3797 | Class I | IK08 | IP20 | IP20 | 45 | 2070 | -25 | 1 | 380 | RAL9016 | 50-60Hz | Passive | LED | dimmable | High Bay Rectangular | Tungsram Auriso | Indoor industrial |  | 27.9 | 52800 | No sensor |  | risk group 1 |  | Bracket kit. Tilted bracket kit. Busbar bracket kit. Cable hook pair
TBD | AUR-2S55-830-C1-DL-ST | image | datasheet | deeplink | TUNGSRAM - Tungsram Auriso - 49700lm - 380W - 3000K - 80CRI - TBD[SKU] - Bracket. Y-cable | 3.38 | Bracket. Y-cable | LED | 1 | 380 | [8 empty] | CE | [6 empty] | 20 | 3000 | 752x250x75 |  | 220-240V |  | 5 | A++ | 110° | 3 | 80 |  | 3000 |  | 68000 | >=0.95 | 164000 |  |  | 130.7895 |  |  | 9 | C1 | 25 | max. 10% at 100.000 hrs |  | Available | 830/339 | Cx=0.4338;Cy=0.4030 | Class I | IK08 | IP20 | IP20 | 45 | 2070 | -25 | 1 | 380 | RAL9016 | 50-60Hz | Passive | LED | dimmable | High Bay Rectangular | Tungsram Auriso | Indoor industrial |  | 27.8 | 49700 | No sensor |  | risk group 1 |  | Bracket kit. Tilted bracket kit. Busbar bracket kit. Cable hook pair
TBD | AUR-2S55-750-C1-DL-ST | image | datasheet | deeplink | TUNGSRAM - Tungsram Auriso - 55700lm - 380W - 5000K - 70CRI - TBD[SKU] - Bracket. Y-cable | 3.38 | Bracket. Y-cable | LED | 1 | 380 | [8 empty] | CE | [6 empty] | 20 | 5000 | 752x250x75 |  | 220-240V |  | 5 | A++ | 110° | 3 | 70 |  | 5000 |  | 68000 | >=0.95 | 164000 |  |  | 146.5789 |  |  | 9 | C1 | 25 | max. 10% at 100.000 hrs |  | Available | 750/339 | Cx=0.3447;Cy=0.3553 | Class I | IK08 | IP20 | IP20 | 45 | 2070 | -25 | 1 | 380 | RAL9016 | 50-60Hz | Passive | LED | dimmable | High Bay Rectangular | Tungsram Auriso | Indoor industrial |  | 28.2 | 55700 | No sensor |  | risk group 1 |  | Bracket kit. Tilted bracket kit. Busbar bracket kit. Cable hook pair
TBD | AUR-2S55-740-C1-DL-ST | image | datasheet | deeplink | TUNGSRAM - Tungsram Auriso - 55500lm - 380W - 4000K - 70CRI - TBD[SKU] - Bracket. Y-cable | 3.38 | Bracket. Y-cable | LED | 1 | 380 | [8 empty] | CE | [6 empty] | 20 | 4000 | 752x250x75 |  | 220-240V |  | 5 | A++ | 110° | 3 | 70 |  | 4000 |  | 68000 | >=0.95 | 164000 |  |  | 146.0526 |  |  | 9 | C1 | 25 | max. 10% at 100.000 hrs |  | Available | 740/339 | Cx=0.4338;Cy=0.4030 | Class I | IK08 | IP20 | IP20 | 45 | 2070 | -25 | 1 | 380 | RAL9016 | 50-60Hz | Passive | LED | dimmable | High Bay Rectangular | Tungsram Auriso | Indoor industrial |  | 28.2 | 55500 | No sensor |  | risk group 1 |  | Bracket kit. Tilted bracket kit. Busbar bracket kit. Cable hook pair
TBD | AUR-2S55-730-C1-DL-ST | image | datasheet | deeplink | TUNGSRAM - Tungsram Auriso - 54000lm - 380W - 3000K - 70CRI - TBD[SKU] - Bracket. Y-cable | 3.38 | Bracket. Y-cable | LED | 1 | 380 | [8 empty] | CE | [6 empty] | 20 | 3000 | 752x250x75 |  | 220-240V |  | 5 | A++ | 110° | 3 | 70 |  | 3000 |  | 68000 | >=0.95 | 164000 |  |  | 142.1053 |  |  | 9 | C1 | 25 | max. 10% at 100.000 hrs |  | Available | 730/339 | Cx=0.4338;Cy=0.4030 | Class I | IK08 | IP20 | IP20 | 45 | 2070 | -25 | 1 | 380 | RAL9016 | 50-60Hz | Passive | LED | dimmable | High Bay Rectangular | Tungsram Auriso | Indoor industrial |  | 28 | 54000 | No sensor |  | risk group 1 |  | Bracket kit. Tilted bracket kit. Busbar bracket kit. Cable hook pair
TBD | AUR-2S50-850-U8-DL-ST | image | datasheet | deeplink | TUNGSRAM - Tungsram Auriso - 43200lm - 329W - 5000K - 80CRI - TBD[SKU] - Bracket. Y-cable | 3.38 | Bracket. Y-cable | LED | 1 | 329 | [8 empty] | CE | [6 empty] | 20 | 5000 | 752x250x75 |  | 220-240V |  | 5 | A++ | 80° | 3 | 80 |  | 5000 |  | 82000 | >=0.95 | 196000 |  |  | 131.307 |  |  | 9 | U8 | 25 | max. 10% at 100.000 hrs |  | Available | 850/339 | Cx=0.3447;Cy=0.3553 | Class I | IK08 | IP20 | IP20 | 50 | 1790 | -25 | 1 | 329 | RAL9016 | 50-60Hz | Passive | LED | dimmable | High Bay Rectangular | Tungsram Auriso | Indoor industrial |  | 24.9 | 43200 | No sensor |  | risk group 1 |  | Bracket kit. Tilted bracket kit. Busbar bracket kit. Cable hook pair
TBD | AUR-2S50-840-U8-DL-ST | image | datasheet | deeplink | TUNGSRAM - Tungsram Auriso - 42100lm - 329W - 4000K - 80CRI - TBD[SKU] - Bracket. Y-cable | 3.38 | Bracket. Y-cable | LED | 1 | 329 | [8 empty] | CE | [6 empty] | 20 | 4000 | 752x250x75 |  | 220-240V |  | 5 | A++ | 80° | 3 | 80 |  | 4000 |  | 82000 | >=0.95 | 196000 |  |  | 127.9635 |  |  | 9 | U8 | 25 | max. 10% at 100.000 hrs |  | Available | 840/339 | Cx=0.3818;Cy=0.3797 | Class I | IK08 | IP20 | IP20 | 50 | 1790 | -25 | 1 | 329 | RAL9016 | 50-60Hz | Passive | LED | dimmable | High Bay Rectangular | Tungsram Auriso | Indoor industrial |  | 24.9 | 42100 | No sensor |  | risk group 1 |  | Bracket kit. Tilted bracket kit. Busbar bracket kit. Cable hook pair
TBD | AUR-2S50-830-U8-DL-ST | image | datasheet | deeplink | TUNGSRAM - Tungsram Auriso - 39600lm - 329W - 3000K - 80CRI - TBD[SKU] - Bracket. Y-cable | 3.38 | Bracket. Y-cable | LED | 1 | 329 | [8 empty] | CE | [6 empty] | 20 | 3000 | 752x250x75 |  | 220-240V |  | 5 | A++ | 80° | 3 | 80 |  | 3000 |  | 82000 | >=0.95 | 196000 |  |  | 120.3647 |  |  | 9 | U8 | 25 | max. 10% at 100.000 hrs |  | Available | 830/339 | Cx=0.4338;Cy=0.4030 | Class I | IK08 | IP20 | IP20 | 50 | 1790 | -25 | 1 | 329 | RAL9016 | 50-60Hz | Passive | LED | dimmable | High Bay Rectangular | Tungsram Auriso | Indoor industrial |  | 24.8 | 39600 | No sensor |  | risk group 1 |  | Bracket kit. Tilted bracket kit. Busbar bracket kit. Cable hook pair
TBD | AUR-2S50-750-U8-DL-ST | image | datasheet | deeplink | TUNGSRAM - Tungsram Auriso - 44400lm - 329W - 5000K - 70CRI - TBD[SKU] - Bracket. Y-cable | 3.38 | Bracket. Y-cable | LED | 1 | 329 | [8 empty] | CE | [6 empty] | 20 | 5000 | 752x250x75 |  | 220-240V |  | 5 | A++ | 80° | 3 | 70 |  | 5000 |  | 82000 | >=0.95 | 196000 |  |  | 134.9544 |  |  | 9 | U8 | 25 | max. 10% at 100.000 hrs |  | Available | 750/339 | Cx=0.3447;Cy=0.3553 | Class I | IK08 | IP20 | IP20 | 50 | 1790 | -25 | 1 | 329 | RAL9016 | 50-60Hz | Passive | LED | dimmable | High Bay Rectangular | Tungsram Auriso | Indoor industrial |  | 25.2 | 44400 | No sensor |  | risk group 1 |  | Bracket kit. Tilted bracket kit. Busbar bracket kit. Cable hook pair
TBD | AUR-2S50-740-U8-DL-ST | image | datasheet | deeplink | TUNGSRAM - Tungsram Auriso - 44300lm - 329W - 4000K - 70CRI - TBD[SKU] - Bracket. Y-cable | 3.38 | Bracket. Y-cable | LED | 1 | 329 | [8 empty] | CE | [6 empty] | 20 | 4000 | 752x250x75 |  | 220-240V |  | 5 | A++ | 80° | 3 | 70 |  | 4000 |  | 82000 | >=0.95 | 196000 |  |  | 134.6505 |  |  | 9 | U8 | 25 | max. 10% at 100.000 hrs |  | Available | 740/339 | Cx=0.4338;Cy=0.4030 | Class I | IK08 | IP20 | IP20 | 50 | 1790 | -25 | 1 | 329 | RAL9016 | 50-60Hz | Passive | LED | dimmable | High Bay Rectangular | Tungsram Auriso | Indoor industrial |  | 25.2 | 44300 | No sensor |  | risk group 1 |  | Bracket kit. Tilted bracket kit. Busbar bracket kit. Cable hook pair
TBD | AUR-2S50-730-U8-DL-ST | image | datasheet | deeplink | TUNGSRAM - Tungsram Auriso - 43100lm - 329W - 3000K - 70CRI - TBD[SKU] - Bracket. Y-cable | 3.38 | Bracket. Y-cable | LED | 1 | 329 | [8 empty] | CE | [6 empty] | 20 | 3000 | 752x250x75 |  | 220-240V |  | 5 | A++ | 80° | 3 | 70 |  | 3000 |  | 82000 | >=0.95 | 196000 |  |  | 131.003 |  |  | 9 | U8 | 25 | max. 10% at 100.000 hrs |  | Available | 730/339 | Cx=0.4338;Cy=0.4030 | Class I | IK08 | IP20 | IP20 | 50 | 1790 | -25 | 1 | 329 | RAL9016 | 50-60Hz | Passive | LED | dimmable | High Bay Rectangular | Tungsram Auriso | Indoor industrial |  | 25 | 43100 | No sensor |  | risk group 1 |  | Bracket kit. Tilted bracket kit. Busbar bracket kit. Cable hook pair
TBD | AUR-2S50-850-U6-DL-ST | image | datasheet | deeplink | TUNGSRAM - Tungsram Auriso - 39500lm - 329W - 5000K - 80CRI - TBD[SKU] - Bracket. Y-cable | 3.38 | Bracket. Y-cable | LED | 1 | 329 | [8 empty] | CE | [6 empty] | 20 | 5000 | 752x250x75 |  | 220-240V |  | 5 | A++ | 65° | 3 | 80 |  | 5000 |  | 82000 | >=0.95 | 196000 |  |  | 120.0608 |  |  | 9 | U6 | 25 | max. 10% at 100.000 hrs |  | Available | 850/339 | Cx=0.3447;Cy=0.3553 | Class I | IK08 | IP50 | IP20 | 50 | 1790 | -25 | 1 | 329 | RAL9016 | 50-60Hz | Passive | LED | dimmable | High Bay Rectangular | Tungsram Auriso | Indoor industrial |  | 23.5 | 39500 | No sensor |  | risk group 1 |  | Bracket kit. Tilted bracket kit. Busbar bracket kit. Cable hook pair
TBD | AUR-2S50-840-U6-DL-ST | image | datasheet | deeplink | TUNGSRAM - Tungsram Auriso - 38400lm - 329W - 4000K - 80CRI - TBD[SKU] - Bracket. Y-cable | 3.38 | Bracket. Y-cable | LED | 1 | 329 | [8 empty] | CE | [6 empty] | 20 | 4000 | 752x250x75 |  | 220-240V |  | 5 | A++ | 65° | 3 | 80 |  | 4000 |  | 82000 | >=0.95 | 196000 |  |  | 116.7173 |  |  | 9 | U6 | 25 | max. 10% at 100.000 hrs |  | Available | 840/339 | Cx=0.3818;Cy=0.3797 | Class I | IK08 | IP50 | IP20 | 50 | 1790 | -25 | 1 | 329 | RAL9016 | 50-60Hz | Passive | LED | dimmable | High Bay Rectangular | Tungsram Auriso | Indoor industrial |  | 23.5 | 38400 | No sensor |  | risk group 1 |  | Bracket kit. Tilted bracket kit. Busbar bracket kit. Cable hook pair
TBD | AUR-2S50-830-U6-DL-ST | image | datasheet | deeplink | TUNGSRAM - Tungsram Auriso - 36200lm - 329W - 3000K - 80CRI - TBD[SKU] - Bracket. Y-cable | 3.38 | Bracket. Y-cable | LED | 1 | 329 | [8 empty] | CE | [6 empty] | 20 | 3000 | 752x250x75 |  | 220-240V |  | 5 | A++ | 65° | 3 | 80 |  | 3000 |  | 82000 | >=0.95 | 196000 |  |  | 110.0304 |  |  | 9 | U6 | 25 | max. 10% at 100.000 hrs |  | Available | 830/339 | Cx=0.4338;Cy=0.4030 | Class I | IK08 | IP50 | IP20 | 50 | 1790 | -25 | 1 | 329 | RAL9016 | 50-60Hz | Passive | LED | dimmable | High Bay Rectangular | Tungsram Auriso | Indoor industrial |  | 23.4 | 36200 | No sensor |  | risk group 1 |  | Bracket kit. Tilted bracket kit. Busbar bracket kit. Cable hook pair
TBD | AUR-2S50-750-U6-DL-ST | image | datasheet | deeplink | TUNGSRAM - Tungsram Auriso - 40600lm - 329W - 5000K - 70CRI - TBD[SKU] - Bracket. Y-cable | 3.38 | Bracket. Y-cable | LED | 1 | 329 | [8 empty] | CE | [6 empty] | 20 | 5000 | 752x250x75 |  | 220-240V |  | 5 | A++ | 65° | 3 | 70 |  | 5000 |  | 82000 | >=0.95 | 196000 |  |  | 123.4043 |  |  | 9 | U6 | 25 | max. 10% at 100.000 hrs |  | Available | 750/339 | Cx=0.3447;Cy=0.3553 | Class I | IK08 | IP50 | IP20 | 50 | 1790 | -25 | 1 | 329 | RAL9016 | 50-60Hz | Passive | LED | dimmable | High Bay Rectangular | Tungsram Auriso | Indoor industrial |  | 23.8 | 40600 | No sensor |  | risk group 1 |  | Bracket kit. Tilted bracket kit. Busbar bracket kit. Cable hook pair
TBD | AUR-2S50-740-U6-DL-ST | image | datasheet | deeplink | TUNGSRAM - Tungsram Auriso - 40500lm - 329W - 4000K - 70CRI - TBD[SKU] - Bracket. Y-cable | 3.38 | Bracket. Y-cable | LED | 1 | 329 | [8 empty] | CE | [6 empty] | 20 | 4000 | 752x250x75 |  | 220-240V |  | 5 | A++ | 65° | 3 | 70 |  | 4000 |  | 82000 | >=0.95 | 196000 |  |  | 123.1003 |  |  | 9 | U6 | 25 | max. 10% at 100.000 hrs |  | Available | 740/339 | Cx=0.4338;Cy=0.4030 | Class I | IK08 | IP50 | IP20 | 50 | 1790 | -25 | 1 | 329 | RAL9016 | 50-60Hz | Passive | LED | dimmable | High Bay Rectangular | Tungsram Auriso | Indoor industrial |  | 23.8 | 40500 | No sensor |  | risk group 1 |  | Bracket kit. Tilted bracket kit. Busbar bracket kit. Cable hook pair
TBD | AUR-2S50-730-U6-DL-ST | image | datasheet | deeplink | TUNGSRAM - Tungsram Auriso - 39300lm - 329W - 3000K - 70CRI - TBD[SKU] - Bracket. Y-cable | 3.38 | Bracket. Y-cable | LED | 1 | 329 | [8 empty] | CE | [6 empty] | 20 | 3000 | 752x250x75 |  | 220-240V |  | 5 | A++ | 65° | 3 | 70 |  | 3000 |  | 82000 | >=0.95 | 196000 |  |  | 119.4529 |  |  | 9 | U6 | 25 | max. 10% at 100.000 hrs |  | Available | 730/339 | Cx=0.4338;Cy=0.4030 | Class I | IK08 | IP50 | IP20 | 50 | 1790 | -25 | 1 | 329 | RAL9016 | 50-60Hz | Passive | LED | dimmable | High Bay Rectangular | Tungsram Auriso | Indoor industrial |  | 23.7 | 39300 | No sensor |  | risk group 1 |  | Bracket kit. Tilted bracket kit. Busbar bracket kit. Cable hook pair
TBD | AUR-2S50-850-U4-DL-ST | image | datasheet | deeplink | TUNGSRAM - Tungsram Auriso - 41100lm - 329W - 5000K - 80CRI - TBD[SKU] - Bracket. Y-cable | 3.38 | Bracket. Y-cable | LED | 1 | 329 | [8 empty] | CE | [6 empty] | 20 | 5000 | 752x250x75 |  | 220-240V |  | 5 | A++ | 45° | 3 | 80 |  | 5000 |  | 82000 | >=0.95 | 196000 |  |  | 124.924 |  |  | 9 | U4 | 25 | max. 10% at 100.000 hrs |  | Available | 850/339 | Cx=0.3447;Cy=0.3553 | Class I | IK08 | IP50 | IP20 | 50 | 1790 | -25 | 1 | 329 | RAL9016 | 50-60Hz | Passive | LED | dimmable | High Bay Rectangular | Tungsram Auriso | Indoor industrial |  | 22.8 | 41100 | No sensor |  | risk group 1 |  | Bracket kit. Tilted bracket kit. Busbar bracket kit. Cable hook pair
TBD | AUR-2S50-840-U4-DL-ST | image | datasheet | deeplink | TUNGSRAM - Tungsram Auriso - 40100lm - 329W - 4000K - 80CRI - TBD[SKU] - Bracket. Y-cable | 3.38 | Bracket. Y-cable | LED | 1 | 329 | [8 empty] | CE | [6 empty] | 20 | 4000 | 752x250x75 |  | 220-240V |  | 5 | A++ | 45° | 3 | 80 |  | 4000 |  | 82000 | >=0.95 | 196000 |  |  | 121.8845 |  |  | 9 | U4 | 25 | max. 10% at 100.000 hrs |  | Available | 840/339 | Cx=0.3818;Cy=0.3797 | Class I | IK08 | IP50 | IP20 | 50 | 1790 | -25 | 1 | 329 | RAL9016 | 50-60Hz | Passive | LED | dimmable | High Bay Rectangular | Tungsram Auriso | Indoor industrial |  | 22.8 | 40100 | No sensor |  | risk group 1 |  | Bracket kit. Tilted bracket kit. Busbar bracket kit. Cable hook pair
TBD | AUR-2S50-830-U4-DL-ST | image | datasheet | deeplink | TUNGSRAM - Tungsram Auriso - 37700lm - 329W - 3000K - 80CRI - TBD[SKU] - Bracket. Y-cable | 3.38 | Bracket. Y-cable | LED | 1 | 329 | [8 empty] | CE | [6 empty] | 20 | 3000 | 752x250x75 |  | 220-240V |  | 5 | A++ | 45° | 3 | 80 |  | 3000 |  | 82000 | >=0.95 | 196000 |  |  | 114.5897 |  |  | 9 | U4 | 25 | max. 10% at 100.000 hrs |  | Available | 830/339 | Cx=0.4338;Cy=0.4030 | Class I | IK08 | IP50 | IP20 | 50 | 1790 | -25 | 1 | 329 | RAL9016 | 50-60Hz | Passive | LED | dimmable | High Bay Rectangular | Tungsram Auriso | Indoor industrial |  | 22.7 | 37700 | No sensor |  | risk group 1 |  | Bracket kit. Tilted bracket kit. Busbar bracket kit. Cable hook pair
TBD | AUR-2S50-750-U4-DL-ST | image | datasheet | deeplink | TUNGSRAM - Tungsram Auriso - 42300lm - 329W - 5000K - 70CRI - TBD[SKU] - Bracket. Y-cable | 3.38 | Bracket. Y-cable | LED | 1 | 329 | [8 empty] | CE | [6 empty] | 20 | 5000 | 752x250x75 |  | 220-240V |  | 5 | A++ | 45° | 3 | 70 |  | 5000 |  | 82000 | >=0.95 | 196000 |  |  | 128.5714 |  |  | 9 | U4 | 25 | max. 10% at 100.000 hrs |  | Available | 750/339 | Cx=0.3447;Cy=0.3553 | Class I | IK08 | IP50 | IP20 | 50 | 1790 | -25 | 1 | 329 | RAL9016 | 50-60Hz | Passive | LED | dimmable | High Bay Rectangular | Tungsram Auriso | Indoor industrial |  | 23.1 | 42300 | No sensor |  | risk group 1 |  | Bracket kit. Tilted bracket kit. Busbar bracket kit. Cable hook pair
TBD | AUR-2S50-740-U4-DL-ST | image | datasheet | deeplink | TUNGSRAM - Tungsram Auriso - 42200lm - 329W - 4000K - 70CRI - TBD[SKU] - Bracket. Y-cable | 3.38 | Bracket. Y-cable | LED | 1 | 329 | [8 empty] | CE | [6 empty] | 20 | 4000 | 752x250x75 |  | 220-240V |  | 5 | A++ | 45° | 3 | 70 |  | 4000 |  | 82000 | >=0.95 | 196000 |  |  | 128.2675 |  |  | 9 | U4 | 25 | max. 10% at 100.000 hrs |  | Available | 740/339 | Cx=0.4338;Cy=0.4030 | Class I | IK08 | IP50 | IP20 | 50 | 1790 | -25 | 1 | 329 | RAL9016 | 50-60Hz | Passive | LED | dimmable | High Bay Rectangular | Tungsram Auriso | Indoor industrial |  | 23.1 | 42200 | No sensor |  | risk group 1 |  | Bracket kit. Tilted bracket kit. Busbar bracket kit. Cable hook pair
TBD | AUR-2S50-730-U4-DL-ST | image | datasheet | deeplink | TUNGSRAM - Tungsram Auriso - 41000lm - 329W - 3000K - 70CRI - TBD[SKU] - Bracket. Y-cable | 3.38 | Bracket. Y-cable | LED | 1 | 329 | [8 empty] | CE | [6 empty] | 20 | 3000 | 752x250x75 |  | 220-240V |  | 5 | A++ | 45° | 3 | 70 |  | 3000 |  | 82000 | >=0.95 | 196000 |  |  | 124.6201 |  |  | 9 | U4 | 25 | max. 10% at 100.000 hrs |  | Available | 730/339 | Cx=0.4338;Cy=0.4030 | Class I | IK08 | IP50 | IP20 | 50 | 1790 | -25 | 1 | 329 | RAL9016 | 50-60Hz | Passive | LED | dimmable | High Bay Rectangular | Tungsram Auriso | Indoor industrial |  | 23 | 41000 | No sensor |  | risk group 1 |  | Bracket kit. Tilted bracket kit. Busbar bracket kit. Cable hook pair
TBD | AUR-2S50-850-L9-DL-ST | image | datasheet | deeplink | TUNGSRAM - Tungsram Auriso - 49900lm - 329W - 5000K - 80CRI - TBD[SKU] - Bracket. Y-cable | 3.38 | Bracket. Y-cable | LED | 1 | 329 | [8 empty] | CE | [6 empty] | 20 | 5000 | 752x250x75 |  | 220-240V |  | 5 | A++ | 90° | 3 | 80 |  | 5000 |  | 82000 | >=0.95 | 196000 |  |  | 151.6717 |  |  | 9 | L9 | 25 | max. 10% at 100.000 hrs |  | Available | 850/339 | Cx=0.3447;Cy=0.3553 | Class I | IK08 | IP50 | IP20 | 50 | 1790 | -25 | 1 | 329 | RAL9016 | 50-60Hz | Passive | LED | dimmable | High Bay Rectangular | Tungsram Auriso | Indoor industrial |  | 25.3 | 49900 | No sensor |  | risk group 1 |  | Bracket kit. Tilted bracket kit. Busbar bracket kit. Cable hook pair
TBD | AUR-2S50-840-L9-DL-ST | image | datasheet | deeplink | TUNGSRAM - Tungsram Auriso - 48600lm - 329W - 4000K - 80CRI - TBD[SKU] - Bracket. Y-cable | 3.38 | Bracket. Y-cable | LED | 1 | 329 | [8 empty] | CE | [6 empty] | 20 | 4000 | 752x250x75 |  | 220-240V |  | 5 | A++ | 90° | 3 | 80 |  | 4000 |  | 82000 | >=0.95 | 196000 |  |  | 147.7204 |  |  | 9 | L9 | 25 | max. 10% at 100.000 hrs |  | Available | 840/339 | Cx=0.3818;Cy=0.3797 | Class I | IK08 | IP50 | IP20 | 50 | 1790 | -25 | 1 | 329 | RAL9016 | 50-60Hz | Passive | LED | dimmable | High Bay Rectangular | Tungsram Auriso | Indoor industrial |  | 25.3 | 48600 | No sensor |  | risk group 1 |  | Bracket kit. Tilted bracket kit. Busbar bracket kit. Cable hook pair
TBD | AUR-2S50-830-L9-DL-ST | image | datasheet | deeplink | TUNGSRAM - Tungsram Auriso - 45800lm - 329W - 3000K - 80CRI - TBD[SKU] - Bracket. Y-cable | 3.38 | Bracket. Y-cable | LED | 1 | 329 | [8 empty] | CE | [6 empty] | 20 | 3000 | 752x250x75 |  | 220-240V |  | 5 | A++ | 90° | 3 | 80 |  | 3000 |  | 82000 | >=0.95 | 196000 |  |  | 139.2097 |  |  | 9 | L9 | 25 | max. 10% at 100.000 hrs |  | Available | 830/339 | Cx=0.4338;Cy=0.4030 | Class I | IK08 | IP50 | IP20 | 50 | 1790 | -25 | 1 | 329 | RAL9016 | 50-60Hz | Passive | LED | dimmable | High Bay Rectangular | Tungsram Auriso | Indoor industrial |  | 25.2 | 45800 | No sensor |  | risk group 1 |  | Bracket kit. Tilted bracket kit. Busbar bracket kit. Cable hook pair
TBD | AUR-2S50-750-L9-DL-ST | image | datasheet | deeplink | TUNGSRAM - Tungsram Auriso - 51300lm - 329W - 5000K - 70CRI - TBD[SKU] - Bracket. Y-cable | 3.38 | Bracket. Y-cable | LED | 1 | 329 | [8 empty] | CE | [6 empty] | 20 | 5000 | 752x250x75 |  | 220-240V |  | 5 | A++ | 90° | 3 | 70 |  | 5000 |  | 82000 | >=0.95 | 196000 |  |  | 155.9271 |  |  | 9 | L9 | 25 | max. 10% at 100.000 hrs |  | Available | 750/339 | Cx=0.3447;Cy=0.3553 | Class I | IK08 | IP50 | IP20 | 50 | 1790 | -25 | 1 | 329 | RAL9016 | 50-60Hz | Passive | LED | dimmable | High Bay Rectangular | Tungsram Auriso | Indoor industrial |  | 25.6 | 51300 | No sensor |  | risk group 1 |  | Bracket kit. Tilted bracket kit. Busbar bracket kit. Cable hook pair
TBD | AUR-2S50-740-L9-DL-ST | image | datasheet | deeplink | TUNGSRAM - Tungsram Auriso - 51200lm - 329W - 4000K - 70CRI - TBD[SKU] - Bracket. Y-cable | 3.38 | Bracket. Y-cable | LED | 1 | 329 | [8 empty] | CE | [6 empty] | 20 | 4000 | 752x250x75 |  | 220-240V |  | 5 | A++ | 90° | 3 | 70 |  | 4000 |  | 82000 | >=0.95 | 196000 |  |  | 155.6231 |  |  | 9 | L9 | 25 | max. 10% at 100.000 hrs |  | Available | 740/339 | Cx=0.4338;Cy=0.4030 | Class I | IK08 | IP50 | IP20 | 50 | 1790 | -25 | 1 | 329 | RAL9016 | 50-60Hz | Passive | LED | dimmable | High Bay Rectangular | Tungsram Auriso | Indoor industrial |  | 25.6 | 51200 | No sensor |  | risk group 1 |  | Bracket kit. Tilted bracket kit. Busbar bracket kit. Cable hook pair
TBD | AUR-2S50-730-L9-DL-ST | image | datasheet | deeplink | TUNGSRAM - Tungsram Auriso - 49700lm - 329W - 3000K - 70CRI - TBD[SKU] - Bracket. Y-cable | 3.38 | Bracket. Y-cable | LED | 1 | 329 | [8 empty] | CE | [6 empty] | 20 | 3000 | 752x250x75 |  | 220-240V |  | 5 | A++ | 90° | 3 | 70 |  | 3000 |  | 82000 | >=0.95 | 196000 |  |  | 151.0638 |  |  | 9 | L9 | 25 | max. 10% at 100.000 hrs |  | Available | 730/339 | Cx=0.4338;Cy=0.4030 | Class I | IK08 | IP50 | IP20 | 50 | 1790 | -25 | 1 | 329 | RAL9016 | 50-60Hz | Passive | LED | dimmable | High Bay Rectangular | Tungsram Auriso | Indoor industrial |  | 25.4 | 49700 | No sensor |  | risk group 1 |  | Bracket kit. Tilted bracket kit. Busbar bracket kit. Cable hook pair
TBD | AUR-2S50-850-L6-DL-ST | image | datasheet | deeplink | TUNGSRAM - Tungsram Auriso - 48000lm - 329W - 5000K - 80CRI - TBD[SKU] - Bracket. Y-cable | 3.38 | Bracket. Y-cable | LED | 1 | 329 | [8 empty] | CE | [6 empty] | 20 | 5000 | 752x250x75 |  | 220-240V |  | 5 | A++ | 70° | 3 | 80 |  | 5000 |  | 82000 | >=0.95 | 196000 |  |  | 145.8967 |  |  | 9 | L6 | 25 | max. 10% at 100.000 hrs |  | Available | 850/339 | Cx=0.3447;Cy=0.3553 | Class I | IK08 | IP50 | IP20 | 50 | 1790 | -25 | 1 | 329 | RAL9016 | 50-60Hz | Passive | LED | dimmable | High Bay Rectangular | Tungsram Auriso | Indoor industrial |  | 23.8 | 48000 | No sensor |  | risk group 1 |  | Bracket kit. Tilted bracket kit. Busbar bracket kit. Cable hook pair
TBD | AUR-2S50-840-L6-DL-ST | image | datasheet | deeplink | TUNGSRAM - Tungsram Auriso - 46700lm - 329W - 4000K - 80CRI - TBD[SKU] - Bracket. Y-cable | 3.38 | Bracket. Y-cable | LED | 1 | 329 | [8 empty] | CE | [6 empty] | 20 | 4000 | 752x250x75 |  | 220-240V |  | 5 | A++ | 70° | 3 | 80 |  | 4000 |  | 82000 | >=0.95 | 196000 |  |  | 141.9453 |  |  | 9 | L6 | 25 | max. 10% at 100.000 hrs |  | Available | 840/339 | Cx=0.3818;Cy=0.3797 | Class I | IK08 | IP50 | IP20 | 50 | 1790 | -25 | 1 | 329 | RAL9016 | 50-60Hz | Passive | LED | dimmable | High Bay Rectangular | Tungsram Auriso | Indoor industrial |  | 23.8 | 46700 | No sensor |  | risk group 1 |  | Bracket kit. Tilted bracket kit. Busbar bracket kit. Cable hook pair
TBD | AUR-2S50-830-L6-DL-ST | image | datasheet | deeplink | TUNGSRAM - Tungsram Auriso - 44000lm - 329W - 3000K - 80CRI - TBD[SKU] - Bracket. Y-cable | 3.38 | Bracket. Y-cable | LED | 1 | 329 | [8 empty] | CE | [6 empty] | 20 | 3000 | 752x250x75 |  | 220-240V |  | 5 | A++ | 70° | 3 | 80 |  | 3000 |  | 82000 | >=0.95 | 196000 |  |  | 133.7386 |  |  | 9 | L6 | 25 | max. 10% at 100.000 hrs |  | Available | 830/339 | Cx=0.4338;Cy=0.4030 | Class I | IK08 | IP50 | IP20 | 50 | 1790 | -25 | 1 | 329 | RAL9016 | 50-60Hz | Passive | LED | dimmable | High Bay Rectangular | Tungsram Auriso | Indoor industrial |  | 23.6 | 44000 | No sensor |  | risk group 1 |  | Bracket kit. Tilted bracket kit. Busbar bracket kit. Cable hook pair
TBD | AUR-2S50-750-L6-DL-ST | image | datasheet | deeplink | TUNGSRAM - Tungsram Auriso - 49300lm - 329W - 5000K - 70CRI - TBD[SKU] - Bracket. Y-cable | 3.38 | Bracket. Y-cable | LED | 1 | 329 | [8 empty] | CE | [6 empty] | 20 | 5000 | 752x250x75 |  | 220-240V |  | 5 | A++ | 70° | 3 | 70 |  | 5000 |  | 82000 | >=0.95 | 196000 |  |  | 149.848 |  |  | 9 | L6 | 25 | max. 10% at 100.000 hrs |  | Available | 750/339 | Cx=0.3447;Cy=0.3553 | Class I | IK08 | IP50 | IP20 | 50 | 1790 | -25 | 1 | 329 | RAL9016 | 50-60Hz | Passive | LED | dimmable | High Bay Rectangular | Tungsram Auriso | Indoor industrial |  | 24 | 49300 | No sensor |  | risk group 1 |  | Bracket kit. Tilted bracket kit. Busbar bracket kit. Cable hook pair
TBD | AUR-2S50-740-L6-DL-ST | image | datasheet | deeplink | TUNGSRAM - Tungsram Auriso - 49200lm - 329W - 4000K - 70CRI - TBD[SKU] - Bracket. Y-cable | 3.38 | Bracket. Y-cable | LED | 1 | 329 | [8 empty] | CE | [6 empty] | 20 | 4000 | 752x250x75 |  | 220-240V |  | 5 | A++ | 70° | 3 | 70 |  | 4000 |  | 82000 | >=0.95 | 196000 |  |  | 149.5441 |  |  | 9 | L6 | 25 | max. 10% at 100.000 hrs |  | Available | 740/339 | Cx=0.4338;Cy=0.4030 | Class I | IK08 | IP50 | IP20 | 50 | 1790 | -25 | 1 | 329 | RAL9016 | 50-60Hz | Passive | LED | dimmable | High Bay Rectangular | Tungsram Auriso | Indoor industrial |  | 24 | 49200 | No sensor |  | risk group 1 |  | Bracket kit. Tilted bracket kit. Busbar bracket kit. Cable hook pair
TBD | AUR-2S50-730-L6-DL-ST | image | datasheet | deeplink | TUNGSRAM - Tungsram Auriso - 47800lm - 329W - 3000K - 70CRI - TBD[SKU] - Bracket. Y-cable | 3.38 | Bracket. Y-cable | LED | 1 | 329 | [8 empty] | CE | [6 empty] | 20 | 3000 | 752x250x75 |  | 220-240V |  | 5 | A++ | 70° | 3 | 70 |  | 3000 |  | 82000 | >=0.95 | 196000 |  |  | 145.2888 |  |  | 9 | L6 | 25 | max. 10% at 100.000 hrs |  | Available | 730/339 | Cx=0.4338;Cy=0.4030 | Class I | IK08 | IP50 | IP20 | 50 | 1790 | -25 | 1 | 329 | RAL9016 | 50-60Hz | Passive | LED | dimmable | High Bay Rectangular | Tungsram Auriso | Indoor industrial |  | 23.9 | 47800 | No sensor |  | risk group 1 |  | Bracket kit. Tilted bracket kit. Busbar bracket kit. Cable hook pair
TBD | AUR-2S50-850-L3-DL-ST | image | datasheet | deeplink | TUNGSRAM - Tungsram Auriso - 50900lm - 329W - 5000K - 80CRI - TBD[SKU] - Bracket. Y-cable | 3.38 | Bracket. Y-cable | LED | 1 | 329 | [8 empty] | CE | [6 empty] | 20 | 5000 | 752x250x75 |  | 220-240V |  | 5 | A++ | 35° | 3 | 80 |  | 5000 |  | 82000 | >=0.95 | 196000 |  |  | 154.7112 |  |  | 9 | L3 | 25 | max. 10% at 100.000 hrs |  | Available | 850/339 | Cx=0.3447;Cy=0.3553 | Class I | IK08 | IP50 | IP20 | 50 | 1790 | -25 | 1 | 329 | RAL9016 | 50-60Hz | Passive | LED | dimmable | High Bay Rectangular | Tungsram Auriso | Indoor industrial |  | 19.4 | 50900 | No sensor |  | risk group 1 |  | Bracket kit. Tilted bracket kit. Busbar bracket kit. Cable hook pair
TBD | AUR-2S50-840-L3-DL-ST | image | datasheet | deeplink | TUNGSRAM - Tungsram Auriso - 49600lm - 329W - 4000K - 80CRI - TBD[SKU] - Bracket. Y-cable | 3.38 | Bracket. Y-cable | LED | 1 | 329 | [8 empty] | CE | [6 empty] | 20 | 4000 | 752x250x75 |  | 220-240V |  | 5 | A++ | 35° | 3 | 80 |  | 4000 |  | 82000 | >=0.95 | 196000 |  |  | 150.7599 |  |  | 9 | L3 | 25 | max. 10% at 100.000 hrs |  | Available | 840/339 | Cx=0.3818;Cy=0.3797 | Class I | IK08 | IP50 | IP20 | 50 | 1790 | -25 | 1 | 329 | RAL9016 | 50-60Hz | Passive | LED | dimmable | High Bay Rectangular | Tungsram Auriso | Indoor industrial |  | 19.4 | 49600 | No sensor |  | risk group 1 |  | Bracket kit. Tilted bracket kit. Busbar bracket kit. Cable hook pair
TBD | AUR-2S50-830-L3-DL-ST | image | datasheet | deeplink | TUNGSRAM - Tungsram Auriso - 46700lm - 329W - 3000K - 80CRI - TBD[SKU] - Bracket. Y-cable | 3.38 | Bracket. Y-cable | LED | 1 | 329 | [8 empty] | CE | [6 empty] | 20 | 3000 | 752x250x75 |  | 220-240V |  | 5 | A++ | 35° | 3 | 80 |  | 3000 |  | 82000 | >=0.95 | 196000 |  |  | 141.9453 |  |  | 9 | L3 | 25 | max. 10% at 100.000 hrs |  | Available | 830/339 | Cx=0.4338;Cy=0.4030 | Class I | IK08 | IP50 | IP20 | 50 | 1790 | -25 | 1 | 329 | RAL9016 | 50-60Hz | Passive | LED | dimmable | High Bay Rectangular | Tungsram Auriso | Indoor industrial |  | 19.2 | 46700 | No sensor |  | risk group 1 |  | Bracket kit. Tilted bracket kit. Busbar bracket kit. Cable hook pair
TBD | AUR-2S50-750-L3-DL-ST | image | datasheet | deeplink | TUNGSRAM - Tungsram Auriso - 52400lm - 329W - 5000K - 70CRI - TBD[SKU] - Bracket. Y-cable | 3.38 | Bracket. Y-cable | LED | 1 | 329 | [8 empty] | CE | [6 empty] | 20 | 5000 | 752x250x75 |  | 220-240V |  | 5 | A++ | 35° | 3 | 70 |  | 5000 |  | 82000 | >=0.95 | 196000 |  |  | 159.2705 |  |  | 9 | L3 | 25 | max. 10% at 100.000 hrs |  | Available | 750/339 | Cx=0.3447;Cy=0.3553 | Class I | IK08 | IP50 | IP20 | 50 | 1790 | -25 | 1 | 329 | RAL9016 | 50-60Hz | Passive | LED | dimmable | High Bay Rectangular | Tungsram Auriso | Indoor industrial |  | 19.6 | 52400 | No sensor |  | risk group 1 |  | Bracket kit. Tilted bracket kit. Busbar bracket kit. Cable hook pair
TBD | AUR-2S50-740-L3-DL-ST | image | datasheet | deeplink | TUNGSRAM - Tungsram Auriso - 52200lm - 329W - 4000K - 70CRI - TBD[SKU] - Bracket. Y-cable | 3.38 | Bracket. Y-cable | LED | 1 | 329 | [8 empty] | CE | [6 empty] | 20 | 4000 | 752x250x75 |  | 220-240V |  | 5 | A++ | 35° | 3 | 70 |  | 4000 |  | 82000 | >=0.95 | 196000 |  |  | 158.6626 |  |  | 9 | L3 | 25 | max. 10% at 100.000 hrs |  | Available | 740/339 | Cx=0.4338;Cy=0.4030 | Class I | IK08 | IP50 | IP20 | 50 | 1790 | -25 | 1 | 329 | RAL9016 | 50-60Hz | Passive | LED | dimmable | High Bay Rectangular | Tungsram Auriso | Indoor industrial |  | 19.6 | 52200 | No sensor |  | risk group 1 |  | Bracket kit. Tilted bracket kit. Busbar bracket kit. Cable hook pair
TBD | AUR-2S50-730-L3-DL-ST | image | datasheet | deeplink | TUNGSRAM - Tungsram Auriso - 50800lm - 329W - 3000K - 70CRI - TBD[SKU] - Bracket. Y-cable | 3.38 | Bracket. Y-cable | LED | 1 | 329 | [8 empty] | CE | [6 empty] | 20 | 3000 | 752x250x75 |  | 220-240V |  | 5 | A++ | 35° | 3 | 70 |  | 3000 |  | 82000 | >=0.95 | 196000 |  |  | 154.4073 |  |  | 9 | L3 | 25 | max. 10% at 100.000 hrs |  | Available | 730/339 | Cx=0.4338;Cy=0.4030 | Class I | IK08 | IP50 | IP20 | 50 | 1790 | -25 | 1 | 329 | RAL9016 | 50-60Hz | Passive | LED | dimmable | High Bay Rectangular | Tungsram Auriso | Indoor industrial |  | 19.5 | 50800 | No sensor |  | risk group 1 |  | Bracket kit. Tilted bracket kit. Busbar bracket kit. Cable hook pair
TBD | AUR-2S50-850-D1-DL-ST | image | datasheet | deeplink | TUNGSRAM - Tungsram Auriso - 43500lm - 329W - 5000K - 80CRI - TBD[SKU] - Bracket. Y-cable | 3.38 | Bracket. Y-cable | LED | 1 | 329 | [8 empty] | CE | [6 empty] | 20 | 5000 | 752x250x75 |  | 220-240V |  | 5 | A++ | 100° | 3 | 80 |  | 5000 |  | 82000 | >=0.95 | 196000 |  |  | 132.2188 |  |  | 9 | D1 | 25 | max. 10% at 100.000 hrs |  | Available | 850/339 | Cx=0.3447;Cy=0.3553 | Class I | IK08 | IP20 | IP20 | 50 | 1790 | -25 | 1 | 329 | RAL9016 | 50-60Hz | Passive | LED | dimmable | High Bay Rectangular | Tungsram Auriso | Indoor industrial |  | 27.6 | 43500 | No sensor |  | risk group 1 |  | Bracket kit. Tilted bracket kit. Busbar bracket kit. Cable hook pair
TBD | AUR-2S50-840-D1-DL-ST | image | datasheet | deeplink | TUNGSRAM - Tungsram Auriso - 42400lm - 329W - 4000K - 80CRI - TBD[SKU] - Bracket. Y-cable | 3.38 | Bracket. Y-cable | LED | 1 | 329 | [8 empty] | CE | [6 empty] | 20 | 4000 | 752x250x75 |  | 220-240V |  | 5 | A++ | 100° | 3 | 80 |  | 4000 |  | 82000 | >=0.95 | 196000 |  |  | 128.8754 |  |  | 9 | D1 | 25 | max. 10% at 100.000 hrs |  | Available | 840/339 | Cx=0.3818;Cy=0.3797 | Class I | IK08 | IP20 | IP20 | 50 | 1790 | -25 | 1 | 329 | RAL9016 | 50-60Hz | Passive | LED | dimmable | High Bay Rectangular | Tungsram Auriso | Indoor industrial |  | 27.6 | 42400 | No sensor |  | risk group 1 |  | Bracket kit. Tilted bracket kit. Busbar bracket kit. Cable hook pair
TBD | AUR-2S50-830-D1-DL-ST | image | datasheet | deeplink | TUNGSRAM - Tungsram Auriso - 39900lm - 329W - 3000K - 80CRI - TBD[SKU] - Bracket. Y-cable | 3.38 | Bracket. Y-cable | LED | 1 | 329 | [8 empty] | CE | [6 empty] | 20 | 3000 | 752x250x75 |  | 220-240V |  | 5 | A++ | 100° | 3 | 80 |  | 3000 |  | 82000 | >=0.95 | 196000 |  |  | 121.2766 |  |  | 9 | D1 | 25 | max. 10% at 100.000 hrs |  | Available | 830/339 | Cx=0.4338;Cy=0.4030 | Class I | IK08 | IP20 | IP20 | 50 | 1790 | -25 | 1 | 329 | RAL9016 | 50-60Hz | Passive | LED | dimmable | High Bay Rectangular | Tungsram Auriso | Indoor industrial |  | 27.5 | 39900 | No sensor |  | risk group 1 |  | Bracket kit. Tilted bracket kit. Busbar bracket kit. Cable hook pair
TBD | AUR-2S50-750-D1-DL-ST | image | datasheet | deeplink | TUNGSRAM - Tungsram Auriso - 44800lm - 329W - 5000K - 70CRI - TBD[SKU] - Bracket. Y-cable | 3.38 | Bracket. Y-cable | LED | 1 | 329 | [8 empty] | CE | [6 empty] | 20 | 5000 | 752x250x75 |  | 220-240V |  | 5 | A++ | 100° | 3 | 70 |  | 5000 |  | 82000 | >=0.95 | 196000 |  |  | 136.1702 |  |  | 9 | D1 | 25 | max. 10% at 100.000 hrs |  | Available | 750/339 | Cx=0.3447;Cy=0.3553 | Class I | IK08 | IP20 | IP20 | 50 | 1790 | -25 | 1 | 329 | RAL9016 | 50-60Hz | Passive | LED | dimmable | High Bay Rectangular | Tungsram Auriso | Indoor industrial |  | 27.9 | 44800 | No sensor |  | risk group 1 |  | Bracket kit. Tilted bracket kit. Busbar bracket kit. Cable hook pair
TBD | AUR-2S50-740-D1-DL-ST | image | datasheet | deeplink | TUNGSRAM - Tungsram Auriso - 44600lm - 329W - 4000K - 70CRI - TBD[SKU] - Bracket. Y-cable | 3.38 | Bracket. Y-cable | LED | 1 | 329 | [8 empty] | CE | [6 empty] | 20 | 4000 | 752x250x75 |  | 220-240V |  | 5 | A++ | 100° | 3 | 70 |  | 4000 |  | 82000 | >=0.95 | 196000 |  |  | 135.5623 |  |  | 9 | D1 | 25 | max. 10% at 100.000 hrs |  | Available | 740/339 | Cx=0.4338;Cy=0.4030 | Class I | IK08 | IP20 | IP20 | 50 | 1790 | -25 | 1 | 329 | RAL9016 | 50-60Hz | Passive | LED | dimmable | High Bay Rectangular | Tungsram Auriso | Indoor industrial |  | 27.9 | 44600 | No sensor |  | risk group 1 |  | Bracket kit. Tilted bracket kit. Busbar bracket kit. Cable hook pair
TBD | AUR-2S50-730-D1-DL-ST | image | datasheet | deeplink | TUNGSRAM - Tungsram Auriso - 43400lm - 329W - 3000K - 70CRI - TBD[SKU] - Bracket. Y-cable | 3.38 | Bracket. Y-cable | LED | 1 | 329 | [8 empty] | CE | [6 empty] | 20 | 3000 | 752x250x75 |  | 220-240V |  | 5 | A++ | 100° | 3 | 70 |  | 3000 |  | 82000 | >=0.95 | 196000 |  |  | 131.9149 |  |  | 9 | D1 | 25 | max. 10% at 100.000 hrs |  | Available | 730/339 | Cx=0.4338;Cy=0.4030 | Class I | IK08 | IP20 | IP20 | 50 | 1790 | -25 | 1 | 329 | RAL9016 | 50-60Hz | Passive | LED | dimmable | High Bay Rectangular | Tungsram Auriso | Indoor industrial |  | 27.8 | 43400 | No sensor |  | risk group 1 |  | Bracket kit. Tilted bracket kit. Busbar bracket kit. Cable hook pair
TBD | AUR-2S50-850-C1-DL-ST | image | datasheet | deeplink | TUNGSRAM - Tungsram Auriso - 48400lm - 329W - 5000K - 80CRI - TBD[SKU] - Bracket. Y-cable | 3.38 | Bracket. Y-cable | LED | 1 | 329 | [8 empty] | CE | [6 empty] | 20 | 5000 | 752x250x75 |  | 220-240V |  | 5 | A++ | 110° | 3 | 80 |  | 5000 |  | 82000 | >=0.95 | 196000 |  |  | 147.1125 |  |  | 9 | C1 | 25 | max. 10% at 100.000 hrs |  | Available | 850/339 | Cx=0.3447;Cy=0.3553 | Class I | IK08 | IP20 | IP20 | 50 | 1790 | -25 | 1 | 329 | RAL9016 | 50-60Hz | Passive | LED | dimmable | High Bay Rectangular | Tungsram Auriso | Indoor industrial |  | 27.5 | 48400 | No sensor |  | risk group 1 |  | Bracket kit. Tilted bracket kit. Busbar bracket kit. Cable hook pair
TBD | AUR-2S50-840-C1-DL-ST | image | datasheet | deeplink | TUNGSRAM - Tungsram Auriso - 47100lm - 329W - 4000K - 80CRI - TBD[SKU] - Bracket. Y-cable | 3.38 | Bracket. Y-cable | LED | 1 | 329 | [8 empty] | CE | [6 empty] | 20 | 4000 | 752x250x75 |  | 220-240V |  | 5 | A++ | 110° | 3 | 80 |  | 4000 |  | 82000 | >=0.95 | 196000 |  |  | 143.1611 |  |  | 9 | C1 | 25 | max. 10% at 100.000 hrs |  | Available | 840/339 | Cx=0.3818;Cy=0.3797 | Class I | IK08 | IP20 | IP20 | 50 | 1790 | -25 | 1 | 329 | RAL9016 | 50-60Hz | Passive | LED | dimmable | High Bay Rectangular | Tungsram Auriso | Indoor industrial |  | 27.5 | 47100 | No sensor |  | risk group 1 |  | Bracket kit. Tilted bracket kit. Busbar bracket kit. Cable hook pair
TBD | AUR-2S50-830-C1-DL-ST | image | datasheet | deeplink | TUNGSRAM - Tungsram Auriso - 44400lm - 329W - 3000K - 80CRI - TBD[SKU] - Bracket. Y-cable | 3.38 | Bracket. Y-cable | LED | 1 | 329 | [8 empty] | CE | [6 empty] | 20 | 3000 | 752x250x75 |  | 220-240V |  | 5 | A++ | 110° | 3 | 80 |  | 3000 |  | 82000 | >=0.95 | 196000 |  |  | 134.9544 |  |  | 9 | C1 | 25 | max. 10% at 100.000 hrs |  | Available | 830/339 | Cx=0.4338;Cy=0.4030 | Class I | IK08 | IP20 | IP20 | 50 | 1790 | -25 | 1 | 329 | RAL9016 | 50-60Hz | Passive | LED | dimmable | High Bay Rectangular | Tungsram Auriso | Indoor industrial |  | 27.4 | 44400 | No sensor |  | risk group 1 |  | Bracket kit. Tilted bracket kit. Busbar bracket kit. Cable hook pair
TBD | AUR-2S50-750-C1-DL-ST | image | datasheet | deeplink | TUNGSRAM - Tungsram Auriso - 49700lm - 329W - 5000K - 70CRI - TBD[SKU] - Bracket. Y-cable | 3.38 | Bracket. Y-cable | LED | 1 | 329 | [8 empty] | CE | [6 empty] | 20 | 5000 | 752x250x75 |  | 220-240V |  | 5 | A++ | 110° | 3 | 70 |  | 5000 |  | 82000 | >=0.95 | 196000 |  |  | 151.0638 |  |  | 9 | C1 | 25 | max. 10% at 100.000 hrs |  | Available | 750/339 | Cx=0.3447;Cy=0.3553 | Class I | IK08 | IP20 | IP20 | 50 | 1790 | -25 | 1 | 329 | RAL9016 | 50-60Hz | Passive | LED | dimmable | High Bay Rectangular | Tungsram Auriso | Indoor industrial |  | 27.8 | 49700 | No sensor |  | risk group 1 |  | Bracket kit. Tilted bracket kit. Busbar bracket kit. Cable hook pair
TBD | AUR-2S50-740-C1-DL-ST | image | datasheet | deeplink | TUNGSRAM - Tungsram Auriso - 49600lm - 329W - 4000K - 70CRI - TBD[SKU] - Bracket. Y-cable | 3.38 | Bracket. Y-cable | LED | 1 | 329 | [8 empty] | CE | [6 empty] | 20 | 4000 | 752x250x75 |  | 220-240V |  | 5 | A++ | 110° | 3 | 70 |  | 4000 |  | 82000 | >=0.95 | 196000 |  |  | 150.7599 |  |  | 9 | C1 | 25 | max. 10% at 100.000 hrs |  | Available | 740/339 | Cx=0.4338;Cy=0.4030 | Class I | IK08 | IP20 | IP20 | 50 | 1790 | -25 | 1 | 329 | RAL9016 | 50-60Hz | Passive | LED | dimmable | High Bay Rectangular | Tungsram Auriso | Indoor industrial |  | 27.8 | 49600 | No sensor |  | risk group 1 |  | Bracket kit. Tilted bracket kit. Busbar bracket kit. Cable hook pair
TBD | AUR-2S50-730-C1-DL-ST | image | datasheet | deeplink | TUNGSRAM - Tungsram Auriso - 48200lm - 329W - 3000K - 70CRI - TBD[SKU] - Bracket. Y-cable | 3.38 | Bracket. Y-cable | LED | 1 | 329 | [8 empty] | CE | [6 empty] | 20 | 3000 | 752x250x75 |  | 220-240V |  | 5 | A++ | 110° | 3 | 70 |  | 3000 |  | 82000 | >=0.95 | 196000 |  |  | 146.5046 |  |  | 9 | C1 | 25 | max. 10% at 100.000 hrs |  | Available | 730/339 | Cx=0.4338;Cy=0.4030 | Class I | IK08 | IP20 | IP20 | 50 | 1790 | -25 | 1 | 329 | RAL9016 | 50-60Hz | Passive | LED | dimmable | High Bay Rectangular | Tungsram Auriso | Indoor industrial |  | 27.6 | 48200 | No sensor |  | risk group 1 |  | Bracket kit. Tilted bracket kit. Busbar bracket kit. Cable hook pair
TBD | AUR-2S45-850-U8-DL-ST | image | datasheet | deeplink | TUNGSRAM - Tungsram Auriso - 39300lm - 329W - 5000K - 80CRI - TBD[SKU] - Bracket. Y-cable | 3.38 | Bracket. Y-cable | LED | 1 | 329 | [8 empty] | CE | [6 empty] | 20 | 5000 | 752x250x75 |  | 220-240V |  | 5 | A++ | 80° | 3 | 80 |  | 5000 |  | 47000 | >=0.95 | 108000 |  |  | 119.4529 |  |  | 9 | U8 | 25 | max. 10% at 100.000 hrs |  | Available | 850/339 | Cx=0.3447;Cy=0.3553 | Class I | IK08 | IP20 | IP20 | 50 | 1790 | -25 | 1 | 329 | RAL9016 | 50-60Hz | Passive | LED | dimmable | High Bay Rectangular | Tungsram Auriso | Indoor industrial |  | 24.6 | 39300 | No sensor |  | risk group 1 |  | Bracket kit. Tilted bracket kit. Busbar bracket kit. Cable hook pair
TBD | AUR-2S45-840-U8-DL-ST | image | datasheet | deeplink | TUNGSRAM - Tungsram Auriso - 38200lm - 329W - 4000K - 80CRI - TBD[SKU] - Bracket. Y-cable | 3.38 | Bracket. Y-cable | LED | 1 | 329 | [8 empty] | CE | [6 empty] | 20 | 4000 | 752x250x75 |  | 220-240V |  | 5 | A++ | 80° | 3 | 80 |  | 4000 |  | 47000 | >=0.95 | 108000 |  |  | 116.1094 |  |  | 9 | U8 | 25 | max. 10% at 100.000 hrs |  | Available | 840/339 | Cx=0.3818;Cy=0.3797 | Class I | IK08 | IP20 | IP20 | 50 | 1790 | -25 | 1 | 329 | RAL9016 | 50-60Hz | Passive | LED | dimmable | High Bay Rectangular | Tungsram Auriso | Indoor industrial |  | 24.6 | 38200 | No sensor |  | risk group 1 |  | Bracket kit. Tilted bracket kit. Busbar bracket kit. Cable hook pair
TBD | AUR-2S45-830-U8-DL-ST | image | datasheet | deeplink | TUNGSRAM - Tungsram Auriso - 36000lm - 329W - 3000K - 80CRI - TBD[SKU] - Bracket. Y-cable | 3.38 | Bracket. Y-cable | LED | 1 | 329 | [8 empty] | CE | [6 empty] | 20 | 3000 | 752x250x75 |  | 220-240V |  | 5 | A++ | 80° | 3 | 80 |  | 3000 |  | 47000 | >=0.95 | 108000 |  |  | 109.4225 |  |  | 9 | U8 | 25 | max. 10% at 100.000 hrs |  | Available | 830/339 | Cx=0.4338;Cy=0.4030 | Class I | IK08 | IP20 | IP20 | 50 | 1790 | -25 | 1 | 329 | RAL9016 | 50-60Hz | Passive | LED | dimmable | High Bay Rectangular | Tungsram Auriso | Indoor industrial |  | 24.4 | 36000 | No sensor |  | risk group 1 |  | Bracket kit. Tilted bracket kit. Busbar bracket kit. Cable hook pair
TBD | AUR-2S45-750-U8-DL-ST | image | datasheet | deeplink | TUNGSRAM - Tungsram Auriso - 40400lm - 329W - 5000K - 70CRI - TBD[SKU] - Bracket. Y-cable | 3.38 | Bracket. Y-cable | LED | 1 | 329 | [8 empty] | CE | [6 empty] | 20 | 5000 | 752x250x75 |  | 220-240V |  | 5 | A++ | 80° | 3 | 70 |  | 5000 |  | 47000 | >=0.95 | 108000 |  |  | 122.7964 |  |  | 9 | U8 | 25 | max. 10% at 100.000 hrs |  | Available | 750/339 | Cx=0.3447;Cy=0.3553 | Class I | IK08 | IP20 | IP20 | 50 | 1790 | -25 | 1 | 329 | RAL9016 | 50-60Hz | Passive | LED | dimmable | High Bay Rectangular | Tungsram Auriso | Indoor industrial |  | 24.8 | 40400 | No sensor |  | risk group 1 |  | Bracket kit. Tilted bracket kit. Busbar bracket kit. Cable hook pair
TBD | AUR-2S45-740-U8-DL-ST | image | datasheet | deeplink | TUNGSRAM - Tungsram Auriso - 40300lm - 329W - 4000K - 70CRI - TBD[SKU] - Bracket. Y-cable | 3.38 | Bracket. Y-cable | LED | 1 | 329 | [8 empty] | CE | [6 empty] | 20 | 4000 | 752x250x75 |  | 220-240V |  | 5 | A++ | 80° | 3 | 70 |  | 4000 |  | 47000 | >=0.95 | 108000 |  |  | 122.4924 |  |  | 9 | U8 | 25 | max. 10% at 100.000 hrs |  | Available | 740/339 | Cx=0.4338;Cy=0.4030 | Class I | IK08 | IP20 | IP20 | 50 | 1790 | -25 | 1 | 329 | RAL9016 | 50-60Hz | Passive | LED | dimmable | High Bay Rectangular | Tungsram Auriso | Indoor industrial |  | 24.8 | 40300 | No sensor |  | risk group 1 |  | Bracket kit. Tilted bracket kit. Busbar bracket kit. Cable hook pair
TBD | AUR-2S45-730-U8-DL-ST | image | datasheet | deeplink | TUNGSRAM - Tungsram Auriso - 39100lm - 329W - 3000K - 70CRI - TBD[SKU] - Bracket. Y-cable | 3.38 | Bracket. Y-cable | LED | 1 | 329 | [8 empty] | CE | [6 empty] | 20 | 3000 | 752x250x75 |  | 220-240V |  | 5 | A++ | 80° | 3 | 70 |  | 3000 |  | 47000 | >=0.95 | 108000 |  |  | 118.845 |  |  | 9 | U8 | 25 | max. 10% at 100.000 hrs |  | Available | 730/339 | Cx=0.4338;Cy=0.4030 | Class I | IK08 | IP20 | IP20 | 50 | 1790 | -25 | 1 | 329 | RAL9016 | 50-60Hz | Passive | LED | dimmable | High Bay Rectangular | Tungsram Auriso | Indoor industrial |  | 24.7 | 39100 | No sensor |  | risk group 1 |  | Bracket kit. Tilted bracket kit. Busbar bracket kit. Cable hook pair
TBD | AUR-2S45-850-U6-DL-ST | image | datasheet | deeplink | TUNGSRAM - Tungsram Auriso - 35900lm - 329W - 5000K - 80CRI - TBD[SKU] - Bracket. Y-cable | 3.38 | Bracket. Y-cable | LED | 1 | 329 | [8 empty] | CE | [6 empty] | 20 | 5000 | 752x250x75 |  | 220-240V |  | 5 | A++ | 65° | 3 | 80 |  | 5000 |  | 47000 | >=0.95 | 108000 |  |  | 109.1185 |  |  | 9 | U6 | 25 | max. 10% at 100.000 hrs |  | Available | 850/339 | Cx=0.3447;Cy=0.3553 | Class I | IK08 | IP50 | IP20 | 50 | 1790 | -25 | 1 | 329 | RAL9016 | 50-60Hz | Passive | LED | dimmable | High Bay Rectangular | Tungsram Auriso | Indoor industrial |  | 23.2 | 35900 | No sensor |  | risk group 1 |  | Bracket kit. Tilted bracket kit. Busbar bracket kit. Cable hook pair
TBD | AUR-2S45-840-U6-DL-ST | image | datasheet | deeplink | TUNGSRAM - Tungsram Auriso - 34900lm - 329W - 4000K - 80CRI - TBD[SKU] - Bracket. Y-cable | 3.38 | Bracket. Y-cable | LED | 1 | 329 | [8 empty] | CE | [6 empty] | 20 | 4000 | 752x250x75 |  | 220-240V |  | 5 | A++ | 65° | 3 | 80 |  | 4000 |  | 47000 | >=0.95 | 108000 |  |  | 106.079 |  |  | 9 | U6 | 25 | max. 10% at 100.000 hrs |  | Available | 840/339 | Cx=0.3818;Cy=0.3797 | Class I | IK08 | IP50 | IP20 | 50 | 1790 | -25 | 1 | 329 | RAL9016 | 50-60Hz | Passive | LED | dimmable | High Bay Rectangular | Tungsram Auriso | Indoor industrial |  | 23.2 | 34900 | No sensor |  | risk group 1 |  | Bracket kit. Tilted bracket kit. Busbar bracket kit. Cable hook pair
TBD | AUR-2S45-830-U6-DL-ST | image | datasheet | deeplink | TUNGSRAM - Tungsram Auriso - 32900lm - 329W - 3000K - 80CRI - TBD[SKU] - Bracket. Y-cable | 3.38 | Bracket. Y-cable | LED | 1 | 329 | [8 empty] | CE | [6 empty] | 20 | 3000 | 752x250x75 |  | 220-240V |  | 5 | A++ | 65° | 3 | 80 |  | 3000 |  | 47000 | >=0.95 | 108000 |  |  | 100 |  |  | 9 | U6 | 25 | max. 10% at 100.000 hrs |  | Available | 830/339 | Cx=0.4338;Cy=0.4030 | Class I | IK08 | IP50 | IP20 | 50 | 1790 | -25 | 1 | 329 | RAL9016 | 50-60Hz | Passive | LED | dimmable | High Bay Rectangular | Tungsram Auriso | Indoor industrial |  | 23.1 | 32900 | No sensor |  | risk group 1 |  | Bracket kit. Tilted bracket kit. Busbar bracket kit. Cable hook pair
TBD | AUR-2S45-750-U6-DL-ST | image | datasheet | deeplink | TUNGSRAM - Tungsram Auriso - 36900lm - 329W - 5000K - 70CRI - TBD[SKU] - Bracket. Y-cable | 3.38 | Bracket. Y-cable | LED | 1 | 329 | [8 empty] | CE | [6 empty] | 20 | 5000 | 752x250x75 |  | 220-240V |  | 5 | A++ | 65° | 3 | 70 |  | 5000 |  | 47000 | >=0.95 | 108000 |  |  | 112.1581 |  |  | 9 | U6 | 25 | max. 10% at 100.000 hrs |  | Available | 750/339 | Cx=0.3447;Cy=0.3553 | Class I | IK08 | IP50 | IP20 | 50 | 1790 | -25 | 1 | 329 | RAL9016 | 50-60Hz | Passive | LED | dimmable | High Bay Rectangular | Tungsram Auriso | Indoor industrial |  | 23.5 | 36900 | No sensor |  | risk group 1 |  | Bracket kit. Tilted bracket kit. Busbar bracket kit. Cable hook pair
TBD | AUR-2S45-740-U6-DL-ST | image | datasheet | deeplink | TUNGSRAM - Tungsram Auriso - 36800lm - 329W - 4000K - 70CRI - TBD[SKU] - Bracket. Y-cable | 3.38 | Bracket. Y-cable | LED | 1 | 329 | [8 empty] | CE | [6 empty] | 20 | 4000 | 752x250x75 |  | 220-240V |  | 5 | A++ | 65° | 3 | 70 |  | 4000 |  | 47000 | >=0.95 | 108000 |  |  | 111.8541 |  |  | 9 | U6 | 25 | max. 10% at 100.000 hrs |  | Available | 740/339 | Cx=0.4338;Cy=0.4030 | Class I | IK08 | IP50 | IP20 | 50 | 1790 | -25 | 1 | 329 | RAL9016 | 50-60Hz | Passive | LED | dimmable | High Bay Rectangular | Tungsram Auriso | Indoor industrial |  | 23.5 | 36800 | No sensor |  | risk group 1 |  | Bracket kit. Tilted bracket kit. Busbar bracket kit. Cable hook pair
TBD | AUR-2S45-730-U6-DL-ST | image | datasheet | deeplink | TUNGSRAM - Tungsram Auriso - 35800lm - 329W - 3000K - 70CRI - TBD[SKU] - Bracket. Y-cable | 3.38 | Bracket. Y-cable | LED | 1 | 329 | [8 empty] | CE | [6 empty] | 20 | 3000 | 752x250x75 |  | 220-240V |  | 5 | A++ | 65° | 3 | 70 |  | 3000 |  | 47000 | >=0.95 | 108000 |  |  | 108.8146 |  |  | 9 | U6 | 25 | max. 10% at 100.000 hrs |  | Available | 730/339 | Cx=0.4338;Cy=0.4030 | Class I | IK08 | IP50 | IP20 | 50 | 1790 | -25 | 1 | 329 | RAL9016 | 50-60Hz | Passive | LED | dimmable | High Bay Rectangular | Tungsram Auriso | Indoor industrial |  | 23.3 | 35800 | No sensor |  | risk group 1 |  | Bracket kit. Tilted bracket kit. Busbar bracket kit. Cable hook pair
TBD | AUR-2S45-850-U4-DL-ST | image | datasheet | deeplink | TUNGSRAM - Tungsram Auriso - 37400lm - 329W - 5000K - 80CRI - TBD[SKU] - Bracket. Y-cable | 3.38 | Bracket. Y-cable | LED | 1 | 329 | [8 empty] | CE | [6 empty] | 20 | 5000 | 752x250x75 |  | 220-240V |  | 5 | A++ | 45° | 3 | 80 |  | 5000 |  | 47000 | >=0.95 | 108000 |  |  | 113.6778 |  |  | 9 | U4 | 25 | max. 10% at 100.000 hrs |  | Available | 850/339 | Cx=0.3447;Cy=0.3553 | Class I | IK08 | IP50 | IP20 | 50 | 1790 | -25 | 1 | 329 | RAL9016 | 50-60Hz | Passive | LED | dimmable | High Bay Rectangular | Tungsram Auriso | Indoor industrial |  | 22.5 | 37400 | No sensor |  | risk group 1 |  | Bracket kit. Tilted bracket kit. Busbar bracket kit. Cable hook pair
TBD | AUR-2S45-840-U4-DL-ST | image | datasheet | deeplink | TUNGSRAM - Tungsram Auriso - 36400lm - 329W - 4000K - 80CRI - TBD[SKU] - Bracket. Y-cable | 3.38 | Bracket. Y-cable | LED | 1 | 329 | [8 empty] | CE | [6 empty] | 20 | 4000 | 752x250x75 |  | 220-240V |  | 5 | A++ | 45° | 3 | 80 |  | 4000 |  | 47000 | >=0.95 | 108000 |  |  | 110.6383 |  |  | 9 | U4 | 25 | max. 10% at 100.000 hrs |  | Available | 840/339 | Cx=0.3818;Cy=0.3797 | Class I | IK08 | IP50 | IP20 | 50 | 1790 | -25 | 1 | 329 | RAL9016 | 50-60Hz | Passive | LED | dimmable | High Bay Rectangular | Tungsram Auriso | Indoor industrial |  | 22.5 | 36400 | No sensor |  | risk group 1 |  | Bracket kit. Tilted bracket kit. Busbar bracket kit. Cable hook pair
TBD | AUR-2S45-830-U4-DL-ST | image | datasheet | deeplink | TUNGSRAM - Tungsram Auriso - 34300lm - 329W - 3000K - 80CRI - TBD[SKU] - Bracket. Y-cable | 3.38 | Bracket. Y-cable | LED | 1 | 329 | [8 empty] | CE | [6 empty] | 20 | 3000 | 752x250x75 |  | 220-240V |  | 5 | A++ | 45° | 3 | 80 |  | 3000 |  | 47000 | >=0.95 | 108000 |  |  | 104.2553 |  |  | 9 | U4 | 25 | max. 10% at 100.000 hrs |  | Available | 830/339 | Cx=0.4338;Cy=0.4030 | Class I | IK08 | IP50 | IP20 | 50 | 1790 | -25 | 1 | 329 | RAL9016 | 50-60Hz | Passive | LED | dimmable | High Bay Rectangular | Tungsram Auriso | Indoor industrial |  | 22.4 | 34300 | No sensor |  | risk group 1 |  | Bracket kit. Tilted bracket kit. Busbar bracket kit. Cable hook pair
TBD | AUR-2S45-750-U4-DL-ST | image | datasheet | deeplink | TUNGSRAM - Tungsram Auriso - 38400lm - 329W - 5000K - 70CRI - TBD[SKU] - Bracket. Y-cable | 3.38 | Bracket. Y-cable | LED | 1 | 329 | [8 empty] | CE | [6 empty] | 20 | 5000 | 752x250x75 |  | 220-240V |  | 5 | A++ | 45° | 3 | 70 |  | 5000 |  | 47000 | >=0.95 | 108000 |  |  | 116.7173 |  |  | 9 | U4 | 25 | max. 10% at 100.000 hrs |  | Available | 750/339 | Cx=0.3447;Cy=0.3553 | Class I | IK08 | IP50 | IP20 | 50 | 1790 | -25 | 1 | 329 | RAL9016 | 50-60Hz | Passive | LED | dimmable | High Bay Rectangular | Tungsram Auriso | Indoor industrial |  | 22.8 | 38400 | No sensor |  | risk group 1 |  | Bracket kit. Tilted bracket kit. Busbar bracket kit. Cable hook pair
TBD | AUR-2S45-740-U4-DL-ST | image | datasheet | deeplink | TUNGSRAM - Tungsram Auriso - 38300lm - 329W - 4000K - 70CRI - TBD[SKU] - Bracket. Y-cable | 3.38 | Bracket. Y-cable | LED | 1 | 329 | [8 empty] | CE | [6 empty] | 20 | 4000 | 752x250x75 |  | 220-240V |  | 5 | A++ | 45° | 3 | 70 |  | 4000 |  | 47000 | >=0.95 | 108000 |  |  | 116.4134 |  |  | 9 | U4 | 25 | max. 10% at 100.000 hrs |  | Available | 740/339 | Cx=0.4338;Cy=0.4030 | Class I | IK08 | IP50 | IP20 | 50 | 1790 | -25 | 1 | 329 | RAL9016 | 50-60Hz | Passive | LED | dimmable | High Bay Rectangular | Tungsram Auriso | Indoor industrial |  | 22.8 | 38300 | No sensor |  | risk group 1 |  | Bracket kit. Tilted bracket kit. Busbar bracket kit. Cable hook pair
TBD | AUR-2S45-730-U4-DL-ST | image | datasheet | deeplink | TUNGSRAM - Tungsram Auriso - 37300lm - 329W - 3000K - 70CRI - TBD[SKU] - Bracket. Y-cable | 3.38 | Bracket. Y-cable | LED | 1 | 329 | [8 empty] | CE | [6 empty] | 20 | 3000 | 752x250x75 |  | 220-240V |  | 5 | A++ | 45° | 3 | 70 |  | 3000 |  | 47000 | >=0.95 | 108000 |  |  | 113.3739 |  |  | 9 | U4 | 25 | max. 10% at 100.000 hrs |  | Available | 730/339 | Cx=0.4338;Cy=0.4030 | Class I | IK08 | IP50 | IP20 | 50 | 1790 | -25 | 1 | 329 | RAL9016 | 50-60Hz | Passive | LED | dimmable | High Bay Rectangular | Tungsram Auriso | Indoor industrial |  | 22.6 | 37300 | No sensor |  | risk group 1 |  | Bracket kit. Tilted bracket kit. Busbar bracket kit. Cable hook pair
TBD | AUR-2S45-850-L9-DL-ST | image | datasheet | deeplink | TUNGSRAM - Tungsram Auriso - 45400lm - 329W - 5000K - 80CRI - TBD[SKU] - Bracket. Y-cable | 3.38 | Bracket. Y-cable | LED | 1 | 329 | [8 empty] | CE | [6 empty] | 20 | 5000 | 752x250x75 |  | 220-240V |  | 5 | A++ | 90° | 3 | 80 |  | 5000 |  | 47000 | >=0.95 | 108000 |  |  | 137.9939 |  |  | 9 | L9 | 25 | max. 10% at 100.000 hrs |  | Available | 850/339 | Cx=0.3447;Cy=0.3553 | Class I | IK08 | IP50 | IP20 | 50 | 1790 | -25 | 1 | 329 | RAL9016 | 50-60Hz | Passive | LED | dimmable | High Bay Rectangular | Tungsram Auriso | Indoor industrial |  | 25 | 45400 | No sensor |  | risk group 1 |  | Bracket kit. Tilted bracket kit. Busbar bracket kit. Cable hook pair
TBD | AUR-2S45-840-L9-DL-ST | image | datasheet | deeplink | TUNGSRAM - Tungsram Auriso - 44200lm - 329W - 4000K - 80CRI - TBD[SKU] - Bracket. Y-cable | 3.38 | Bracket. Y-cable | LED | 1 | 329 | [8 empty] | CE | [6 empty] | 20 | 4000 | 752x250x75 |  | 220-240V |  | 5 | A++ | 90° | 3 | 80 |  | 4000 |  | 47000 | >=0.95 | 108000 |  |  | 134.3465 |  |  | 9 | L9 | 25 | max. 10% at 100.000 hrs |  | Available | 840/339 | Cx=0.3818;Cy=0.3797 | Class I | IK08 | IP50 | IP20 | 50 | 1790 | -25 | 1 | 329 | RAL9016 | 50-60Hz | Passive | LED | dimmable | High Bay Rectangular | Tungsram Auriso | Indoor industrial |  | 25 | 44200 | No sensor |  | risk group 1 |  | Bracket kit. Tilted bracket kit. Busbar bracket kit. Cable hook pair
TBD | AUR-2S45-830-L9-DL-ST | image | datasheet | deeplink | TUNGSRAM - Tungsram Auriso - 41600lm - 329W - 3000K - 80CRI - TBD[SKU] - Bracket. Y-cable | 3.38 | Bracket. Y-cable | LED | 1 | 329 | [8 empty] | CE | [6 empty] | 20 | 3000 | 752x250x75 |  | 220-240V |  | 5 | A++ | 90° | 3 | 80 |  | 3000 |  | 47000 | >=0.95 | 108000 |  |  | 126.4438 |  |  | 9 | L9 | 25 | max. 10% at 100.000 hrs |  | Available | 830/339 | Cx=0.4338;Cy=0.4030 | Class I | IK08 | IP50 | IP20 | 50 | 1790 | -25 | 1 | 329 | RAL9016 | 50-60Hz | Passive | LED | dimmable | High Bay Rectangular | Tungsram Auriso | Indoor industrial |  | 24.8 | 41600 | No sensor |  | risk group 1 |  | Bracket kit. Tilted bracket kit. Busbar bracket kit. Cable hook pair
TBD | AUR-2S45-750-L9-DL-ST | image | datasheet | deeplink | TUNGSRAM - Tungsram Auriso - 46600lm - 329W - 5000K - 70CRI - TBD[SKU] - Bracket. Y-cable | 3.38 | Bracket. Y-cable | LED | 1 | 329 | [8 empty] | CE | [6 empty] | 20 | 5000 | 752x250x75 |  | 220-240V |  | 5 | A++ | 90° | 3 | 70 |  | 5000 |  | 47000 | >=0.95 | 108000 |  |  | 141.6413 |  |  | 9 | L9 | 25 | max. 10% at 100.000 hrs |  | Available | 750/339 | Cx=0.3447;Cy=0.3553 | Class I | IK08 | IP50 | IP20 | 50 | 1790 | -25 | 1 | 329 | RAL9016 | 50-60Hz | Passive | LED | dimmable | High Bay Rectangular | Tungsram Auriso | Indoor industrial |  | 25.2 | 46600 | No sensor |  | risk group 1 |  | Bracket kit. Tilted bracket kit. Busbar bracket kit. Cable hook pair
TBD | AUR-2S45-740-L9-DL-ST | image | datasheet | deeplink | TUNGSRAM - Tungsram Auriso - 46500lm - 329W - 4000K - 70CRI - TBD[SKU] - Bracket. Y-cable | 3.38 | Bracket. Y-cable | LED | 1 | 329 | [8 empty] | CE | [6 empty] | 20 | 4000 | 752x250x75 |  | 220-240V |  | 5 | A++ | 90° | 3 | 70 |  | 4000 |  | 47000 | >=0.95 | 108000 |  |  | 141.3374 |  |  | 9 | L9 | 25 | max. 10% at 100.000 hrs |  | Available | 740/339 | Cx=0.4338;Cy=0.4030 | Class I | IK08 | IP50 | IP20 | 50 | 1790 | -25 | 1 | 329 | RAL9016 | 50-60Hz | Passive | LED | dimmable | High Bay Rectangular | Tungsram Auriso | Indoor industrial |  | 25.2 | 46500 | No sensor |  | risk group 1 |  | Bracket kit. Tilted bracket kit. Busbar bracket kit. Cable hook pair
TBD | AUR-2S45-730-L9-DL-ST | image | datasheet | deeplink | TUNGSRAM - Tungsram Auriso - 45200lm - 329W - 3000K - 70CRI - TBD[SKU] - Bracket. Y-cable | 3.38 | Bracket. Y-cable | LED | 1 | 329 | [8 empty] | CE | [6 empty] | 20 | 3000 | 752x250x75 |  | 220-240V |  | 5 | A++ | 90° | 3 | 70 |  | 3000 |  | 47000 | >=0.95 | 108000 |  |  | 137.386 |  |  | 9 | L9 | 25 | max. 10% at 100.000 hrs |  | Available | 730/339 | Cx=0.4338;Cy=0.4030 | Class I | IK08 | IP50 | IP20 | 50 | 1790 | -25 | 1 | 329 | RAL9016 | 50-60Hz | Passive | LED | dimmable | High Bay Rectangular | Tungsram Auriso | Indoor industrial |  | 25.1 | 45200 | No sensor |  | risk group 1 |  | Bracket kit. Tilted bracket kit. Busbar bracket kit. Cable hook pair
TBD | AUR-2S45-850-L6-DL-ST | image | datasheet | deeplink | TUNGSRAM - Tungsram Auriso - 43600lm - 329W - 5000K - 80CRI - TBD[SKU] - Bracket. Y-cable | 3.38 | Bracket. Y-cable | LED | 1 | 329 | [8 empty] | CE | [6 empty] | 20 | 5000 | 752x250x75 |  | 220-240V |  | 5 | A++ | 70° | 3 | 80 |  | 5000 |  | 47000 | >=0.95 | 108000 |  |  | 132.5228 |  |  | 9 | L6 | 25 | max. 10% at 100.000 hrs |  | Available | 850/339 | Cx=0.3447;Cy=0.3553 | Class I | IK08 | IP50 | IP20 | 50 | 1790 | -25 | 1 | 329 | RAL9016 | 50-60Hz | Passive | LED | dimmable | High Bay Rectangular | Tungsram Auriso | Indoor industrial |  | 23.4 | 43600 | No sensor |  | risk group 1 |  | Bracket kit. Tilted bracket kit. Busbar bracket kit. Cable hook pair
TBD | AUR-2S45-840-L6-DL-ST | image | datasheet | deeplink | TUNGSRAM - Tungsram Auriso - 42500lm - 329W - 4000K - 80CRI - TBD[SKU] - Bracket. Y-cable | 3.38 | Bracket. Y-cable | LED | 1 | 329 | [8 empty] | CE | [6 empty] | 20 | 4000 | 752x250x75 |  | 220-240V |  | 5 | A++ | 70° | 3 | 80 |  | 4000 |  | 47000 | >=0.95 | 108000 |  |  | 129.1793 |  |  | 9 | L6 | 25 | max. 10% at 100.000 hrs |  | Available | 840/339 | Cx=0.3818;Cy=0.3797 | Class I | IK08 | IP50 | IP20 | 50 | 1790 | -25 | 1 | 329 | RAL9016 | 50-60Hz | Passive | LED | dimmable | High Bay Rectangular | Tungsram Auriso | Indoor industrial |  | 23.4 | 42500 | No sensor |  | risk group 1 |  | Bracket kit. Tilted bracket kit. Busbar bracket kit. Cable hook pair
TBD | AUR-2S45-830-L6-DL-ST | image | datasheet | deeplink | TUNGSRAM - Tungsram Auriso - 40000lm - 329W - 3000K - 80CRI - TBD[SKU] - Bracket. Y-cable | 3.38 | Bracket. Y-cable | LED | 1 | 329 | [8 empty] | CE | [6 empty] | 20 | 3000 | 752x250x75 |  | 220-240V |  | 5 | A++ | 70° | 3 | 80 |  | 3000 |  | 47000 | >=0.95 | 108000 |  |  | 121.5805 |  |  | 9 | L6 | 25 | max. 10% at 100.000 hrs |  | Available | 830/339 | Cx=0.4338;Cy=0.4030 | Class I | IK08 | IP50 | IP20 | 50 | 1790 | -25 | 1 | 329 | RAL9016 | 50-60Hz | Passive | LED | dimmable | High Bay Rectangular | Tungsram Auriso | Indoor industrial |  | 23.3 | 40000 | No sensor |  | risk group 1 |  | Bracket kit. Tilted bracket kit. Busbar bracket kit. Cable hook pair
TBD | AUR-2S45-750-L6-DL-ST | image | datasheet | deeplink | TUNGSRAM - Tungsram Auriso - 44800lm - 329W - 5000K - 70CRI - TBD[SKU] - Bracket. Y-cable | 3.38 | Bracket. Y-cable | LED | 1 | 329 | [8 empty] | CE | [6 empty] | 20 | 5000 | 752x250x75 |  | 220-240V |  | 5 | A++ | 70° | 3 | 70 |  | 5000 |  | 47000 | >=0.95 | 108000 |  |  | 136.1702 |  |  | 9 | L6 | 25 | max. 10% at 100.000 hrs |  | Available | 750/339 | Cx=0.3447;Cy=0.3553 | Class I | IK08 | IP50 | IP20 | 50 | 1790 | -25 | 1 | 329 | RAL9016 | 50-60Hz | Passive | LED | dimmable | High Bay Rectangular | Tungsram Auriso | Indoor industrial |  | 23.7 | 44800 | No sensor |  | risk group 1 |  | Bracket kit. Tilted bracket kit. Busbar bracket kit. Cable hook pair
TBD | AUR-2S45-740-L6-DL-ST | image | datasheet | deeplink | TUNGSRAM - Tungsram Auriso - 44700lm - 329W - 4000K - 70CRI - TBD[SKU] - Bracket. Y-cable | 3.38 | Bracket. Y-cable | LED | 1 | 329 | [8 empty] | CE | [6 empty] | 20 | 4000 | 752x250x75 |  | 220-240V |  | 5 | A++ | 70° | 3 | 70 |  | 4000 |  | 47000 | >=0.95 | 108000 |  |  | 135.8663 |  |  | 9 | L6 | 25 | max. 10% at 100.000 hrs |  | Available | 740/339 | Cx=0.4338;Cy=0.4030 | Class I | IK08 | IP50 | IP20 | 50 | 1790 | -25 | 1 | 329 | RAL9016 | 50-60Hz | Passive | LED | dimmable | High Bay Rectangular | Tungsram Auriso | Indoor industrial |  | 23.7 | 44700 | No sensor |  | risk group 1 |  | Bracket kit. Tilted bracket kit. Busbar bracket kit. Cable hook pair
TBD | AUR-2S45-730-L6-DL-ST | image | datasheet | deeplink | TUNGSRAM - Tungsram Auriso - 43500lm - 329W - 3000K - 70CRI - TBD[SKU] - Bracket. Y-cable | 3.38 | Bracket. Y-cable | LED | 1 | 329 | [8 empty] | CE | [6 empty] | 20 | 3000 | 752x250x75 |  | 220-240V |  | 5 | A++ | 70° | 3 | 70 |  | 3000 |  | 47000 | >=0.95 | 108000 |  |  | 132.2188 |  |  | 9 | L6 | 25 | max. 10% at 100.000 hrs |  | Available | 730/339 | Cx=0.4338;Cy=0.4030 | Class I | IK08 | IP50 | IP20 | 50 | 1790 | -25 | 1 | 329 | RAL9016 | 50-60Hz | Passive | LED | dimmable | High Bay Rectangular | Tungsram Auriso | Indoor industrial |  | 23.6 | 43500 | No sensor |  | risk group 1 |  | Bracket kit. Tilted bracket kit. Busbar bracket kit. Cable hook pair
TBD | AUR-2S45-850-L3-DL-ST | image | datasheet | deeplink | TUNGSRAM - Tungsram Auriso - 46300lm - 329W - 5000K - 80CRI - TBD[SKU] - Bracket. Y-cable | 3.38 | Bracket. Y-cable | LED | 1 | 329 | [8 empty] | CE | [6 empty] | 20 | 5000 | 752x250x75 |  | 220-240V |  | 5 | A++ | 35° | 3 | 80 |  | 5000 |  | 47000 | >=0.95 | 108000 |  |  | 140.7295 |  |  | 9 | L3 | 25 | max. 10% at 100.000 hrs |  | Available | 850/339 | Cx=0.3447;Cy=0.3553 | Class I | IK08 | IP50 | IP20 | 50 | 1790 | -25 | 1 | 329 | RAL9016 | 50-60Hz | Passive | LED | dimmable | High Bay Rectangular | Tungsram Auriso | Indoor industrial |  | 19 | 46300 | No sensor |  | risk group 1 |  | Bracket kit. Tilted bracket kit. Busbar bracket kit. Cable hook pair
TBD | AUR-2S45-840-L3-DL-ST | image | datasheet | deeplink | TUNGSRAM - Tungsram Auriso - 45100lm - 329W - 4000K - 80CRI - TBD[SKU] - Bracket. Y-cable | 3.38 | Bracket. Y-cable | LED | 1 | 329 | [8 empty] | CE | [6 empty] | 20 | 4000 | 752x250x75 |  | 220-240V |  | 5 | A++ | 35° | 3 | 80 |  | 4000 |  | 47000 | >=0.95 | 108000 |  |  | 137.0821 |  |  | 9 | L3 | 25 | max. 10% at 100.000 hrs |  | Available | 840/339 | Cx=0.3818;Cy=0.3797 | Class I | IK08 | IP50 | IP20 | 50 | 1790 | -25 | 1 | 329 | RAL9016 | 50-60Hz | Passive | LED | dimmable | High Bay Rectangular | Tungsram Auriso | Indoor industrial |  | 19 | 45100 | No sensor |  | risk group 1 |  | Bracket kit. Tilted bracket kit. Busbar bracket kit. Cable hook pair
TBD | AUR-2S45-830-L3-DL-ST | image | datasheet | deeplink | TUNGSRAM - Tungsram Auriso - 42500lm - 329W - 3000K - 80CRI - TBD[SKU] - Bracket. Y-cable | 3.38 | Bracket. Y-cable | LED | 1 | 329 | [8 empty] | CE | [6 empty] | 20 | 3000 | 752x250x75 |  | 220-240V |  | 5 | A++ | 35° | 3 | 80 |  | 3000 |  | 47000 | >=0.95 | 108000 |  |  | 129.1793 |  |  | 9 | L3 | 25 | max. 10% at 100.000 hrs |  | Available | 830/339 | Cx=0.4338;Cy=0.4030 | Class I | IK08 | IP50 | IP20 | 50 | 1790 | -25 | 1 | 329 | RAL9016 | 50-60Hz | Passive | LED | dimmable | High Bay Rectangular | Tungsram Auriso | Indoor industrial |  | 18.9 | 42500 | No sensor |  | risk group 1 |  | Bracket kit. Tilted bracket kit. Busbar bracket kit. Cable hook pair
TBD | AUR-2S45-750-L3-DL-ST | image | datasheet | deeplink | TUNGSRAM - Tungsram Auriso - 47600lm - 329W - 5000K - 70CRI - TBD[SKU] - Bracket. Y-cable | 3.38 | Bracket. Y-cable | LED | 1 | 329 | [8 empty] | CE | [6 empty] | 20 | 5000 | 752x250x75 |  | 220-240V |  | 5 | A++ | 35° | 3 | 70 |  | 5000 |  | 47000 | >=0.95 | 108000 |  |  | 144.6809 |  |  | 9 | L3 | 25 | max. 10% at 100.000 hrs |  | Available | 750/339 | Cx=0.3447;Cy=0.3553 | Class I | IK08 | IP50 | IP20 | 50 | 1790 | -25 | 1 | 329 | RAL9016 | 50-60Hz | Passive | LED | dimmable | High Bay Rectangular | Tungsram Auriso | Indoor industrial |  | 19.3 | 47600 | No sensor |  | risk group 1 |  | Bracket kit. Tilted bracket kit. Busbar bracket kit. Cable hook pair
TBD | AUR-2S45-740-L3-DL-ST | image | datasheet | deeplink | TUNGSRAM - Tungsram Auriso - 47500lm - 329W - 4000K - 70CRI - TBD[SKU] - Bracket. Y-cable | 3.38 | Bracket. Y-cable | LED | 1 | 329 | [8 empty] | CE | [6 empty] | 20 | 4000 | 752x250x75 |  | 220-240V |  | 5 | A++ | 35° | 3 | 70 |  | 4000 |  | 47000 | >=0.95 | 108000 |  |  | 144.3769 |  |  | 9 | L3 | 25 | max. 10% at 100.000 hrs |  | Available | 740/339 | Cx=0.4338;Cy=0.4030 | Class I | IK08 | IP50 | IP20 | 50 | 1790 | -25 | 1 | 329 | RAL9016 | 50-60Hz | Passive | LED | dimmable | High Bay Rectangular | Tungsram Auriso | Indoor industrial |  | 19.3 | 47500 | No sensor |  | risk group 1 |  | Bracket kit. Tilted bracket kit. Busbar bracket kit. Cable hook pair
TBD | AUR-2S45-730-L3-DL-ST | image | datasheet | deeplink | TUNGSRAM - Tungsram Auriso - 46200lm - 329W - 3000K - 70CRI - TBD[SKU] - Bracket. Y-cable | 3.38 | Bracket. Y-cable | LED | 1 | 329 | [8 empty] | CE | [6 empty] | 20 | 3000 | 752x250x75 |  | 220-240V |  | 5 | A++ | 35° | 3 | 70 |  | 3000 |  | 47000 | >=0.95 | 108000 |  |  | 140.4255 |  |  | 9 | L3 | 25 | max. 10% at 100.000 hrs |  | Available | 730/339 | Cx=0.4338;Cy=0.4030 | Class I | IK08 | IP50 | IP20 | 50 | 1790 | -25 | 1 | 329 | RAL9016 | 50-60Hz | Passive | LED | dimmable | High Bay Rectangular | Tungsram Auriso | Indoor industrial |  | 19.2 | 46200 | No sensor |  | risk group 1 |  | Bracket kit. Tilted bracket kit. Busbar bracket kit. Cable hook pair
TBD | AUR-2S45-850-D1-DL-ST | image | datasheet | deeplink | TUNGSRAM - Tungsram Auriso - 39600lm - 329W - 5000K - 80CRI - TBD[SKU] - Bracket. Y-cable | 3.38 | Bracket. Y-cable | LED | 1 | 329 | [8 empty] | CE | [6 empty] | 20 | 5000 | 752x250x75 |  | 220-240V |  | 5 | A++ | 100° | 3 | 80 |  | 5000 |  | 47000 | >=0.95 | 108000 |  |  | 120.3647 |  |  | 9 | D1 | 25 | max. 10% at 100.000 hrs |  | Available | 850/339 | Cx=0.3447;Cy=0.3553 | Class I | IK08 | IP20 | IP20 | 50 | 1790 | -25 | 1 | 329 | RAL9016 | 50-60Hz | Passive | LED | dimmable | High Bay Rectangular | Tungsram Auriso | Indoor industrial |  | 27.3 | 39600 | No sensor |  | risk group 1 |  | Bracket kit. Tilted bracket kit. Busbar bracket kit. Cable hook pair
TBD | AUR-2S45-840-D1-DL-ST | image | datasheet | deeplink | TUNGSRAM - Tungsram Auriso - 38600lm - 329W - 4000K - 80CRI - TBD[SKU] - Bracket. Y-cable | 3.38 | Bracket. Y-cable | LED | 1 | 329 | [8 empty] | CE | [6 empty] | 20 | 4000 | 752x250x75 |  | 220-240V |  | 5 | A++ | 100° | 3 | 80 |  | 4000 |  | 47000 | >=0.95 | 108000 |  |  | 117.3252 |  |  | 9 | D1 | 25 | max. 10% at 100.000 hrs |  | Available | 840/339 | Cx=0.3818;Cy=0.3797 | Class I | IK08 | IP20 | IP20 | 50 | 1790 | -25 | 1 | 329 | RAL9016 | 50-60Hz | Passive | LED | dimmable | High Bay Rectangular | Tungsram Auriso | Indoor industrial |  | 27.3 | 38600 | No sensor |  | risk group 1 |  | Bracket kit. Tilted bracket kit. Busbar bracket kit. Cable hook pair
TBD | AUR-2S45-830-D1-DL-ST | image | datasheet | deeplink | TUNGSRAM - Tungsram Auriso - 36300lm - 329W - 3000K - 80CRI - TBD[SKU] - Bracket. Y-cable | 3.38 | Bracket. Y-cable | LED | 1 | 329 | [8 empty] | CE | [6 empty] | 20 | 3000 | 752x250x75 |  | 220-240V |  | 5 | A++ | 100° | 3 | 80 |  | 3000 |  | 47000 | >=0.95 | 108000 |  |  | 110.3343 |  |  | 9 | D1 | 25 | max. 10% at 100.000 hrs |  | Available | 830/339 | Cx=0.4338;Cy=0.4030 | Class I | IK08 | IP20 | IP20 | 50 | 1790 | -25 | 1 | 329 | RAL9016 | 50-60Hz | Passive | LED | dimmable | High Bay Rectangular | Tungsram Auriso | Indoor industrial |  | 27.2 | 36300 | No sensor |  | risk group 1 |  | Bracket kit. Tilted bracket kit. Busbar bracket kit. Cable hook pair
TBD | AUR-2S45-750-D1-DL-ST | image | datasheet | deeplink | TUNGSRAM - Tungsram Auriso - 40700lm - 329W - 5000K - 70CRI - TBD[SKU] - Bracket. Y-cable | 3.38 | Bracket. Y-cable | LED | 1 | 329 | [8 empty] | CE | [6 empty] | 20 | 5000 | 752x250x75 |  | 220-240V |  | 5 | A++ | 100° | 3 | 70 |  | 5000 |  | 47000 | >=0.95 | 108000 |  |  | 123.7082 |  |  | 9 | D1 | 25 | max. 10% at 100.000 hrs |  | Available | 750/339 | Cx=0.3447;Cy=0.3553 | Class I | IK08 | IP20 | IP20 | 50 | 1790 | -25 | 1 | 329 | RAL9016 | 50-60Hz | Passive | LED | dimmable | High Bay Rectangular | Tungsram Auriso | Indoor industrial |  | 27.6 | 40700 | No sensor |  | risk group 1 |  | Bracket kit. Tilted bracket kit. Busbar bracket kit. Cable hook pair
TBD | AUR-2S45-740-D1-DL-ST | image | datasheet | deeplink | TUNGSRAM - Tungsram Auriso - 40600lm - 329W - 4000K - 70CRI - TBD[SKU] - Bracket. Y-cable | 3.38 | Bracket. Y-cable | LED | 1 | 329 | [8 empty] | CE | [6 empty] | 20 | 4000 | 752x250x75 |  | 220-240V |  | 5 | A++ | 100° | 3 | 70 |  | 4000 |  | 47000 | >=0.95 | 108000 |  |  | 123.4043 |  |  | 9 | D1 | 25 | max. 10% at 100.000 hrs |  | Available | 740/339 | Cx=0.4338;Cy=0.4030 | Class I | IK08 | IP20 | IP20 | 50 | 1790 | -25 | 1 | 329 | RAL9016 | 50-60Hz | Passive | LED | dimmable | High Bay Rectangular | Tungsram Auriso | Indoor industrial |  | 27.6 | 40600 | No sensor |  | risk group 1 |  | Bracket kit. Tilted bracket kit. Busbar bracket kit. Cable hook pair
TBD | AUR-2S45-730-D1-DL-ST | image | datasheet | deeplink | TUNGSRAM - Tungsram Auriso - 39500lm - 329W - 3000K - 70CRI - TBD[SKU] - Bracket. Y-cable | 3.38 | Bracket. Y-cable | LED | 1 | 329 | [8 empty] | CE | [6 empty] | 20 | 3000 | 752x250x75 |  | 220-240V |  | 5 | A++ | 100° | 3 | 70 |  | 3000 |  | 47000 | >=0.95 | 108000 |  |  | 120.0608 |  |  | 9 | D1 | 25 | max. 10% at 100.000 hrs |  | Available | 730/339 | Cx=0.4338;Cy=0.4030 | Class I | IK08 | IP20 | IP20 | 50 | 1790 | -25 | 1 | 329 | RAL9016 | 50-60Hz | Passive | LED | dimmable | High Bay Rectangular | Tungsram Auriso | Indoor industrial |  | 27.4 | 39500 | No sensor |  | risk group 1 |  | Bracket kit. Tilted bracket kit. Busbar bracket kit. Cable hook pair
TBD | AUR-2S45-850-C1-DL-ST | image | datasheet | deeplink | TUNGSRAM - Tungsram Auriso - 44000lm - 329W - 5000K - 80CRI - TBD[SKU] - Bracket. Y-cable | 3.38 | Bracket. Y-cable | LED | 1 | 329 | [8 empty] | CE | [6 empty] | 20 | 5000 | 752x250x75 |  | 220-240V |  | 5 | A++ | 110° | 3 | 80 |  | 5000 |  | 47000 | >=0.95 | 108000 |  |  | 133.7386 |  |  | 9 | C1 | 25 | max. 10% at 100.000 hrs |  | Available | 850/339 | Cx=0.3447;Cy=0.3553 | Class I | IK08 | IP20 | IP20 | 50 | 1790 | -25 | 1 | 329 | RAL9016 | 50-60Hz | Passive | LED | dimmable | High Bay Rectangular | Tungsram Auriso | Indoor industrial |  | 27.2 | 44000 | No sensor |  | risk group 1 |  | Bracket kit. Tilted bracket kit. Busbar bracket kit. Cable hook pair
TBD | AUR-2S45-840-C1-DL-ST | image | datasheet | deeplink | TUNGSRAM - Tungsram Auriso - 42800lm - 329W - 4000K - 80CRI - TBD[SKU] - Bracket. Y-cable | 3.38 | Bracket. Y-cable | LED | 1 | 329 | [8 empty] | CE | [6 empty] | 20 | 4000 | 752x250x75 |  | 220-240V |  | 5 | A++ | 110° | 3 | 80 |  | 4000 |  | 47000 | >=0.95 | 108000 |  |  | 130.0912 |  |  | 9 | C1 | 25 | max. 10% at 100.000 hrs |  | Available | 840/339 | Cx=0.3818;Cy=0.3797 | Class I | IK08 | IP20 | IP20 | 50 | 1790 | -25 | 1 | 329 | RAL9016 | 50-60Hz | Passive | LED | dimmable | High Bay Rectangular | Tungsram Auriso | Indoor industrial |  | 27.2 | 42800 | No sensor |  | risk group 1 |  | Bracket kit. Tilted bracket kit. Busbar bracket kit. Cable hook pair
TBD | AUR-2S45-830-C1-DL-ST | image | datasheet | deeplink | TUNGSRAM - Tungsram Auriso - 40300lm - 329W - 3000K - 80CRI - TBD[SKU] - Bracket. Y-cable | 3.38 | Bracket. Y-cable | LED | 1 | 329 | [8 empty] | CE | [6 empty] | 20 | 3000 | 752x250x75 |  | 220-240V |  | 5 | A++ | 110° | 3 | 80 |  | 3000 |  | 47000 | >=0.95 | 108000 |  |  | 122.4924 |  |  | 9 | C1 | 25 | max. 10% at 100.000 hrs |  | Available | 830/339 | Cx=0.4338;Cy=0.4030 | Class I | IK08 | IP20 | IP20 | 50 | 1790 | -25 | 1 | 329 | RAL9016 | 50-60Hz | Passive | LED | dimmable | High Bay Rectangular | Tungsram Auriso | Indoor industrial |  | 27 | 40300 | No sensor |  | risk group 1 |  | Bracket kit. Tilted bracket kit. Busbar bracket kit. Cable hook pair
TBD | AUR-2S45-750-C1-DL-ST | image | datasheet | deeplink | TUNGSRAM - Tungsram Auriso - 45200lm - 329W - 5000K - 70CRI - TBD[SKU] - Bracket. Y-cable | 3.38 | Bracket. Y-cable | LED | 1 | 329 | [8 empty] | CE | [6 empty] | 20 | 5000 | 752x250x75 |  | 220-240V |  | 5 | A++ | 110° | 3 | 70 |  | 5000 |  | 47000 | >=0.95 | 108000 |  |  | 137.386 |  |  | 9 | C1 | 25 | max. 10% at 100.000 hrs |  | Available | 750/339 | Cx=0.3447;Cy=0.3553 | Class I | IK08 | IP20 | IP20 | 50 | 1790 | -25 | 1 | 329 | RAL9016 | 50-60Hz | Passive | LED | dimmable | High Bay Rectangular | Tungsram Auriso | Indoor industrial |  | 27.4 | 45200 | No sensor |  | risk group 1 |  | Bracket kit. Tilted bracket kit. Busbar bracket kit. Cable hook pair
TBD | AUR-2S45-740-C1-DL-ST | image | datasheet | deeplink | TUNGSRAM - Tungsram Auriso - 45100lm - 329W - 4000K - 70CRI - TBD[SKU] - Bracket. Y-cable | 3.38 | Bracket. Y-cable | LED | 1 | 329 | [8 empty] | CE | [6 empty] | 20 | 4000 | 752x250x75 |  | 220-240V |  | 5 | A++ | 110° | 3 | 70 |  | 4000 |  | 47000 | >=0.95 | 108000 |  |  | 137.0821 |  |  | 9 | C1 | 25 | max. 10% at 100.000 hrs |  | Available | 740/339 | Cx=0.4338;Cy=0.4030 | Class I | IK08 | IP20 | IP20 | 50 | 1790 | -25 | 1 | 329 | RAL9016 | 50-60Hz | Passive | LED | dimmable | High Bay Rectangular | Tungsram Auriso | Indoor industrial |  | 27.4 | 45100 | No sensor |  | risk group 1 |  | Bracket kit. Tilted bracket kit. Busbar bracket kit. Cable hook pair
TBD | AUR-2S45-730-C1-DL-ST | image | datasheet | deeplink | TUNGSRAM - Tungsram Auriso - 43800lm - 329W - 3000K - 70CRI - TBD[SKU] - Bracket. Y-cable | 3.38 | Bracket. Y-cable | LED | 1 | 329 | [8 empty] | CE | [6 empty] | 20 | 3000 | 752x250x75 |  | 220-240V |  | 5 | A++ | 110° | 3 | 70 |  | 3000 |  | 47000 | >=0.95 | 108000 |  |  | 133.1307 |  |  | 9 | C1 | 25 | max. 10% at 100.000 hrs |  | Available | 730/339 | Cx=0.4338;Cy=0.4030 | Class I | IK08 | IP20 | IP20 | 50 | 1790 | -25 | 1 | 329 | RAL9016 | 50-60Hz | Passive | LED | dimmable | High Bay Rectangular | Tungsram Auriso | Indoor industrial |  | 27.3 | 43800 | No sensor |  | risk group 1 |  | Bracket kit. Tilted bracket kit. Busbar bracket kit. Cable hook pair
TBD | AUR-2S40-850-U8-DL-ST | image | datasheet | deeplink | TUNGSRAM - Tungsram Auriso - 34800lm - 272W - 5000K - 80CRI - TBD[SKU] - Bracket. Y-cable | 3.03 | Bracket. Y-cable | LED | 1 | 272 | [8 empty] | CE | [6 empty] | 20 | 5000 | 752x250x75 |  | 220-240V |  | 5 | A++ | 80° | 3 | 80 |  | 5000 |  | 48000 | >=0.95 | 111000 |  |  | 127.9412 |  |  | 9 | U8 | 25 | max. 10% at 100.000 hrs |  | Available | 850/339 | Cx=0.3447;Cy=0.3553 | Class I | IK08 | IP20 | IP20 | 50 | 1480 | -25 | 1 | 272 | RAL9016 | 50-60Hz | Passive | LED | dimmable | High Bay Rectangular | Tungsram Auriso | Indoor industrial |  | 24.1 | 34800 | No sensor |  | risk group 1 |  | Bracket kit. Tilted bracket kit. Busbar bracket kit. Cable hook pair
TBD | AUR-2S40-840-U8-DL-ST | image | datasheet | deeplink | TUNGSRAM - Tungsram Auriso - 33900lm - 272W - 4000K - 80CRI - TBD[SKU] - Bracket. Y-cable | 3.03 | Bracket. Y-cable | LED | 1 | 272 | [8 empty] | CE | [6 empty] | 20 | 4000 | 752x250x75 |  | 220-240V |  | 5 | A++ | 80° | 3 | 80 |  | 4000 |  | 48000 | >=0.95 | 111000 |  |  | 124.6324 |  |  | 9 | U8 | 25 | max. 10% at 100.000 hrs |  | Available | 840/339 | Cx=0.3818;Cy=0.3797 | Class I | IK08 | IP20 | IP20 | 50 | 1480 | -25 | 1 | 272 | RAL9016 | 50-60Hz | Passive | LED | dimmable | High Bay Rectangular | Tungsram Auriso | Indoor industrial |  | 24.1 | 33900 | No sensor |  | risk group 1 |  | Bracket kit. Tilted bracket kit. Busbar bracket kit. Cable hook pair
TBD | AUR-2S40-830-U8-DL-ST | image | datasheet | deeplink | TUNGSRAM - Tungsram Auriso - 32000lm - 272W - 3000K - 80CRI - TBD[SKU] - Bracket. Y-cable | 3.03 | Bracket. Y-cable | LED | 1 | 272 | [8 empty] | CE | [6 empty] | 20 | 3000 | 752x250x75 |  | 220-240V |  | 5 | A++ | 80° | 3 | 80 |  | 3000 |  | 48000 | >=0.95 | 111000 |  |  | 117.6471 |  |  | 9 | U8 | 25 | max. 10% at 100.000 hrs |  | Available | 830/339 | Cx=0.4338;Cy=0.4030 | Class I | IK08 | IP20 | IP20 | 50 | 1480 | -25 | 1 | 272 | RAL9016 | 50-60Hz | Passive | LED | dimmable | High Bay Rectangular | Tungsram Auriso | Indoor industrial |  | 24 | 32000 | No sensor |  | risk group 1 |  | Bracket kit. Tilted bracket kit. Busbar bracket kit. Cable hook pair
TBD | AUR-2S40-750-U8-DL-ST | image | datasheet | deeplink | TUNGSRAM - Tungsram Auriso - 35800lm - 272W - 5000K - 70CRI - TBD[SKU] - Bracket. Y-cable | 3.03 | Bracket. Y-cable | LED | 1 | 272 | [8 empty] | CE | [6 empty] | 20 | 5000 | 752x250x75 |  | 220-240V |  | 5 | A++ | 80° | 3 | 70 |  | 5000 |  | 48000 | >=0.95 | 111000 |  |  | 131.6176 |  |  | 9 | U8 | 25 | max. 10% at 100.000 hrs |  | Available | 750/339 | Cx=0.3447;Cy=0.3553 | Class I | IK08 | IP20 | IP20 | 50 | 1480 | -25 | 1 | 272 | RAL9016 | 50-60Hz | Passive | LED | dimmable | High Bay Rectangular | Tungsram Auriso | Indoor industrial |  | 24.4 | 35800 | No sensor |  | risk group 1 |  | Bracket kit. Tilted bracket kit. Busbar bracket kit. Cable hook pair
TBD | AUR-2S40-740-U8-DL-ST | image | datasheet | deeplink | TUNGSRAM - Tungsram Auriso - 35700lm - 272W - 4000K - 70CRI - TBD[SKU] - Bracket. Y-cable | 3.03 | Bracket. Y-cable | LED | 1 | 272 | [8 empty] | CE | [6 empty] | 20 | 4000 | 752x250x75 |  | 220-240V |  | 5 | A++ | 80° | 3 | 70 |  | 4000 |  | 48000 | >=0.95 | 111000 |  |  | 131.25 |  |  | 9 | U8 | 25 | max. 10% at 100.000 hrs |  | Available | 740/339 | Cx=0.4338;Cy=0.4030 | Class I | IK08 | IP20 | IP20 | 50 | 1480 | -25 | 1 | 272 | RAL9016 | 50-60Hz | Passive | LED | dimmable | High Bay Rectangular | Tungsram Auriso | Indoor industrial |  | 24.4 | 35700 | No sensor |  | risk group 1 |  | Bracket kit. Tilted bracket kit. Busbar bracket kit. Cable hook pair
TBD | AUR-2S40-730-U8-DL-ST | image | datasheet | deeplink | TUNGSRAM - Tungsram Auriso - 34700lm - 272W - 3000K - 70CRI - TBD[SKU] - Bracket. Y-cable | 3.03 | Bracket. Y-cable | LED | 1 | 272 | [8 empty] | CE | [6 empty] | 20 | 3000 | 752x250x75 |  | 220-240V |  | 5 | A++ | 80° | 3 | 70 |  | 3000 |  | 48000 | >=0.95 | 111000 |  |  | 127.5735 |  |  | 9 | U8 | 25 | max. 10% at 100.000 hrs |  | Available | 730/339 | Cx=0.4338;Cy=0.4030 | Class I | IK08 | IP20 | IP20 | 50 | 1480 | -25 | 1 | 272 | RAL9016 | 50-60Hz | Passive | LED | dimmable | High Bay Rectangular | Tungsram Auriso | Indoor industrial |  | 24.3 | 34700 | No sensor |  | risk group 1 |  | Bracket kit. Tilted bracket kit. Busbar bracket kit. Cable hook pair
TBD | AUR-2S40-850-U6-DL-ST | image | datasheet | deeplink | TUNGSRAM - Tungsram Auriso - 31800lm - 272W - 5000K - 80CRI - TBD[SKU] - Bracket. Y-cable | 3.03 | Bracket. Y-cable | LED | 1 | 272 | [8 empty] | CE | [6 empty] | 20 | 5000 | 752x250x75 |  | 220-240V |  | 5 | A++ | 65° | 3 | 80 |  | 5000 |  | 48000 | >=0.95 | 111000 |  |  | 116.9118 |  |  | 9 | U6 | 25 | max. 10% at 100.000 hrs |  | Available | 850/339 | Cx=0.3447;Cy=0.3553 | Class I | IK08 | IP50 | IP20 | 50 | 1480 | -25 | 1 | 272 | RAL9016 | 50-60Hz | Passive | LED | dimmable | High Bay Rectangular | Tungsram Auriso | Indoor industrial |  | 22.8 | 31800 | No sensor |  | risk group 1 |  | Bracket kit. Tilted bracket kit. Busbar bracket kit. Cable hook pair
TBD | AUR-2S40-840-U6-DL-ST | image | datasheet | deeplink | TUNGSRAM - Tungsram Auriso - 31000lm - 272W - 4000K - 80CRI - TBD[SKU] - Bracket. Y-cable | 3.03 | Bracket. Y-cable | LED | 1 | 272 | [8 empty] | CE | [6 empty] | 20 | 4000 | 752x250x75 |  | 220-240V |  | 5 | A++ | 65° | 3 | 80 |  | 4000 |  | 48000 | >=0.95 | 111000 |  |  | 113.9706 |  |  | 9 | U6 | 25 | max. 10% at 100.000 hrs |  | Available | 840/339 | Cx=0.3818;Cy=0.3797 | Class I | IK08 | IP50 | IP20 | 50 | 1480 | -25 | 1 | 272 | RAL9016 | 50-60Hz | Passive | LED | dimmable | High Bay Rectangular | Tungsram Auriso | Indoor industrial |  | 22.8 | 31000 | No sensor |  | risk group 1 |  | Bracket kit. Tilted bracket kit. Busbar bracket kit. Cable hook pair
TBD | AUR-2S40-830-U6-DL-ST | image | datasheet | deeplink | TUNGSRAM - Tungsram Auriso - 29200lm - 272W - 3000K - 80CRI - TBD[SKU] - Bracket. Y-cable | 3.03 | Bracket. Y-cable | LED | 1 | 272 | [8 empty] | CE | [6 empty] | 20 | 3000 | 752x250x75 |  | 220-240V |  | 5 | A++ | 65° | 3 | 80 |  | 3000 |  | 48000 | >=0.95 | 111000 |  |  | 107.3529 |  |  | 9 | U6 | 25 | max. 10% at 100.000 hrs |  | Available | 830/339 | Cx=0.4338;Cy=0.4030 | Class I | IK08 | IP50 | IP20 | 50 | 1480 | -25 | 1 | 272 | RAL9016 | 50-60Hz | Passive | LED | dimmable | High Bay Rectangular | Tungsram Auriso | Indoor industrial |  | 22.7 | 29200 | No sensor |  | risk group 1 |  | Bracket kit. Tilted bracket kit. Busbar bracket kit. Cable hook pair
TBD | AUR-2S40-750-U6-DL-ST | image | datasheet | deeplink | TUNGSRAM - Tungsram Auriso - 32700lm - 272W - 5000K - 70CRI - TBD[SKU] - Bracket. Y-cable | 3.03 | Bracket. Y-cable | LED | 1 | 272 | [8 empty] | CE | [6 empty] | 20 | 5000 | 752x250x75 |  | 220-240V |  | 5 | A++ | 65° | 3 | 70 |  | 5000 |  | 48000 | >=0.95 | 111000 |  |  | 120.2206 |  |  | 9 | U6 | 25 | max. 10% at 100.000 hrs |  | Available | 750/339 | Cx=0.3447;Cy=0.3553 | Class I | IK08 | IP50 | IP20 | 50 | 1480 | -25 | 1 | 272 | RAL9016 | 50-60Hz | Passive | LED | dimmable | High Bay Rectangular | Tungsram Auriso | Indoor industrial |  | 23.1 | 32700 | No sensor |  | risk group 1 |  | Bracket kit. Tilted bracket kit. Busbar bracket kit. Cable hook pair
TBD | AUR-2S40-740-U6-DL-ST | image | datasheet | deeplink | TUNGSRAM - Tungsram Auriso - 32600lm - 272W - 4000K - 70CRI - TBD[SKU] - Bracket. Y-cable | 3.03 | Bracket. Y-cable | LED | 1 | 272 | [8 empty] | CE | [6 empty] | 20 | 4000 | 752x250x75 |  | 220-240V |  | 5 | A++ | 65° | 3 | 70 |  | 4000 |  | 48000 | >=0.95 | 111000 |  |  | 119.8529 |  |  | 9 | U6 | 25 | max. 10% at 100.000 hrs |  | Available | 740/339 | Cx=0.4338;Cy=0.4030 | Class I | IK08 | IP50 | IP20 | 50 | 1480 | -25 | 1 | 272 | RAL9016 | 50-60Hz | Passive | LED | dimmable | High Bay Rectangular | Tungsram Auriso | Indoor industrial |  | 23.1 | 32600 | No sensor |  | risk group 1 |  | Bracket kit. Tilted bracket kit. Busbar bracket kit. Cable hook pair
TBD | AUR-2S40-730-U6-DL-ST | image | datasheet | deeplink | TUNGSRAM - Tungsram Auriso - 31700lm - 272W - 3000K - 70CRI - TBD[SKU] - Bracket. Y-cable | 3.03 | Bracket. Y-cable | LED | 1 | 272 | [8 empty] | CE | [6 empty] | 20 | 3000 | 752x250x75 |  | 220-240V |  | 5 | A++ | 65° | 3 | 70 |  | 3000 |  | 48000 | >=0.95 | 111000 |  |  | 116.5441 |  |  | 9 | U6 | 25 | max. 10% at 100.000 hrs |  | Available | 730/339 | Cx=0.4338;Cy=0.4030 | Class I | IK08 | IP50 | IP20 | 50 | 1480 | -25 | 1 | 272 | RAL9016 | 50-60Hz | Passive | LED | dimmable | High Bay Rectangular | Tungsram Auriso | Indoor industrial |  | 22.9 | 31700 | No sensor |  | risk group 1 |  | Bracket kit. Tilted bracket kit. Busbar bracket kit. Cable hook pair
TBD | AUR-2S40-850-U4-DL-ST | image | datasheet | deeplink | TUNGSRAM - Tungsram Auriso - 33200lm - 272W - 5000K - 80CRI - TBD[SKU] - Bracket. Y-cable | 3.03 | Bracket. Y-cable | LED | 1 | 272 | [8 empty] | CE | [6 empty] | 20 | 5000 | 752x250x75 |  | 220-240V |  | 5 | A++ | 45° | 3 | 80 |  | 5000 |  | 48000 | >=0.95 | 111000 |  |  | 122.0588 |  |  | 9 | U4 | 25 | max. 10% at 100.000 hrs |  | Available | 850/339 | Cx=0.3447;Cy=0.3553 | Class I | IK08 | IP50 | IP20 | 50 | 1480 | -25 | 1 | 272 | RAL9016 | 50-60Hz | Passive | LED | dimmable | High Bay Rectangular | Tungsram Auriso | Indoor industrial |  | 22.1 | 33200 | No sensor |  | risk group 1 |  | Bracket kit. Tilted bracket kit. Busbar bracket kit. Cable hook pair
TBD | AUR-2S40-840-U4-DL-ST | image | datasheet | deeplink | TUNGSRAM - Tungsram Auriso - 32300lm - 272W - 4000K - 80CRI - TBD[SKU] - Bracket. Y-cable | 3.03 | Bracket. Y-cable | LED | 1 | 272 | [8 empty] | CE | [6 empty] | 20 | 4000 | 752x250x75 |  | 220-240V |  | 5 | A++ | 45° | 3 | 80 |  | 4000 |  | 48000 | >=0.95 | 111000 |  |  | 118.75 |  |  | 9 | U4 | 25 | max. 10% at 100.000 hrs |  | Available | 840/339 | Cx=0.3818;Cy=0.3797 | Class I | IK08 | IP50 | IP20 | 50 | 1480 | -25 | 1 | 272 | RAL9016 | 50-60Hz | Passive | LED | dimmable | High Bay Rectangular | Tungsram Auriso | Indoor industrial |  | 22.1 | 32300 | No sensor |  | risk group 1 |  | Bracket kit. Tilted bracket kit. Busbar bracket kit. Cable hook pair
TBD | AUR-2S40-830-U4-DL-ST | image | datasheet | deeplink | TUNGSRAM - Tungsram Auriso - 30400lm - 272W - 3000K - 80CRI - TBD[SKU] - Bracket. Y-cable | 3.03 | Bracket. Y-cable | LED | 1 | 272 | [8 empty] | CE | [6 empty] | 20 | 3000 | 752x250x75 |  | 220-240V |  | 5 | A++ | 45° | 3 | 80 |  | 3000 |  | 48000 | >=0.95 | 111000 |  |  | 111.7647 |  |  | 9 | U4 | 25 | max. 10% at 100.000 hrs |  | Available | 830/339 | Cx=0.4338;Cy=0.4030 | Class I | IK08 | IP50 | IP20 | 50 | 1480 | -25 | 1 | 272 | RAL9016 | 50-60Hz | Passive | LED | dimmable | High Bay Rectangular | Tungsram Auriso | Indoor industrial |  | 22 | 30400 | No sensor |  | risk group 1 |  | Bracket kit. Tilted bracket kit. Busbar bracket kit. Cable hook pair
TBD | AUR-2S40-750-U4-DL-ST | image | datasheet | deeplink | TUNGSRAM - Tungsram Auriso - 34100lm - 272W - 5000K - 70CRI - TBD[SKU] - Bracket. Y-cable | 3.03 | Bracket. Y-cable | LED | 1 | 272 | [8 empty] | CE | [6 empty] | 20 | 5000 | 752x250x75 |  | 220-240V |  | 5 | A++ | 45° | 3 | 70 |  | 5000 |  | 48000 | >=0.95 | 111000 |  |  | 125.3676 |  |  | 9 | U4 | 25 | max. 10% at 100.000 hrs |  | Available | 750/339 | Cx=0.3447;Cy=0.3553 | Class I | IK08 | IP50 | IP20 | 50 | 1480 | -25 | 1 | 272 | RAL9016 | 50-60Hz | Passive | LED | dimmable | High Bay Rectangular | Tungsram Auriso | Indoor industrial |  | 22.4 | 34100 | No sensor |  | risk group 1 |  | Bracket kit. Tilted bracket kit. Busbar bracket kit. Cable hook pair
TBD | AUR-2S40-740-U4-DL-ST | image | datasheet | deeplink | TUNGSRAM - Tungsram Auriso - 34000lm - 272W - 4000K - 70CRI - TBD[SKU] - Bracket. Y-cable | 3.03 | Bracket. Y-cable | LED | 1 | 272 | [8 empty] | CE | [6 empty] | 20 | 4000 | 752x250x75 |  | 220-240V |  | 5 | A++ | 45° | 3 | 70 |  | 4000 |  | 48000 | >=0.95 | 111000 |  |  | 125 |  |  | 9 | U4 | 25 | max. 10% at 100.000 hrs |  | Available | 740/339 | Cx=0.4338;Cy=0.4030 | Class I | IK08 | IP50 | IP20 | 50 | 1480 | -25 | 1 | 272 | RAL9016 | 50-60Hz | Passive | LED | dimmable | High Bay Rectangular | Tungsram Auriso | Indoor industrial |  | 22.4 | 34000 | No sensor |  | risk group 1 |  | Bracket kit. Tilted bracket kit. Busbar bracket kit. Cable hook pair
TBD | AUR-2S40-730-U4-DL-ST | image | datasheet | deeplink | TUNGSRAM - Tungsram Auriso - 33100lm - 272W - 3000K - 70CRI - TBD[SKU] - Bracket. Y-cable | 3.03 | Bracket. Y-cable | LED | 1 | 272 | [8 empty] | CE | [6 empty] | 20 | 3000 | 752x250x75 |  | 220-240V |  | 5 | A++ | 45° | 3 | 70 |  | 3000 |  | 48000 | >=0.95 | 111000 |  |  | 121.6912 |  |  | 9 | U4 | 25 | max. 10% at 100.000 hrs |  | Available | 730/339 | Cx=0.4338;Cy=0.4030 | Class I | IK08 | IP50 | IP20 | 50 | 1480 | -25 | 1 | 272 | RAL9016 | 50-60Hz | Passive | LED | dimmable | High Bay Rectangular | Tungsram Auriso | Indoor industrial |  | 22.2 | 33100 | No sensor |  | risk group 1 |  | Bracket kit. Tilted bracket kit. Busbar bracket kit. Cable hook pair
TBD | AUR-2S40-850-L9-DL-ST | image | datasheet | deeplink | TUNGSRAM - Tungsram Auriso - 40300lm - 272W - 5000K - 80CRI - TBD[SKU] - Bracket. Y-cable | 3.03 | Bracket. Y-cable | LED | 1 | 272 | [8 empty] | CE | [6 empty] | 20 | 5000 | 752x250x75 |  | 220-240V |  | 5 | A++ | 90° | 3 | 80 |  | 5000 |  | 48000 | >=0.95 | 111000 |  |  | 148.1618 |  |  | 9 | L9 | 25 | max. 10% at 100.000 hrs |  | Available | 850/339 | Cx=0.3447;Cy=0.3553 | Class I | IK08 | IP50 | IP20 | 50 | 1480 | -25 | 1 | 272 | RAL9016 | 50-60Hz | Passive | LED | dimmable | High Bay Rectangular | Tungsram Auriso | Indoor industrial |  | 24.6 | 40300 | No sensor |  | risk group 1 |  | Bracket kit. Tilted bracket kit. Busbar bracket kit. Cable hook pair
TBD | AUR-2S40-840-L9-DL-ST | image | datasheet | deeplink | TUNGSRAM - Tungsram Auriso - 39200lm - 272W - 4000K - 80CRI - TBD[SKU] - Bracket. Y-cable | 3.03 | Bracket. Y-cable | LED | 1 | 272 | [8 empty] | CE | [6 empty] | 20 | 4000 | 752x250x75 |  | 220-240V |  | 5 | A++ | 90° | 3 | 80 |  | 4000 |  | 48000 | >=0.95 | 111000 |  |  | 144.1176 |  |  | 9 | L9 | 25 | max. 10% at 100.000 hrs |  | Available | 840/339 | Cx=0.3818;Cy=0.3797 | Class I | IK08 | IP50 | IP20 | 50 | 1480 | -25 | 1 | 272 | RAL9016 | 50-60Hz | Passive | LED | dimmable | High Bay Rectangular | Tungsram Auriso | Indoor industrial |  | 24.6 | 39200 | No sensor |  | risk group 1 |  | Bracket kit. Tilted bracket kit. Busbar bracket kit. Cable hook pair
TBD | AUR-2S40-830-L9-DL-ST | image | datasheet | deeplink | TUNGSRAM - Tungsram Auriso - 36900lm - 272W - 3000K - 80CRI - TBD[SKU] - Bracket. Y-cable | 3.03 | Bracket. Y-cable | LED | 1 | 272 | [8 empty] | CE | [6 empty] | 20 | 3000 | 752x250x75 |  | 220-240V |  | 5 | A++ | 90° | 3 | 80 |  | 3000 |  | 48000 | >=0.95 | 111000 |  |  | 135.6618 |  |  | 9 | L9 | 25 | max. 10% at 100.000 hrs |  | Available | 830/339 | Cx=0.4338;Cy=0.4030 | Class I | IK08 | IP50 | IP20 | 50 | 1480 | -25 | 1 | 272 | RAL9016 | 50-60Hz | Passive | LED | dimmable | High Bay Rectangular | Tungsram Auriso | Indoor industrial |  | 24.4 | 36900 | No sensor |  | risk group 1 |  | Bracket kit. Tilted bracket kit. Busbar bracket kit. Cable hook pair
TBD | AUR-2S40-750-L9-DL-ST | image | datasheet | deeplink | TUNGSRAM - Tungsram Auriso - 41400lm - 272W - 5000K - 70CRI - TBD[SKU] - Bracket. Y-cable | 3.03 | Bracket. Y-cable | LED | 1 | 272 | [8 empty] | CE | [6 empty] | 20 | 5000 | 752x250x75 |  | 220-240V |  | 5 | A++ | 90° | 3 | 70 |  | 5000 |  | 48000 | >=0.95 | 111000 |  |  | 152.2059 |  |  | 9 | L9 | 25 | max. 10% at 100.000 hrs |  | Available | 750/339 | Cx=0.3447;Cy=0.3553 | Class I | IK08 | IP50 | IP20 | 50 | 1480 | -25 | 1 | 272 | RAL9016 | 50-60Hz | Passive | LED | dimmable | High Bay Rectangular | Tungsram Auriso | Indoor industrial |  | 24.8 | 41400 | No sensor |  | risk group 1 |  | Bracket kit. Tilted bracket kit. Busbar bracket kit. Cable hook pair
TBD | AUR-2S40-740-L9-DL-ST | image | datasheet | deeplink | TUNGSRAM - Tungsram Auriso - 41300lm - 272W - 4000K - 70CRI - TBD[SKU] - Bracket. Y-cable | 3.03 | Bracket. Y-cable | LED | 1 | 272 | [8 empty] | CE | [6 empty] | 20 | 4000 | 752x250x75 |  | 220-240V |  | 5 | A++ | 90° | 3 | 70 |  | 4000 |  | 48000 | >=0.95 | 111000 |  |  | 151.8382 |  |  | 9 | L9 | 25 | max. 10% at 100.000 hrs |  | Available | 740/339 | Cx=0.4338;Cy=0.4030 | Class I | IK08 | IP50 | IP20 | 50 | 1480 | -25 | 1 | 272 | RAL9016 | 50-60Hz | Passive | LED | dimmable | High Bay Rectangular | Tungsram Auriso | Indoor industrial |  | 24.8 | 41300 | No sensor |  | risk group 1 |  | Bracket kit. Tilted bracket kit. Busbar bracket kit. Cable hook pair
TBD | AUR-2S40-730-L9-DL-ST | image | datasheet | deeplink | TUNGSRAM - Tungsram Auriso - 40100lm - 272W - 3000K - 70CRI - TBD[SKU] - Bracket. Y-cable | 3.03 | Bracket. Y-cable | LED | 1 | 272 | [8 empty] | CE | [6 empty] | 20 | 3000 | 752x250x75 |  | 220-240V |  | 5 | A++ | 90° | 3 | 70 |  | 3000 |  | 48000 | >=0.95 | 111000 |  |  | 147.4265 |  |  | 9 | L9 | 25 | max. 10% at 100.000 hrs |  | Available | 730/339 | Cx=0.4338;Cy=0.4030 | Class I | IK08 | IP50 | IP20 | 50 | 1480 | -25 | 1 | 272 | RAL9016 | 50-60Hz | Passive | LED | dimmable | High Bay Rectangular | Tungsram Auriso | Indoor industrial |  | 24.7 | 40100 | No sensor |  | risk group 1 |  | Bracket kit. Tilted bracket kit. Busbar bracket kit. Cable hook pair
TBD | AUR-2S40-850-L6-DL-ST | image | datasheet | deeplink | TUNGSRAM - Tungsram Auriso - 38700lm - 272W - 5000K - 80CRI - TBD[SKU] - Bracket. Y-cable | 3.03 | Bracket. Y-cable | LED | 1 | 272 | [8 empty] | CE | [6 empty] | 20 | 5000 | 752x250x75 |  | 220-240V |  | 5 | A++ | 70° | 3 | 80 |  | 5000 |  | 48000 | >=0.95 | 111000 |  |  | 142.2794 |  |  | 9 | L6 | 25 | max. 10% at 100.000 hrs |  | Available | 850/339 | Cx=0.3447;Cy=0.3553 | Class I | IK08 | IP50 | IP20 | 50 | 1480 | -25 | 1 | 272 | RAL9016 | 50-60Hz | Passive | LED | dimmable | High Bay Rectangular | Tungsram Auriso | Indoor industrial |  | 23 | 38700 | No sensor |  | risk group 1 |  | Bracket kit. Tilted bracket kit. Busbar bracket kit. Cable hook pair
TBD | AUR-2S40-840-L6-DL-ST | image | datasheet | deeplink | TUNGSRAM - Tungsram Auriso - 37700lm - 272W - 4000K - 80CRI - TBD[SKU] - Bracket. Y-cable | 3.03 | Bracket. Y-cable | LED | 1 | 272 | [8 empty] | CE | [6 empty] | 20 | 4000 | 752x250x75 |  | 220-240V |  | 5 | A++ | 70° | 3 | 80 |  | 4000 |  | 48000 | >=0.95 | 111000 |  |  | 138.6029 |  |  | 9 | L6 | 25 | max. 10% at 100.000 hrs |  | Available | 840/339 | Cx=0.3818;Cy=0.3797 | Class I | IK08 | IP50 | IP20 | 50 | 1480 | -25 | 1 | 272 | RAL9016 | 50-60Hz | Passive | LED | dimmable | High Bay Rectangular | Tungsram Auriso | Indoor industrial |  | 23 | 37700 | No sensor |  | risk group 1 |  | Bracket kit. Tilted bracket kit. Busbar bracket kit. Cable hook pair
TBD | AUR-2S40-830-L6-DL-ST | image | datasheet | deeplink | TUNGSRAM - Tungsram Auriso - 35500lm - 272W - 3000K - 80CRI - TBD[SKU] - Bracket. Y-cable | 3.03 | Bracket. Y-cable | LED | 1 | 272 | [8 empty] | CE | [6 empty] | 20 | 3000 | 752x250x75 |  | 220-240V |  | 5 | A++ | 70° | 3 | 80 |  | 3000 |  | 48000 | >=0.95 | 111000 |  |  | 130.5147 |  |  | 9 | L6 | 25 | max. 10% at 100.000 hrs |  | Available | 830/339 | Cx=0.4338;Cy=0.4030 | Class I | IK08 | IP50 | IP20 | 50 | 1480 | -25 | 1 | 272 | RAL9016 | 50-60Hz | Passive | LED | dimmable | High Bay Rectangular | Tungsram Auriso | Indoor industrial |  | 22.9 | 35500 | No sensor |  | risk group 1 |  | Bracket kit. Tilted bracket kit. Busbar bracket kit. Cable hook pair
TBD | AUR-2S40-750-L6-DL-ST | image | datasheet | deeplink | TUNGSRAM - Tungsram Auriso - 39800lm - 272W - 5000K - 70CRI - TBD[SKU] - Bracket. Y-cable | 3.03 | Bracket. Y-cable | LED | 1 | 272 | [8 empty] | CE | [6 empty] | 20 | 5000 | 752x250x75 |  | 220-240V |  | 5 | A++ | 70° | 3 | 70 |  | 5000 |  | 48000 | >=0.95 | 111000 |  |  | 146.3235 |  |  | 9 | L6 | 25 | max. 10% at 100.000 hrs |  | Available | 750/339 | Cx=0.3447;Cy=0.3553 | Class I | IK08 | IP50 | IP20 | 50 | 1480 | -25 | 1 | 272 | RAL9016 | 50-60Hz | Passive | LED | dimmable | High Bay Rectangular | Tungsram Auriso | Indoor industrial |  | 23.3 | 39800 | No sensor |  | risk group 1 |  | Bracket kit. Tilted bracket kit. Busbar bracket kit. Cable hook pair
TBD | AUR-2S40-740-L6-DL-ST | image | datasheet | deeplink | TUNGSRAM - Tungsram Auriso - 39700lm - 272W - 4000K - 70CRI - TBD[SKU] - Bracket. Y-cable | 3.03 | Bracket. Y-cable | LED | 1 | 272 | [8 empty] | CE | [6 empty] | 20 | 4000 | 752x250x75 |  | 220-240V |  | 5 | A++ | 70° | 3 | 70 |  | 4000 |  | 48000 | >=0.95 | 111000 |  |  | 145.9559 |  |  | 9 | L6 | 25 | max. 10% at 100.000 hrs |  | Available | 740/339 | Cx=0.4338;Cy=0.4030 | Class I | IK08 | IP50 | IP20 | 50 | 1480 | -25 | 1 | 272 | RAL9016 | 50-60Hz | Passive | LED | dimmable | High Bay Rectangular | Tungsram Auriso | Indoor industrial |  | 23.3 | 39700 | No sensor |  | risk group 1 |  | Bracket kit. Tilted bracket kit. Busbar bracket kit. Cable hook pair
TBD | AUR-2S40-730-L6-DL-ST | image | datasheet | deeplink | TUNGSRAM - Tungsram Auriso - 38600lm - 272W - 3000K - 70CRI - TBD[SKU] - Bracket. Y-cable | 3.03 | Bracket. Y-cable | LED | 1 | 272 | [8 empty] | CE | [6 empty] | 20 | 3000 | 752x250x75 |  | 220-240V |  | 5 | A++ | 70° | 3 | 70 |  | 3000 |  | 48000 | >=0.95 | 111000 |  |  | 141.9118 |  |  | 9 | L6 | 25 | max. 10% at 100.000 hrs |  | Available | 730/339 | Cx=0.4338;Cy=0.4030 | Class I | IK08 | IP50 | IP20 | 50 | 1480 | -25 | 1 | 272 | RAL9016 | 50-60Hz | Passive | LED | dimmable | High Bay Rectangular | Tungsram Auriso | Indoor industrial |  | 23.2 | 38600 | No sensor |  | risk group 1 |  | Bracket kit. Tilted bracket kit. Busbar bracket kit. Cable hook pair
TBD | AUR-2S40-850-L3-DL-ST | image | datasheet | deeplink | TUNGSRAM - Tungsram Auriso - 41100lm - 272W - 5000K - 80CRI - TBD[SKU] - Bracket. Y-cable | 3.03 | Bracket. Y-cable | LED | 1 | 272 | [8 empty] | CE | [6 empty] | 20 | 5000 | 752x250x75 |  | 220-240V |  | 5 | A++ | 35° | 3 | 80 |  | 5000 |  | 48000 | >=0.95 | 111000 |  |  | 151.1029 |  |  | 9 | L3 | 25 | max. 10% at 100.000 hrs |  | Available | 850/339 | Cx=0.3447;Cy=0.3553 | Class I | IK08 | IP50 | IP20 | 50 | 1480 | -25 | 1 | 272 | RAL9016 | 50-60Hz | Passive | LED | dimmable | High Bay Rectangular | Tungsram Auriso | Indoor industrial |  | 18.6 | 41100 | No sensor |  | risk group 1 |  | Bracket kit. Tilted bracket kit. Busbar bracket kit. Cable hook pair
TBD | AUR-2S40-840-L3-DL-ST | image | datasheet | deeplink | TUNGSRAM - Tungsram Auriso - 40000lm - 272W - 4000K - 80CRI - TBD[SKU] - Bracket. Y-cable | 3.03 | Bracket. Y-cable | LED | 1 | 272 | [8 empty] | CE | [6 empty] | 20 | 4000 | 752x250x75 |  | 220-240V |  | 5 | A++ | 35° | 3 | 80 |  | 4000 |  | 48000 | >=0.95 | 111000 |  |  | 147.0588 |  |  | 9 | L3 | 25 | max. 10% at 100.000 hrs |  | Available | 840/339 | Cx=0.3818;Cy=0.3797 | Class I | IK08 | IP50 | IP20 | 50 | 1480 | -25 | 1 | 272 | RAL9016 | 50-60Hz | Passive | LED | dimmable | High Bay Rectangular | Tungsram Auriso | Indoor industrial |  | 18.6 | 40000 | No sensor |  | risk group 1 |  | Bracket kit. Tilted bracket kit. Busbar bracket kit. Cable hook pair
TBD | AUR-2S40-830-L3-DL-ST | image | datasheet | deeplink | TUNGSRAM - Tungsram Auriso - 37700lm - 272W - 3000K - 80CRI - TBD[SKU] - Bracket. Y-cable | 3.03 | Bracket. Y-cable | LED | 1 | 272 | [8 empty] | CE | [6 empty] | 20 | 3000 | 752x250x75 |  | 220-240V |  | 5 | A++ | 35° | 3 | 80 |  | 3000 |  | 48000 | >=0.95 | 111000 |  |  | 138.6029 |  |  | 9 | L3 | 25 | max. 10% at 100.000 hrs |  | Available | 830/339 | Cx=0.4338;Cy=0.4030 | Class I | IK08 | IP50 | IP20 | 50 | 1480 | -25 | 1 | 272 | RAL9016 | 50-60Hz | Passive | LED | dimmable | High Bay Rectangular | Tungsram Auriso | Indoor industrial |  | 18.5 | 37700 | No sensor |  | risk group 1 |  | Bracket kit. Tilted bracket kit. Busbar bracket kit. Cable hook pair
TBD | AUR-2S40-750-L3-DL-ST | image | datasheet | deeplink | TUNGSRAM - Tungsram Auriso - 42300lm - 272W - 5000K - 70CRI - TBD[SKU] - Bracket. Y-cable | 3.03 | Bracket. Y-cable | LED | 1 | 272 | [8 empty] | CE | [6 empty] | 20 | 5000 | 752x250x75 |  | 220-240V |  | 5 | A++ | 35° | 3 | 70 |  | 5000 |  | 48000 | >=0.95 | 111000 |  |  | 155.5147 |  |  | 9 | L3 | 25 | max. 10% at 100.000 hrs |  | Available | 750/339 | Cx=0.3447;Cy=0.3553 | Class I | IK08 | IP50 | IP20 | 50 | 1480 | -25 | 1 | 272 | RAL9016 | 50-60Hz | Passive | LED | dimmable | High Bay Rectangular | Tungsram Auriso | Indoor industrial |  | 18.9 | 42300 | No sensor |  | risk group 1 |  | Bracket kit. Tilted bracket kit. Busbar bracket kit. Cable hook pair
TBD | AUR-2S40-740-L3-DL-ST | image | datasheet | deeplink | TUNGSRAM - Tungsram Auriso - 42100lm - 272W - 4000K - 70CRI - TBD[SKU] - Bracket. Y-cable | 3.03 | Bracket. Y-cable | LED | 1 | 272 | [8 empty] | CE | [6 empty] | 20 | 4000 | 752x250x75 |  | 220-240V |  | 5 | A++ | 35° | 3 | 70 |  | 4000 |  | 48000 | >=0.95 | 111000 |  |  | 154.7794 |  |  | 9 | L3 | 25 | max. 10% at 100.000 hrs |  | Available | 740/339 | Cx=0.4338;Cy=0.4030 | Class I | IK08 | IP50 | IP20 | 50 | 1480 | -25 | 1 | 272 | RAL9016 | 50-60Hz | Passive | LED | dimmable | High Bay Rectangular | Tungsram Auriso | Indoor industrial |  | 18.9 | 42100 | No sensor |  | risk group 1 |  | Bracket kit. Tilted bracket kit. Busbar bracket kit. Cable hook pair
TBD | AUR-2S40-730-L3-DL-ST | image | datasheet | deeplink | TUNGSRAM - Tungsram Auriso - 41000lm - 272W - 3000K - 70CRI - TBD[SKU] - Bracket. Y-cable | 3.03 | Bracket. Y-cable | LED | 1 | 272 | [8 empty] | CE | [6 empty] | 20 | 3000 | 752x250x75 |  | 220-240V |  | 5 | A++ | 35° | 3 | 70 |  | 3000 |  | 48000 | >=0.95 | 111000 |  |  | 150.7353 |  |  | 9 | L3 | 25 | max. 10% at 100.000 hrs |  | Available | 730/339 | Cx=0.4338;Cy=0.4030 | Class I | IK08 | IP50 | IP20 | 50 | 1480 | -25 | 1 | 272 | RAL9016 | 50-60Hz | Passive | LED | dimmable | High Bay Rectangular | Tungsram Auriso | Indoor industrial |  | 18.8 | 41000 | No sensor |  | risk group 1 |  | Bracket kit. Tilted bracket kit. Busbar bracket kit. Cable hook pair
TBD | AUR-2S40-850-D1-DL-ST | image | datasheet | deeplink | TUNGSRAM - Tungsram Auriso - 35100lm - 272W - 5000K - 80CRI - TBD[SKU] - Bracket. Y-cable | 3.03 | Bracket. Y-cable | LED | 1 | 272 | [8 empty] | CE | [6 empty] | 20 | 5000 | 752x250x75 |  | 220-240V |  | 5 | A++ | 100° | 3 | 80 |  | 5000 |  | 48000 | >=0.95 | 111000 |  |  | 129.0441 |  |  | 9 | D1 | 25 | max. 10% at 100.000 hrs |  | Available | 850/339 | Cx=0.3447;Cy=0.3553 | Class I | IK08 | IP20 | IP20 | 50 | 1480 | -25 | 1 | 272 | RAL9016 | 50-60Hz | Passive | LED | dimmable | High Bay Rectangular | Tungsram Auriso | Indoor industrial |  | 26.9 | 35100 | No sensor |  | risk group 1 |  | Bracket kit. Tilted bracket kit. Busbar bracket kit. Cable hook pair
TBD | AUR-2S40-840-D1-DL-ST | image | datasheet | deeplink | TUNGSRAM - Tungsram Auriso - 34200lm - 272W - 4000K - 80CRI - TBD[SKU] - Bracket. Y-cable | 3.03 | Bracket. Y-cable | LED | 1 | 272 | [8 empty] | CE | [6 empty] | 20 | 4000 | 752x250x75 |  | 220-240V |  | 5 | A++ | 100° | 3 | 80 |  | 4000 |  | 48000 | >=0.95 | 111000 |  |  | 125.7353 |  |  | 9 | D1 | 25 | max. 10% at 100.000 hrs |  | Available | 840/339 | Cx=0.3818;Cy=0.3797 | Class I | IK08 | IP20 | IP20 | 50 | 1480 | -25 | 1 | 272 | RAL9016 | 50-60Hz | Passive | LED | dimmable | High Bay Rectangular | Tungsram Auriso | Indoor industrial |  | 26.9 | 34200 | No sensor |  | risk group 1 |  | Bracket kit. Tilted bracket kit. Busbar bracket kit. Cable hook pair
TBD | AUR-2S40-830-D1-DL-ST | image | datasheet | deeplink | TUNGSRAM - Tungsram Auriso - 32200lm - 272W - 3000K - 80CRI - TBD[SKU] - Bracket. Y-cable | 3.03 | Bracket. Y-cable | LED | 1 | 272 | [8 empty] | CE | [6 empty] | 20 | 3000 | 752x250x75 |  | 220-240V |  | 5 | A++ | 100° | 3 | 80 |  | 3000 |  | 48000 | >=0.95 | 111000 |  |  | 118.3824 |  |  | 9 | D1 | 25 | max. 10% at 100.000 hrs |  | Available | 830/339 | Cx=0.4338;Cy=0.4030 | Class I | IK08 | IP20 | IP20 | 50 | 1480 | -25 | 1 | 272 | RAL9016 | 50-60Hz | Passive | LED | dimmable | High Bay Rectangular | Tungsram Auriso | Indoor industrial |  | 26.8 | 32200 | No sensor |  | risk group 1 |  | Bracket kit. Tilted bracket kit. Busbar bracket kit. Cable hook pair
TBD | AUR-2S40-750-D1-DL-ST | image | datasheet | deeplink | TUNGSRAM - Tungsram Auriso - 36100lm - 272W - 5000K - 70CRI - TBD[SKU] - Bracket. Y-cable | 3.03 | Bracket. Y-cable | LED | 1 | 272 | [8 empty] | CE | [6 empty] | 20 | 5000 | 752x250x75 |  | 220-240V |  | 5 | A++ | 100° | 3 | 70 |  | 5000 |  | 48000 | >=0.95 | 111000 |  |  | 132.7206 |  |  | 9 | D1 | 25 | max. 10% at 100.000 hrs |  | Available | 750/339 | Cx=0.3447;Cy=0.3553 | Class I | IK08 | IP20 | IP20 | 50 | 1480 | -25 | 1 | 272 | RAL9016 | 50-60Hz | Passive | LED | dimmable | High Bay Rectangular | Tungsram Auriso | Indoor industrial |  | 27.2 | 36100 | No sensor |  | risk group 1 |  | Bracket kit. Tilted bracket kit. Busbar bracket kit. Cable hook pair
TBD | AUR-2S40-740-D1-DL-ST | image | datasheet | deeplink | TUNGSRAM - Tungsram Auriso - 36000lm - 272W - 4000K - 70CRI - TBD[SKU] - Bracket. Y-cable | 3.03 | Bracket. Y-cable | LED | 1 | 272 | [8 empty] | CE | [6 empty] | 20 | 4000 | 752x250x75 |  | 220-240V |  | 5 | A++ | 100° | 3 | 70 |  | 4000 |  | 48000 | >=0.95 | 111000 |  |  | 132.3529 |  |  | 9 | D1 | 25 | max. 10% at 100.000 hrs |  | Available | 740/339 | Cx=0.4338;Cy=0.4030 | Class I | IK08 | IP20 | IP20 | 50 | 1480 | -25 | 1 | 272 | RAL9016 | 50-60Hz | Passive | LED | dimmable | High Bay Rectangular | Tungsram Auriso | Indoor industrial |  | 27.2 | 36000 | No sensor |  | risk group 1 |  | Bracket kit. Tilted bracket kit. Busbar bracket kit. Cable hook pair
TBD | AUR-2S40-730-D1-DL-ST | image | datasheet | deeplink | TUNGSRAM - Tungsram Auriso - 35000lm - 272W - 3000K - 70CRI - TBD[SKU] - Bracket. Y-cable | 3.03 | Bracket. Y-cable | LED | 1 | 272 | [8 empty] | CE | [6 empty] | 20 | 3000 | 752x250x75 |  | 220-240V |  | 5 | A++ | 100° | 3 | 70 |  | 3000 |  | 48000 | >=0.95 | 111000 |  |  | 128.6765 |  |  | 9 | D1 | 25 | max. 10% at 100.000 hrs |  | Available | 730/339 | Cx=0.4338;Cy=0.4030 | Class I | IK08 | IP20 | IP20 | 50 | 1480 | -25 | 1 | 272 | RAL9016 | 50-60Hz | Passive | LED | dimmable | High Bay Rectangular | Tungsram Auriso | Indoor industrial |  | 27 | 35000 | No sensor |  | risk group 1 |  | Bracket kit. Tilted bracket kit. Busbar bracket kit. Cable hook pair
TBD | AUR-2S40-850-C1-DL-ST | image | datasheet | deeplink | TUNGSRAM - Tungsram Auriso - 39000lm - 272W - 5000K - 80CRI - TBD[SKU] - Bracket. Y-cable | 3.03 | Bracket. Y-cable | LED | 1 | 272 | [8 empty] | CE | [6 empty] | 20 | 5000 | 752x250x75 |  | 220-240V |  | 5 | A++ | 110° | 3 | 80 |  | 5000 |  | 48000 | >=0.95 | 111000 |  |  | 143.3824 |  |  | 9 | C1 | 25 | max. 10% at 100.000 hrs |  | Available | 850/339 | Cx=0.3447;Cy=0.3553 | Class I | IK08 | IP20 | IP20 | 50 | 1480 | -25 | 1 | 272 | RAL9016 | 50-60Hz | Passive | LED | dimmable | High Bay Rectangular | Tungsram Auriso | Indoor industrial |  | 26.7 | 39000 | No sensor |  | risk group 1 |  | Bracket kit. Tilted bracket kit. Busbar bracket kit. Cable hook pair
TBD | AUR-2S40-840-C1-DL-ST | image | datasheet | deeplink | TUNGSRAM - Tungsram Auriso - 38000lm - 272W - 4000K - 80CRI - TBD[SKU] - Bracket. Y-cable | 3.03 | Bracket. Y-cable | LED | 1 | 272 | [8 empty] | CE | [6 empty] | 20 | 4000 | 752x250x75 |  | 220-240V |  | 5 | A++ | 110° | 3 | 80 |  | 4000 |  | 48000 | >=0.95 | 111000 |  |  | 139.7059 |  |  | 9 | C1 | 25 | max. 10% at 100.000 hrs |  | Available | 840/339 | Cx=0.3818;Cy=0.3797 | Class I | IK08 | IP20 | IP20 | 50 | 1480 | -25 | 1 | 272 | RAL9016 | 50-60Hz | Passive | LED | dimmable | High Bay Rectangular | Tungsram Auriso | Indoor industrial |  | 26.7 | 38000 | No sensor |  | risk group 1 |  | Bracket kit. Tilted bracket kit. Busbar bracket kit. Cable hook pair
TBD | AUR-2S40-830-C1-DL-ST | image | datasheet | deeplink | TUNGSRAM - Tungsram Auriso - 35800lm - 272W - 3000K - 80CRI - TBD[SKU] - Bracket. Y-cable | 3.03 | Bracket. Y-cable | LED | 1 | 272 | [8 empty] | CE | [6 empty] | 20 | 3000 | 752x250x75 |  | 220-240V |  | 5 | A++ | 110° | 3 | 80 |  | 3000 |  | 48000 | >=0.95 | 111000 |  |  | 131.6176 |  |  | 9 | C1 | 25 | max. 10% at 100.000 hrs |  | Available | 830/339 | Cx=0.4338;Cy=0.4030 | Class I | IK08 | IP20 | IP20 | 50 | 1480 | -25 | 1 | 272 | RAL9016 | 50-60Hz | Passive | LED | dimmable | High Bay Rectangular | Tungsram Auriso | Indoor industrial |  | 26.6 | 35800 | No sensor |  | risk group 1 |  | Bracket kit. Tilted bracket kit. Busbar bracket kit. Cable hook pair
TBD | AUR-2S40-750-C1-DL-ST | image | datasheet | deeplink | TUNGSRAM - Tungsram Auriso - 40100lm - 272W - 5000K - 70CRI - TBD[SKU] - Bracket. Y-cable | 3.03 | Bracket. Y-cable | LED | 1 | 272 | [8 empty] | CE | [6 empty] | 20 | 5000 | 752x250x75 |  | 220-240V |  | 5 | A++ | 110° | 3 | 70 |  | 5000 |  | 48000 | >=0.95 | 111000 |  |  | 147.4265 |  |  | 9 | C1 | 25 | max. 10% at 100.000 hrs |  | Available | 750/339 | Cx=0.3447;Cy=0.3553 | Class I | IK08 | IP20 | IP20 | 50 | 1480 | -25 | 1 | 272 | RAL9016 | 50-60Hz | Passive | LED | dimmable | High Bay Rectangular | Tungsram Auriso | Indoor industrial |  | 27 | 40100 | No sensor |  | risk group 1 |  | Bracket kit. Tilted bracket kit. Busbar bracket kit. Cable hook pair
TBD | AUR-2S40-740-C1-DL-ST | image | datasheet | deeplink | TUNGSRAM - Tungsram Auriso - 40000lm - 272W - 4000K - 70CRI - TBD[SKU] - Bracket. Y-cable | 3.03 | Bracket. Y-cable | LED | 1 | 272 | [8 empty] | CE | [6 empty] | 20 | 4000 | 752x250x75 |  | 220-240V |  | 5 | A++ | 110° | 3 | 70 |  | 4000 |  | 48000 | >=0.95 | 111000 |  |  | 147.0588 |  |  | 9 | C1 | 25 | max. 10% at 100.000 hrs |  | Available | 740/339 | Cx=0.4338;Cy=0.4030 | Class I | IK08 | IP20 | IP20 | 50 | 1480 | -25 | 1 | 272 | RAL9016 | 50-60Hz | Passive | LED | dimmable | High Bay Rectangular | Tungsram Auriso | Indoor industrial |  | 27 | 40000 | No sensor |  | risk group 1 |  | Bracket kit. Tilted bracket kit. Busbar bracket kit. Cable hook pair
TBD | AUR-2S40-730-C1-DL-ST | image | datasheet | deeplink | TUNGSRAM - Tungsram Auriso - 38900lm - 272W - 3000K - 70CRI - TBD[SKU] - Bracket. Y-cable | 3.03 | Bracket. Y-cable | LED | 1 | 272 | [8 empty] | CE | [6 empty] | 20 | 3000 | 752x250x75 |  | 220-240V |  | 5 | A++ | 110° | 3 | 70 |  | 3000 |  | 48000 | >=0.95 | 111000 |  |  | 143.0147 |  |  | 9 | C1 | 25 | max. 10% at 100.000 hrs |  | Available | 730/339 | Cx=0.4338;Cy=0.4030 | Class I | IK08 | IP20 | IP20 | 50 | 1480 | -25 | 1 | 272 | RAL9016 | 50-60Hz | Passive | LED | dimmable | High Bay Rectangular | Tungsram Auriso | Indoor industrial |  | 26.9 | 38900 | No sensor |  | risk group 1 |  | Bracket kit. Tilted bracket kit. Busbar bracket kit. Cable hook pair
TBD | AUR-2S35-850-U8-DL-ST | image | datasheet | deeplink | TUNGSRAM - Tungsram Auriso - 30300lm - 225W - 5000K - 80CRI - TBD[SKU] - Bracket. Y-cable | 3.03 | Bracket. Y-cable | LED | 1 | 225 | [8 empty] | CE | [6 empty] | 20 | 5000 | 752x250x75 |  | 220-240V |  | 5 | A++ | 80° | 3 | 80 |  | 5000 |  | 48000 | >=0.95 | 111000 |  |  | 134.6667 |  |  | 9 | U8 | 25 | max. 10% at 100.000 hrs |  | Available | 850/339 | Cx=0.3447;Cy=0.3553 | Class I | IK08 | IP20 | IP20 | 50 | 1230 | -25 | 1 | 225 | RAL9016 | 50-60Hz | Passive | LED | dimmable | High Bay Rectangular | Tungsram Auriso | Indoor industrial |  | 23.7 | 30300 | No sensor |  | risk group 1 |  | Bracket kit. Tilted bracket kit. Busbar bracket kit. Cable hook pair
TBD | AUR-2S35-840-U8-DL-ST | image | datasheet | deeplink | TUNGSRAM - Tungsram Auriso - 29500lm - 225W - 4000K - 80CRI - TBD[SKU] - Bracket. Y-cable | 3.03 | Bracket. Y-cable | LED | 1 | 225 | [8 empty] | CE | [6 empty] | 20 | 4000 | 752x250x75 |  | 220-240V |  | 5 | A++ | 80° | 3 | 80 |  | 4000 |  | 48000 | >=0.95 | 111000 |  |  | 131.1111 |  |  | 9 | U8 | 25 | max. 10% at 100.000 hrs |  | Available | 840/339 | Cx=0.3818;Cy=0.3797 | Class I | IK08 | IP20 | IP20 | 50 | 1230 | -25 | 1 | 225 | RAL9016 | 50-60Hz | Passive | LED | dimmable | High Bay Rectangular | Tungsram Auriso | Indoor industrial |  | 23.7 | 29500 | No sensor |  | risk group 1 |  | Bracket kit. Tilted bracket kit. Busbar bracket kit. Cable hook pair
TBD | AUR-2S35-830-U8-DL-ST | image | datasheet | deeplink | TUNGSRAM - Tungsram Auriso - 27800lm - 225W - 3000K - 80CRI - TBD[SKU] - Bracket. Y-cable | 3.03 | Bracket. Y-cable | LED | 1 | 225 | [8 empty] | CE | [6 empty] | 20 | 3000 | 752x250x75 |  | 220-240V |  | 5 | A++ | 80° | 3 | 80 |  | 3000 |  | 48000 | >=0.95 | 111000 |  |  | 123.5556 |  |  | 9 | U8 | 25 | max. 10% at 100.000 hrs |  | Available | 830/339 | Cx=0.4338;Cy=0.4030 | Class I | IK08 | IP20 | IP20 | 50 | 1230 | -25 | 1 | 225 | RAL9016 | 50-60Hz | Passive | LED | dimmable | High Bay Rectangular | Tungsram Auriso | Indoor industrial |  | 23.5 | 27800 | No sensor |  | risk group 1 |  | Bracket kit. Tilted bracket kit. Busbar bracket kit. Cable hook pair
TBD | AUR-2S35-750-U8-DL-ST | image | datasheet | deeplink | TUNGSRAM - Tungsram Auriso - 31200lm - 225W - 5000K - 70CRI - TBD[SKU] - Bracket. Y-cable | 3.03 | Bracket. Y-cable | LED | 1 | 225 | [8 empty] | CE | [6 empty] | 20 | 5000 | 752x250x75 |  | 220-240V |  | 5 | A++ | 80° | 3 | 70 |  | 5000 |  | 48000 | >=0.95 | 111000 |  |  | 138.6667 |  |  | 9 | U8 | 25 | max. 10% at 100.000 hrs |  | Available | 750/339 | Cx=0.3447;Cy=0.3553 | Class I | IK08 | IP20 | IP20 | 50 | 1230 | -25 | 1 | 225 | RAL9016 | 50-60Hz | Passive | LED | dimmable | High Bay Rectangular | Tungsram Auriso | Indoor industrial |  | 23.9 | 31200 | No sensor |  | risk group 1 |  | Bracket kit. Tilted bracket kit. Busbar bracket kit. Cable hook pair
TBD | AUR-2S35-740-U8-DL-ST | image | datasheet | deeplink | TUNGSRAM - Tungsram Auriso - 31100lm - 225W - 4000K - 70CRI - TBD[SKU] - Bracket. Y-cable | 3.03 | Bracket. Y-cable | LED | 1 | 225 | [8 empty] | CE | [6 empty] | 20 | 4000 | 752x250x75 |  | 220-240V |  | 5 | A++ | 80° | 3 | 70 |  | 4000 |  | 48000 | >=0.95 | 111000 |  |  | 138.2222 |  |  | 9 | U8 | 25 | max. 10% at 100.000 hrs |  | Available | 740/339 | Cx=0.4338;Cy=0.4030 | Class I | IK08 | IP20 | IP20 | 50 | 1230 | -25 | 1 | 225 | RAL9016 | 50-60Hz | Passive | LED | dimmable | High Bay Rectangular | Tungsram Auriso | Indoor industrial |  | 23.9 | 31100 | No sensor |  | risk group 1 |  | Bracket kit. Tilted bracket kit. Busbar bracket kit. Cable hook pair
TBD | AUR-2S35-730-U8-DL-ST | image | datasheet | deeplink | TUNGSRAM - Tungsram Auriso - 30200lm - 225W - 3000K - 70CRI - TBD[SKU] - Bracket. Y-cable | 3.03 | Bracket. Y-cable | LED | 1 | 225 | [8 empty] | CE | [6 empty] | 20 | 3000 | 752x250x75 |  | 220-240V |  | 5 | A++ | 80° | 3 | 70 |  | 3000 |  | 48000 | >=0.95 | 111000 |  |  | 134.2222 |  |  | 9 | U8 | 25 | max. 10% at 100.000 hrs |  | Available | 730/339 | Cx=0.4338;Cy=0.4030 | Class I | IK08 | IP20 | IP20 | 50 | 1230 | -25 | 1 | 225 | RAL9016 | 50-60Hz | Passive | LED | dimmable | High Bay Rectangular | Tungsram Auriso | Indoor industrial |  | 23.8 | 30200 | No sensor |  | risk group 1 |  | Bracket kit. Tilted bracket kit. Busbar bracket kit. Cable hook pair
TBD | AUR-2S35-850-U6-DL-ST | image | datasheet | deeplink | TUNGSRAM - Tungsram Auriso - 27700lm - 225W - 5000K - 80CRI - TBD[SKU] - Bracket. Y-cable | 3.03 | Bracket. Y-cable | LED | 1 | 225 | [8 empty] | CE | [6 empty] | 20 | 5000 | 752x250x75 |  | 220-240V |  | 5 | A++ | 65° | 3 | 80 |  | 5000 |  | 48000 | >=0.95 | 111000 |  |  | 123.1111 |  |  | 9 | U6 | 25 | max. 10% at 100.000 hrs |  | Available | 850/339 | Cx=0.3447;Cy=0.3553 | Class I | IK08 | IP50 | IP20 | 50 | 1230 | -25 | 1 | 225 | RAL9016 | 50-60Hz | Passive | LED | dimmable | High Bay Rectangular | Tungsram Auriso | Indoor industrial |  | 22.3 | 27700 | No sensor |  | risk group 1 |  | Bracket kit. Tilted bracket kit. Busbar bracket kit. Cable hook pair
TBD | AUR-2S35-840-U6-DL-ST | image | datasheet | deeplink | TUNGSRAM - Tungsram Auriso - 27000lm - 225W - 4000K - 80CRI - TBD[SKU] - Bracket. Y-cable | 3.03 | Bracket. Y-cable | LED | 1 | 225 | [8 empty] | CE | [6 empty] | 20 | 4000 | 752x250x75 |  | 220-240V |  | 5 | A++ | 65° | 3 | 80 |  | 4000 |  | 48000 | >=0.95 | 111000 |  |  | 120 |  |  | 9 | U6 | 25 | max. 10% at 100.000 hrs |  | Available | 840/339 | Cx=0.3818;Cy=0.3797 | Class I | IK08 | IP50 | IP20 | 50 | 1230 | -25 | 1 | 225 | RAL9016 | 50-60Hz | Passive | LED | dimmable | High Bay Rectangular | Tungsram Auriso | Indoor industrial |  | 22.3 | 27000 | No sensor |  | risk group 1 |  | Bracket kit. Tilted bracket kit. Busbar bracket kit. Cable hook pair
TBD | AUR-2S35-830-U6-DL-ST | image | datasheet | deeplink | TUNGSRAM - Tungsram Auriso - 25400lm - 225W - 3000K - 80CRI - TBD[SKU] - Bracket. Y-cable | 3.03 | Bracket. Y-cable | LED | 1 | 225 | [8 empty] | CE | [6 empty] | 20 | 3000 | 752x250x75 |  | 220-240V |  | 5 | A++ | 65° | 3 | 80 |  | 3000 |  | 48000 | >=0.95 | 111000 |  |  | 112.8889 |  |  | 9 | U6 | 25 | max. 10% at 100.000 hrs |  | Available | 830/339 | Cx=0.4338;Cy=0.4030 | Class I | IK08 | IP50 | IP20 | 50 | 1230 | -25 | 1 | 225 | RAL9016 | 50-60Hz | Passive | LED | dimmable | High Bay Rectangular | Tungsram Auriso | Indoor industrial |  | 22.2 | 25400 | No sensor |  | risk group 1 |  | Bracket kit. Tilted bracket kit. Busbar bracket kit. Cable hook pair
TBD | AUR-2S35-750-U6-DL-ST | image | datasheet | deeplink | TUNGSRAM - Tungsram Auriso - 28500lm - 225W - 5000K - 70CRI - TBD[SKU] - Bracket. Y-cable | 3.03 | Bracket. Y-cable | LED | 1 | 225 | [8 empty] | CE | [6 empty] | 20 | 5000 | 752x250x75 |  | 220-240V |  | 5 | A++ | 65° | 3 | 70 |  | 5000 |  | 48000 | >=0.95 | 111000 |  |  | 126.6667 |  |  | 9 | U6 | 25 | max. 10% at 100.000 hrs |  | Available | 750/339 | Cx=0.3447;Cy=0.3553 | Class I | IK08 | IP50 | IP20 | 50 | 1230 | -25 | 1 | 225 | RAL9016 | 50-60Hz | Passive | LED | dimmable | High Bay Rectangular | Tungsram Auriso | Indoor industrial |  | 22.6 | 28500 | No sensor |  | risk group 1 |  | Bracket kit. Tilted bracket kit. Busbar bracket kit. Cable hook pair
TBD | AUR-2S35-740-U6-DL-ST | image | datasheet | deeplink | TUNGSRAM - Tungsram Auriso - 28400lm - 225W - 4000K - 70CRI - TBD[SKU] - Bracket. Y-cable | 3.03 | Bracket. Y-cable | LED | 1 | 225 | [8 empty] | CE | [6 empty] | 20 | 4000 | 752x250x75 |  | 220-240V |  | 5 | A++ | 65° | 3 | 70 |  | 4000 |  | 48000 | >=0.95 | 111000 |  |  | 126.2222 |  |  | 9 | U6 | 25 | max. 10% at 100.000 hrs |  | Available | 740/339 | Cx=0.4338;Cy=0.4030 | Class I | IK08 | IP50 | IP20 | 50 | 1230 | -25 | 1 | 225 | RAL9016 | 50-60Hz | Passive | LED | dimmable | High Bay Rectangular | Tungsram Auriso | Indoor industrial |  | 22.6 | 28400 | No sensor |  | risk group 1 |  | Bracket kit. Tilted bracket kit. Busbar bracket kit. Cable hook pair
TBD | AUR-2S35-730-U6-DL-ST | image | datasheet | deeplink | TUNGSRAM - Tungsram Auriso - 27600lm - 225W - 3000K - 70CRI - TBD[SKU] - Bracket. Y-cable | 3.03 | Bracket. Y-cable | LED | 1 | 225 | [8 empty] | CE | [6 empty] | 20 | 3000 | 752x250x75 |  | 220-240V |  | 5 | A++ | 65° | 3 | 70 |  | 3000 |  | 48000 | >=0.95 | 111000 |  |  | 122.6667 |  |  | 9 | U6 | 25 | max. 10% at 100.000 hrs |  | Available | 730/339 | Cx=0.4338;Cy=0.4030 | Class I | IK08 | IP50 | IP20 | 50 | 1230 | -25 | 1 | 225 | RAL9016 | 50-60Hz | Passive | LED | dimmable | High Bay Rectangular | Tungsram Auriso | Indoor industrial |  | 22.5 | 27600 | No sensor |  | risk group 1 |  | Bracket kit. Tilted bracket kit. Busbar bracket kit. Cable hook pair
TBD | AUR-2S35-850-U4-DL-ST | image | datasheet | deeplink | TUNGSRAM - Tungsram Auriso - 28900lm - 225W - 5000K - 80CRI - TBD[SKU] - Bracket. Y-cable | 3.03 | Bracket. Y-cable | LED | 1 | 225 | [8 empty] | CE | [6 empty] | 20 | 5000 | 752x250x75 |  | 220-240V |  | 5 | A++ | 45° | 3 | 80 |  | 5000 |  | 48000 | >=0.95 | 111000 |  |  | 128.4444 |  |  | 9 | U4 | 25 | max. 10% at 100.000 hrs |  | Available | 850/339 | Cx=0.3447;Cy=0.3553 | Class I | IK08 | IP50 | IP20 | 50 | 1230 | -25 | 1 | 225 | RAL9016 | 50-60Hz | Passive | LED | dimmable | High Bay Rectangular | Tungsram Auriso | Indoor industrial |  | 21.6 | 28900 | No sensor |  | risk group 1 |  | Bracket kit. Tilted bracket kit. Busbar bracket kit. Cable hook pair
TBD | AUR-2S35-840-U4-DL-ST | image | datasheet | deeplink | TUNGSRAM - Tungsram Auriso - 28100lm - 225W - 4000K - 80CRI - TBD[SKU] - Bracket. Y-cable | 3.03 | Bracket. Y-cable | LED | 1 | 225 | [8 empty] | CE | [6 empty] | 20 | 4000 | 752x250x75 |  | 220-240V |  | 5 | A++ | 45° | 3 | 80 |  | 4000 |  | 48000 | >=0.95 | 111000 |  |  | 124.8889 |  |  | 9 | U4 | 25 | max. 10% at 100.000 hrs |  | Available | 840/339 | Cx=0.3818;Cy=0.3797 | Class I | IK08 | IP50 | IP20 | 50 | 1230 | -25 | 1 | 225 | RAL9016 | 50-60Hz | Passive | LED | dimmable | High Bay Rectangular | Tungsram Auriso | Indoor industrial |  | 21.6 | 28100 | No sensor |  | risk group 1 |  | Bracket kit. Tilted bracket kit. Busbar bracket kit. Cable hook pair
TBD | AUR-2S35-830-U4-DL-ST | image | datasheet | deeplink | TUNGSRAM - Tungsram Auriso - 26500lm - 225W - 3000K - 80CRI - TBD[SKU] - Bracket. Y-cable | 3.03 | Bracket. Y-cable | LED | 1 | 225 | [8 empty] | CE | [6 empty] | 20 | 3000 | 752x250x75 |  | 220-240V |  | 5 | A++ | 45° | 3 | 80 |  | 3000 |  | 48000 | >=0.95 | 111000 |  |  | 117.7778 |  |  | 9 | U4 | 25 | max. 10% at 100.000 hrs |  | Available | 830/339 | Cx=0.4338;Cy=0.4030 | Class I | IK08 | IP50 | IP20 | 50 | 1230 | -25 | 1 | 225 | RAL9016 | 50-60Hz | Passive | LED | dimmable | High Bay Rectangular | Tungsram Auriso | Indoor industrial |  | 21.5 | 26500 | No sensor |  | risk group 1 |  | Bracket kit. Tilted bracket kit. Busbar bracket kit. Cable hook pair
TBD | AUR-2S35-750-U4-DL-ST | image | datasheet | deeplink | TUNGSRAM - Tungsram Auriso - 29700lm - 225W - 5000K - 70CRI - TBD[SKU] - Bracket. Y-cable | 3.03 | Bracket. Y-cable | LED | 1 | 225 | [8 empty] | CE | [6 empty] | 20 | 5000 | 752x250x75 |  | 220-240V |  | 5 | A++ | 45° | 3 | 70 |  | 5000 |  | 48000 | >=0.95 | 111000 |  |  | 132 |  |  | 9 | U4 | 25 | max. 10% at 100.000 hrs |  | Available | 750/339 | Cx=0.3447;Cy=0.3553 | Class I | IK08 | IP50 | IP20 | 50 | 1230 | -25 | 1 | 225 | RAL9016 | 50-60Hz | Passive | LED | dimmable | High Bay Rectangular | Tungsram Auriso | Indoor industrial |  | 21.9 | 29700 | No sensor |  | risk group 1 |  | Bracket kit. Tilted bracket kit. Busbar bracket kit. Cable hook pair
TBD | AUR-2S35-740-U4-DL-ST | image | datasheet | deeplink | TUNGSRAM - Tungsram Auriso - 29600lm - 225W - 4000K - 70CRI - TBD[SKU] - Bracket. Y-cable | 3.03 | Bracket. Y-cable | LED | 1 | 225 | [8 empty] | CE | [6 empty] | 20 | 4000 | 752x250x75 |  | 220-240V |  | 5 | A++ | 45° | 3 | 70 |  | 4000 |  | 48000 | >=0.95 | 111000 |  |  | 131.5556 |  |  | 9 | U4 | 25 | max. 10% at 100.000 hrs |  | Available | 740/339 | Cx=0.4338;Cy=0.4030 | Class I | IK08 | IP50 | IP20 | 50 | 1230 | -25 | 1 | 225 | RAL9016 | 50-60Hz | Passive | LED | dimmable | High Bay Rectangular | Tungsram Auriso | Indoor industrial |  | 21.9 | 29600 | No sensor |  | risk group 1 |  | Bracket kit. Tilted bracket kit. Busbar bracket kit. Cable hook pair
TBD | AUR-2S35-730-U4-DL-ST | image | datasheet | deeplink | TUNGSRAM - Tungsram Auriso - 28800lm - 225W - 3000K - 70CRI - TBD[SKU] - Bracket. Y-cable | 3.03 | Bracket. Y-cable | LED | 1 | 225 | [8 empty] | CE | [6 empty] | 20 | 3000 | 752x250x75 |  | 220-240V |  | 5 | A++ | 45° | 3 | 70 |  | 3000 |  | 48000 | >=0.95 | 111000 |  |  | 128 |  |  | 9 | U4 | 25 | max. 10% at 100.000 hrs |  | Available | 730/339 | Cx=0.4338;Cy=0.4030 | Class I | IK08 | IP50 | IP20 | 50 | 1230 | -25 | 1 | 225 | RAL9016 | 50-60Hz | Passive | LED | dimmable | High Bay Rectangular | Tungsram Auriso | Indoor industrial |  | 21.8 | 28800 | No sensor |  | risk group 1 |  | Bracket kit. Tilted bracket kit. Busbar bracket kit. Cable hook pair
TBD | AUR-2S35-850-L9-DL-ST | image | datasheet | deeplink | TUNGSRAM - Tungsram Auriso - 35000lm - 225W - 5000K - 80CRI - TBD[SKU] - Bracket. Y-cable | 3.03 | Bracket. Y-cable | LED | 1 | 225 | [8 empty] | CE | [6 empty] | 20 | 5000 | 752x250x75 |  | 220-240V |  | 5 | A++ | 90° | 3 | 80 |  | 5000 |  | 48000 | >=0.95 | 111000 |  |  | 155.5556 |  |  | 9 | L9 | 25 | max. 10% at 100.000 hrs |  | Available | 850/339 | Cx=0.3447;Cy=0.3553 | Class I | IK08 | IP50 | IP20 | 50 | 1230 | -25 | 1 | 225 | RAL9016 | 50-60Hz | Passive | LED | dimmable | High Bay Rectangular | Tungsram Auriso | Indoor industrial |  | 24.1 | 35000 | No sensor |  | risk group 1 |  | Bracket kit. Tilted bracket kit. Busbar bracket kit. Cable hook pair
TBD | AUR-2S35-840-L9-DL-ST | image | datasheet | deeplink | TUNGSRAM - Tungsram Auriso - 34100lm - 225W - 4000K - 80CRI - TBD[SKU] - Bracket. Y-cable | 3.03 | Bracket. Y-cable | LED | 1 | 225 | [8 empty] | CE | [6 empty] | 20 | 4000 | 752x250x75 |  | 220-240V |  | 5 | A++ | 90° | 3 | 80 |  | 4000 |  | 48000 | >=0.95 | 111000 |  |  | 151.5556 |  |  | 9 | L9 | 25 | max. 10% at 100.000 hrs |  | Available | 840/339 | Cx=0.3818;Cy=0.3797 | Class I | IK08 | IP50 | IP20 | 50 | 1230 | -25 | 1 | 225 | RAL9016 | 50-60Hz | Passive | LED | dimmable | High Bay Rectangular | Tungsram Auriso | Indoor industrial |  | 24.1 | 34100 | No sensor |  | risk group 1 |  | Bracket kit. Tilted bracket kit. Busbar bracket kit. Cable hook pair
TBD | AUR-2S35-830-L9-DL-ST | image | datasheet | deeplink | TUNGSRAM - Tungsram Auriso - 32200lm - 225W - 3000K - 80CRI - TBD[SKU] - Bracket. Y-cable | 3.03 | Bracket. Y-cable | LED | 1 | 225 | [8 empty] | CE | [6 empty] | 20 | 3000 | 752x250x75 |  | 220-240V |  | 5 | A++ | 90° | 3 | 80 |  | 3000 |  | 48000 | >=0.95 | 111000 |  |  | 143.1111 |  |  | 9 | L9 | 25 | max. 10% at 100.000 hrs |  | Available | 830/339 | Cx=0.4338;Cy=0.4030 | Class I | IK08 | IP50 | IP20 | 50 | 1230 | -25 | 1 | 225 | RAL9016 | 50-60Hz | Passive | LED | dimmable | High Bay Rectangular | Tungsram Auriso | Indoor industrial |  | 23.9 | 32200 | No sensor |  | risk group 1 |  | Bracket kit. Tilted bracket kit. Busbar bracket kit. Cable hook pair
TBD | AUR-2S35-750-L9-DL-ST | image | datasheet | deeplink | TUNGSRAM - Tungsram Auriso - 36000lm - 225W - 5000K - 70CRI - TBD[SKU] - Bracket. Y-cable | 3.03 | Bracket. Y-cable | LED | 1 | 225 | [8 empty] | CE | [6 empty] | 20 | 5000 | 752x250x75 |  | 220-240V |  | 5 | A++ | 90° | 3 | 70 |  | 5000 |  | 48000 | >=0.95 | 111000 |  |  | 160 |  |  | 9 | L9 | 25 | max. 10% at 100.000 hrs |  | Available | 750/339 | Cx=0.3447;Cy=0.3553 | Class I | IK08 | IP50 | IP20 | 50 | 1230 | -25 | 1 | 225 | RAL9016 | 50-60Hz | Passive | LED | dimmable | High Bay Rectangular | Tungsram Auriso | Indoor industrial |  | 24.3 | 36000 | No sensor |  | risk group 1 |  | Bracket kit. Tilted bracket kit. Busbar bracket kit. Cable hook pair
TBD | AUR-2S35-740-L9-DL-ST | image | datasheet | deeplink | TUNGSRAM - Tungsram Auriso - 35900lm - 225W - 4000K - 70CRI - TBD[SKU] - Bracket. Y-cable | 3.03 | Bracket. Y-cable | LED | 1 | 225 | [8 empty] | CE | [6 empty] | 20 | 4000 | 752x250x75 |  | 220-240V |  | 5 | A++ | 90° | 3 | 70 |  | 4000 |  | 48000 | >=0.95 | 111000 |  |  | 159.5556 |  |  | 9 | L9 | 25 | max. 10% at 100.000 hrs |  | Available | 740/339 | Cx=0.4338;Cy=0.4030 | Class I | IK08 | IP50 | IP20 | 50 | 1230 | -25 | 1 | 225 | RAL9016 | 50-60Hz | Passive | LED | dimmable | High Bay Rectangular | Tungsram Auriso | Indoor industrial |  | 24.3 | 35900 | No sensor |  | risk group 1 |  | Bracket kit. Tilted bracket kit. Busbar bracket kit. Cable hook pair
TBD | AUR-2S35-730-L9-DL-ST | image | datasheet | deeplink | TUNGSRAM - Tungsram Auriso - 34900lm - 225W - 3000K - 70CRI - TBD[SKU] - Bracket. Y-cable | 3.03 | Bracket. Y-cable | LED | 1 | 225 | [8 empty] | CE | [6 empty] | 20 | 3000 | 752x250x75 |  | 220-240V |  | 5 | A++ | 90° | 3 | 70 |  | 3000 |  | 48000 | >=0.95 | 111000 |  |  | 155.1111 |  |  | 9 | L9 | 25 | max. 10% at 100.000 hrs |  | Available | 730/339 | Cx=0.4338;Cy=0.4030 | Class I | IK08 | IP50 | IP20 | 50 | 1230 | -25 | 1 | 225 | RAL9016 | 50-60Hz | Passive | LED | dimmable | High Bay Rectangular | Tungsram Auriso | Indoor industrial |  | 24.2 | 34900 | No sensor |  | risk group 1 |  | Bracket kit. Tilted bracket kit. Busbar bracket kit. Cable hook pair
TBD | AUR-2S35-850-L6-DL-ST | image | datasheet | deeplink | TUNGSRAM - Tungsram Auriso - 33700lm - 225W - 5000K - 80CRI - TBD[SKU] - Bracket. Y-cable | 3.03 | Bracket. Y-cable | LED | 1 | 225 | [8 empty] | CE | [6 empty] | 20 | 5000 | 752x250x75 |  | 220-240V |  | 5 | A++ | 70° | 3 | 80 |  | 5000 |  | 48000 | >=0.95 | 111000 |  |  | 149.7778 |  |  | 9 | L6 | 25 | max. 10% at 100.000 hrs |  | Available | 850/339 | Cx=0.3447;Cy=0.3553 | Class I | IK08 | IP50 | IP20 | 50 | 1230 | -25 | 1 | 225 | RAL9016 | 50-60Hz | Passive | LED | dimmable | High Bay Rectangular | Tungsram Auriso | Indoor industrial |  | 22.5 | 33700 | No sensor |  | risk group 1 |  | Bracket kit. Tilted bracket kit. Busbar bracket kit. Cable hook pair
TBD | AUR-2S35-840-L6-DL-ST | image | datasheet | deeplink | TUNGSRAM - Tungsram Auriso - 32800lm - 225W - 4000K - 80CRI - TBD[SKU] - Bracket. Y-cable | 3.03 | Bracket. Y-cable | LED | 1 | 225 | [8 empty] | CE | [6 empty] | 20 | 4000 | 752x250x75 |  | 220-240V |  | 5 | A++ | 70° | 3 | 80 |  | 4000 |  | 48000 | >=0.95 | 111000 |  |  | 145.7778 |  |  | 9 | L6 | 25 | max. 10% at 100.000 hrs |  | Available | 840/339 | Cx=0.3818;Cy=0.3797 | Class I | IK08 | IP50 | IP20 | 50 | 1230 | -25 | 1 | 225 | RAL9016 | 50-60Hz | Passive | LED | dimmable | High Bay Rectangular | Tungsram Auriso | Indoor industrial |  | 22.5 | 32800 | No sensor |  | risk group 1 |  | Bracket kit. Tilted bracket kit. Busbar bracket kit. Cable hook pair
TBD | AUR-2S35-830-L6-DL-ST | image | datasheet | deeplink | TUNGSRAM - Tungsram Auriso - 30900lm - 225W - 3000K - 80CRI - TBD[SKU] - Bracket. Y-cable | 3.03 | Bracket. Y-cable | LED | 1 | 225 | [8 empty] | CE | [6 empty] | 20 | 3000 | 752x250x75 |  | 220-240V |  | 5 | A++ | 70° | 3 | 80 |  | 3000 |  | 48000 | >=0.95 | 111000 |  |  | 137.3333 |  |  | 9 | L6 | 25 | max. 10% at 100.000 hrs |  | Available | 830/339 | Cx=0.4338;Cy=0.4030 | Class I | IK08 | IP50 | IP20 | 50 | 1230 | -25 | 1 | 225 | RAL9016 | 50-60Hz | Passive | LED | dimmable | High Bay Rectangular | Tungsram Auriso | Indoor industrial |  | 22.4 | 30900 | No sensor |  | risk group 1 |  | Bracket kit. Tilted bracket kit. Busbar bracket kit. Cable hook pair
TBD | AUR-2S35-750-L6-DL-ST | image | datasheet | deeplink | TUNGSRAM - Tungsram Auriso - 34600lm - 225W - 5000K - 70CRI - TBD[SKU] - Bracket. Y-cable | 3.03 | Bracket. Y-cable | LED | 1 | 225 | [8 empty] | CE | [6 empty] | 20 | 5000 | 752x250x75 |  | 220-240V |  | 5 | A++ | 70° | 3 | 70 |  | 5000 |  | 48000 | >=0.95 | 111000 |  |  | 153.7778 |  |  | 9 | L6 | 25 | max. 10% at 100.000 hrs |  | Available | 750/339 | Cx=0.3447;Cy=0.3553 | Class I | IK08 | IP50 | IP20 | 50 | 1230 | -25 | 1 | 225 | RAL9016 | 50-60Hz | Passive | LED | dimmable | High Bay Rectangular | Tungsram Auriso | Indoor industrial |  | 22.8 | 34600 | No sensor |  | risk group 1 |  | Bracket kit. Tilted bracket kit. Busbar bracket kit. Cable hook pair
TBD | AUR-2S35-740-L6-DL-ST | image | datasheet | deeplink | TUNGSRAM - Tungsram Auriso - 34500lm - 225W - 4000K - 70CRI - TBD[SKU] - Bracket. Y-cable | 3.03 | Bracket. Y-cable | LED | 1 | 225 | [8 empty] | CE | [6 empty] | 20 | 4000 | 752x250x75 |  | 220-240V |  | 5 | A++ | 70° | 3 | 70 |  | 4000 |  | 48000 | >=0.95 | 111000 |  |  | 153.3333 |  |  | 9 | L6 | 25 | max. 10% at 100.000 hrs |  | Available | 740/339 | Cx=0.4338;Cy=0.4030 | Class I | IK08 | IP50 | IP20 | 50 | 1230 | -25 | 1 | 225 | RAL9016 | 50-60Hz | Passive | LED | dimmable | High Bay Rectangular | Tungsram Auriso | Indoor industrial |  | 22.8 | 34500 | No sensor |  | risk group 1 |  | Bracket kit. Tilted bracket kit. Busbar bracket kit. Cable hook pair
TBD | AUR-2S35-730-L6-DL-ST | image | datasheet | deeplink | TUNGSRAM - Tungsram Auriso - 33600lm - 225W - 3000K - 70CRI - TBD[SKU] - Bracket. Y-cable | 3.03 | Bracket. Y-cable | LED | 1 | 225 | [8 empty] | CE | [6 empty] | 20 | 3000 | 752x250x75 |  | 220-240V |  | 5 | A++ | 70° | 3 | 70 |  | 3000 |  | 48000 | >=0.95 | 111000 |  |  | 149.3333 |  |  | 9 | L6 | 25 | max. 10% at 100.000 hrs |  | Available | 730/339 | Cx=0.4338;Cy=0.4030 | Class I | IK08 | IP50 | IP20 | 50 | 1230 | -25 | 1 | 225 | RAL9016 | 50-60Hz | Passive | LED | dimmable | High Bay Rectangular | Tungsram Auriso | Indoor industrial |  | 22.7 | 33600 | No sensor |  | risk group 1 |  | Bracket kit. Tilted bracket kit. Busbar bracket kit. Cable hook pair
TBD | AUR-2S35-850-L3-DL-ST | image | datasheet | deeplink | TUNGSRAM - Tungsram Auriso - 35800lm - 225W - 5000K - 80CRI - TBD[SKU] - Bracket. Y-cable | 3.03 | Bracket. Y-cable | LED | 1 | 225 | [8 empty] | CE | [6 empty] | 20 | 5000 | 752x250x75 |  | 220-240V |  | 5 | A++ | 35° | 3 | 80 |  | 5000 |  | 48000 | >=0.95 | 111000 |  |  | 159.1111 |  |  | 9 | L3 | 25 | max. 10% at 100.000 hrs |  | Available | 850/339 | Cx=0.3447;Cy=0.3553 | Class I | IK08 | IP50 | IP20 | 50 | 1230 | -25 | 1 | 225 | RAL9016 | 50-60Hz | Passive | LED | dimmable | High Bay Rectangular | Tungsram Auriso | Indoor industrial |  | 18.1 | 35800 | No sensor |  | risk group 1 |  | Bracket kit. Tilted bracket kit. Busbar bracket kit. Cable hook pair
TBD | AUR-2S35-840-L3-DL-ST | image | datasheet | deeplink | TUNGSRAM - Tungsram Auriso - 34800lm - 225W - 4000K - 80CRI - TBD[SKU] - Bracket. Y-cable | 3.03 | Bracket. Y-cable | LED | 1 | 225 | [8 empty] | CE | [6 empty] | 20 | 4000 | 752x250x75 |  | 220-240V |  | 5 | A++ | 35° | 3 | 80 |  | 4000 |  | 48000 | >=0.95 | 111000 |  |  | 154.6667 |  |  | 9 | L3 | 25 | max. 10% at 100.000 hrs |  | Available | 840/339 | Cx=0.3818;Cy=0.3797 | Class I | IK08 | IP50 | IP20 | 50 | 1230 | -25 | 1 | 225 | RAL9016 | 50-60Hz | Passive | LED | dimmable | High Bay Rectangular | Tungsram Auriso | Indoor industrial |  | 18.1 | 34800 | No sensor |  | risk group 1 |  | Bracket kit. Tilted bracket kit. Busbar bracket kit. Cable hook pair
TBD | AUR-2S35-830-L3-DL-ST | image | datasheet | deeplink | TUNGSRAM - Tungsram Auriso - 32800lm - 225W - 3000K - 80CRI - TBD[SKU] - Bracket. Y-cable | 3.03 | Bracket. Y-cable | LED | 1 | 225 | [8 empty] | CE | [6 empty] | 20 | 3000 | 752x250x75 |  | 220-240V |  | 5 | A++ | 35° | 3 | 80 |  | 3000 |  | 48000 | >=0.95 | 111000 |  |  | 145.7778 |  |  | 9 | L3 | 25 | max. 10% at 100.000 hrs |  | Available | 830/339 | Cx=0.4338;Cy=0.4030 | Class I | IK08 | IP50 | IP20 | 50 | 1230 | -25 | 1 | 225 | RAL9016 | 50-60Hz | Passive | LED | dimmable | High Bay Rectangular | Tungsram Auriso | Indoor industrial |  | 18 | 32800 | No sensor |  | risk group 1 |  | Bracket kit. Tilted bracket kit. Busbar bracket kit. Cable hook pair
TBD | AUR-2S35-750-L3-DL-ST | image | datasheet | deeplink | TUNGSRAM - Tungsram Auriso - 36800lm - 225W - 5000K - 70CRI - TBD[SKU] - Bracket. Y-cable | 3.03 | Bracket. Y-cable | LED | 1 | 225 | [8 empty] | CE | [6 empty] | 20 | 5000 | 752x250x75 |  | 220-240V |  | 5 | A++ | 35° | 3 | 70 |  | 5000 |  | 48000 | >=0.95 | 111000 |  |  | 163.5556 |  |  | 9 | L3 | 25 | max. 10% at 100.000 hrs |  | Available | 750/339 | Cx=0.3447;Cy=0.3553 | Class I | IK08 | IP50 | IP20 | 50 | 1230 | -25 | 1 | 225 | RAL9016 | 50-60Hz | Passive | LED | dimmable | High Bay Rectangular | Tungsram Auriso | Indoor industrial |  | 18.4 | 36800 | No sensor |  | risk group 1 |  | Bracket kit. Tilted bracket kit. Busbar bracket kit. Cable hook pair
TBD | AUR-2S35-740-L3-DL-ST | image | datasheet | deeplink | TUNGSRAM - Tungsram Auriso - 36700lm - 225W - 4000K - 70CRI - TBD[SKU] - Bracket. Y-cable | 3.03 | Bracket. Y-cable | LED | 1 | 225 | [8 empty] | CE | [6 empty] | 20 | 4000 | 752x250x75 |  | 220-240V |  | 5 | A++ | 35° | 3 | 70 |  | 4000 |  | 48000 | >=0.95 | 111000 |  |  | 163.1111 |  |  | 9 | L3 | 25 | max. 10% at 100.000 hrs |  | Available | 740/339 | Cx=0.4338;Cy=0.4030 | Class I | IK08 | IP50 | IP20 | 50 | 1230 | -25 | 1 | 225 | RAL9016 | 50-60Hz | Passive | LED | dimmable | High Bay Rectangular | Tungsram Auriso | Indoor industrial |  | 18.4 | 36700 | No sensor |  | risk group 1 |  | Bracket kit. Tilted bracket kit. Busbar bracket kit. Cable hook pair
TBD | AUR-2S35-730-L3-DL-ST | image | datasheet | deeplink | TUNGSRAM - Tungsram Auriso - 35700lm - 225W - 3000K - 70CRI - TBD[SKU] - Bracket. Y-cable | 3.03 | Bracket. Y-cable | LED | 1 | 225 | [8 empty] | CE | [6 empty] | 20 | 3000 | 752x250x75 |  | 220-240V |  | 5 | A++ | 35° | 3 | 70 |  | 3000 |  | 48000 | >=0.95 | 111000 |  |  | 158.6667 |  |  | 9 | L3 | 25 | max. 10% at 100.000 hrs |  | Available | 730/339 | Cx=0.4338;Cy=0.4030 | Class I | IK08 | IP50 | IP20 | 50 | 1230 | -25 | 1 | 225 | RAL9016 | 50-60Hz | Passive | LED | dimmable | High Bay Rectangular | Tungsram Auriso | Indoor industrial |  | 18.3 | 35700 | No sensor |  | risk group 1 |  | Bracket kit. Tilted bracket kit. Busbar bracket kit. Cable hook pair
TBD | AUR-2S35-850-D1-DL-ST | image | datasheet | deeplink | TUNGSRAM - Tungsram Auriso - 30600lm - 225W - 5000K - 80CRI - TBD[SKU] - Bracket. Y-cable | 3.03 | Bracket. Y-cable | LED | 1 | 225 | [8 empty] | CE | [6 empty] | 20 | 5000 | 752x250x75 |  | 220-240V |  | 5 | A++ | 100° | 3 | 80 |  | 5000 |  | 48000 | >=0.95 | 111000 |  |  | 136 |  |  | 9 | D1 | 25 | max. 10% at 100.000 hrs |  | Available | 850/339 | Cx=0.3447;Cy=0.3553 | Class I | IK08 | IP20 | IP20 | 50 | 1230 | -25 | 1 | 225 | RAL9016 | 50-60Hz | Passive | LED | dimmable | High Bay Rectangular | Tungsram Auriso | Indoor industrial |  | 26.4 | 30600 | No sensor |  | risk group 1 |  | Bracket kit. Tilted bracket kit. Busbar bracket kit. Cable hook pair
TBD | AUR-2S35-840-D1-DL-ST | image | datasheet | deeplink | TUNGSRAM - Tungsram Auriso - 29800lm - 225W - 4000K - 80CRI - TBD[SKU] - Bracket. Y-cable | 3.03 | Bracket. Y-cable | LED | 1 | 225 | [8 empty] | CE | [6 empty] | 20 | 4000 | 752x250x75 |  | 220-240V |  | 5 | A++ | 100° | 3 | 80 |  | 4000 |  | 48000 | >=0.95 | 111000 |  |  | 132.4444 |  |  | 9 | D1 | 25 | max. 10% at 100.000 hrs |  | Available | 840/339 | Cx=0.3818;Cy=0.3797 | Class I | IK08 | IP20 | IP20 | 50 | 1230 | -25 | 1 | 225 | RAL9016 | 50-60Hz | Passive | LED | dimmable | High Bay Rectangular | Tungsram Auriso | Indoor industrial |  | 26.4 | 29800 | No sensor |  | risk group 1 |  | Bracket kit. Tilted bracket kit. Busbar bracket kit. Cable hook pair
TBD | AUR-2S35-830-D1-DL-ST | image | datasheet | deeplink | TUNGSRAM - Tungsram Auriso - 28000lm - 225W - 3000K - 80CRI - TBD[SKU] - Bracket. Y-cable | 3.03 | Bracket. Y-cable | LED | 1 | 225 | [8 empty] | CE | [6 empty] | 20 | 3000 | 752x250x75 |  | 220-240V |  | 5 | A++ | 100° | 3 | 80 |  | 3000 |  | 48000 | >=0.95 | 111000 |  |  | 124.4444 |  |  | 9 | D1 | 25 | max. 10% at 100.000 hrs |  | Available | 830/339 | Cx=0.4338;Cy=0.4030 | Class I | IK08 | IP20 | IP20 | 50 | 1230 | -25 | 1 | 225 | RAL9016 | 50-60Hz | Passive | LED | dimmable | High Bay Rectangular | Tungsram Auriso | Indoor industrial |  | 26.3 | 28000 | No sensor |  | risk group 1 |  | Bracket kit. Tilted bracket kit. Busbar bracket kit. Cable hook pair
TBD | AUR-2S35-750-D1-DL-ST | image | datasheet | deeplink | TUNGSRAM - Tungsram Auriso - 31400lm - 225W - 5000K - 70CRI - TBD[SKU] - Bracket. Y-cable | 3.03 | Bracket. Y-cable | LED | 1 | 225 | [8 empty] | CE | [6 empty] | 20 | 5000 | 752x250x75 |  | 220-240V |  | 5 | A++ | 100° | 3 | 70 |  | 5000 |  | 48000 | >=0.95 | 111000 |  |  | 139.5556 |  |  | 9 | D1 | 25 | max. 10% at 100.000 hrs |  | Available | 750/339 | Cx=0.3447;Cy=0.3553 | Class I | IK08 | IP20 | IP20 | 50 | 1230 | -25 | 1 | 225 | RAL9016 | 50-60Hz | Passive | LED | dimmable | High Bay Rectangular | Tungsram Auriso | Indoor industrial |  | 26.7 | 31400 | No sensor |  | risk group 1 |  | Bracket kit. Tilted bracket kit. Busbar bracket kit. Cable hook pair
TBD | AUR-2S35-740-D1-DL-ST | image | datasheet | deeplink | TUNGSRAM - Tungsram Auriso - 31300lm - 225W - 4000K - 70CRI - TBD[SKU] - Bracket. Y-cable | 3.03 | Bracket. Y-cable | LED | 1 | 225 | [8 empty] | CE | [6 empty] | 20 | 4000 | 752x250x75 |  | 220-240V |  | 5 | A++ | 100° | 3 | 70 |  | 4000 |  | 48000 | >=0.95 | 111000 |  |  | 139.1111 |  |  | 9 | D1 | 25 | max. 10% at 100.000 hrs |  | Available | 740/339 | Cx=0.4338;Cy=0.4030 | Class I | IK08 | IP20 | IP20 | 50 | 1230 | -25 | 1 | 225 | RAL9016 | 50-60Hz | Passive | LED | dimmable | High Bay Rectangular | Tungsram Auriso | Indoor industrial |  | 26.7 | 31300 | No sensor |  | risk group 1 |  | Bracket kit. Tilted bracket kit. Busbar bracket kit. Cable hook pair
TBD | AUR-2S35-730-D1-DL-ST | image | datasheet | deeplink | TUNGSRAM - Tungsram Auriso - 30500lm - 225W - 3000K - 70CRI - TBD[SKU] - Bracket. Y-cable | 3.03 | Bracket. Y-cable | LED | 1 | 225 | [8 empty] | CE | [6 empty] | 20 | 3000 | 752x250x75 |  | 220-240V |  | 5 | A++ | 100° | 3 | 70 |  | 3000 |  | 48000 | >=0.95 | 111000 |  |  | 135.5556 |  |  | 9 | D1 | 25 | max. 10% at 100.000 hrs |  | Available | 730/339 | Cx=0.4338;Cy=0.4030 | Class I | IK08 | IP20 | IP20 | 50 | 1230 | -25 | 1 | 225 | RAL9016 | 50-60Hz | Passive | LED | dimmable | High Bay Rectangular | Tungsram Auriso | Indoor industrial |  | 26.6 | 30500 | No sensor |  | risk group 1 |  | Bracket kit. Tilted bracket kit. Busbar bracket kit. Cable hook pair
TBD | AUR-2S35-850-C1-DL-ST | image | datasheet | deeplink | TUNGSRAM - Tungsram Auriso - 34000lm - 225W - 5000K - 80CRI - TBD[SKU] - Bracket. Y-cable | 3.03 | Bracket. Y-cable | LED | 1 | 225 | [8 empty] | CE | [6 empty] | 20 | 5000 | 752x250x75 |  | 220-240V |  | 5 | A++ | 110° | 3 | 80 |  | 5000 |  | 48000 | >=0.95 | 111000 |  |  | 151.1111 |  |  | 9 | C1 | 25 | max. 10% at 100.000 hrs |  | Available | 850/339 | Cx=0.3447;Cy=0.3553 | Class I | IK08 | IP20 | IP20 | 50 | 1230 | -25 | 1 | 225 | RAL9016 | 50-60Hz | Passive | LED | dimmable | High Bay Rectangular | Tungsram Auriso | Indoor industrial |  | 26.3 | 34000 | No sensor |  | risk group 1 |  | Bracket kit. Tilted bracket kit. Busbar bracket kit. Cable hook pair
TBD | AUR-2S35-840-C1-DL-ST | image | datasheet | deeplink | TUNGSRAM - Tungsram Auriso - 33100lm - 225W - 4000K - 80CRI - TBD[SKU] - Bracket. Y-cable | 3.03 | Bracket. Y-cable | LED | 1 | 225 | [8 empty] | CE | [6 empty] | 20 | 4000 | 752x250x75 |  | 220-240V |  | 5 | A++ | 110° | 3 | 80 |  | 4000 |  | 48000 | >=0.95 | 111000 |  |  | 147.1111 |  |  | 9 | C1 | 25 | max. 10% at 100.000 hrs |  | Available | 840/339 | Cx=0.3818;Cy=0.3797 | Class I | IK08 | IP20 | IP20 | 50 | 1230 | -25 | 1 | 225 | RAL9016 | 50-60Hz | Passive | LED | dimmable | High Bay Rectangular | Tungsram Auriso | Indoor industrial |  | 26.3 | 33100 | No sensor |  | risk group 1 |  | Bracket kit. Tilted bracket kit. Busbar bracket kit. Cable hook pair
TBD | AUR-2S35-830-C1-DL-ST | image | datasheet | deeplink | TUNGSRAM - Tungsram Auriso - 31200lm - 225W - 3000K - 80CRI - TBD[SKU] - Bracket. Y-cable | 3.03 | Bracket. Y-cable | LED | 1 | 225 | [8 empty] | CE | [6 empty] | 20 | 3000 | 752x250x75 |  | 220-240V |  | 5 | A++ | 110° | 3 | 80 |  | 3000 |  | 48000 | >=0.95 | 111000 |  |  | 138.6667 |  |  | 9 | C1 | 25 | max. 10% at 100.000 hrs |  | Available | 830/339 | Cx=0.4338;Cy=0.4030 | Class I | IK08 | IP20 | IP20 | 50 | 1230 | -25 | 1 | 225 | RAL9016 | 50-60Hz | Passive | LED | dimmable | High Bay Rectangular | Tungsram Auriso | Indoor industrial |  | 26.1 | 31200 | No sensor |  | risk group 1 |  | Bracket kit. Tilted bracket kit. Busbar bracket kit. Cable hook pair
TBD | AUR-2S35-750-C1-DL-ST | image | datasheet | deeplink | TUNGSRAM - Tungsram Auriso - 34900lm - 225W - 5000K - 70CRI - TBD[SKU] - Bracket. Y-cable | 3.03 | Bracket. Y-cable | LED | 1 | 225 | [8 empty] | CE | [6 empty] | 20 | 5000 | 752x250x75 |  | 220-240V |  | 5 | A++ | 110° | 3 | 70 |  | 5000 |  | 48000 | >=0.95 | 111000 |  |  | 155.1111 |  |  | 9 | C1 | 25 | max. 10% at 100.000 hrs |  | Available | 750/339 | Cx=0.3447;Cy=0.3553 | Class I | IK08 | IP20 | IP20 | 50 | 1230 | -25 | 1 | 225 | RAL9016 | 50-60Hz | Passive | LED | dimmable | High Bay Rectangular | Tungsram Auriso | Indoor industrial |  | 26.5 | 34900 | No sensor |  | risk group 1 |  | Bracket kit. Tilted bracket kit. Busbar bracket kit. Cable hook pair
TBD | AUR-2S35-740-C1-DL-ST | image | datasheet | deeplink | TUNGSRAM - Tungsram Auriso - 34800lm - 225W - 4000K - 70CRI - TBD[SKU] - Bracket. Y-cable | 3.03 | Bracket. Y-cable | LED | 1 | 225 | [8 empty] | CE | [6 empty] | 20 | 4000 | 752x250x75 |  | 220-240V |  | 5 | A++ | 110° | 3 | 70 |  | 4000 |  | 48000 | >=0.95 | 111000 |  |  | 154.6667 |  |  | 9 | C1 | 25 | max. 10% at 100.000 hrs |  | Available | 740/339 | Cx=0.4338;Cy=0.4030 | Class I | IK08 | IP20 | IP20 | 50 | 1230 | -25 | 1 | 225 | RAL9016 | 50-60Hz | Passive | LED | dimmable | High Bay Rectangular | Tungsram Auriso | Indoor industrial |  | 26.5 | 34800 | No sensor |  | risk group 1 |  | Bracket kit. Tilted bracket kit. Busbar bracket kit. Cable hook pair
TBD | AUR-2S35-730-C1-DL-ST | image | datasheet | deeplink | TUNGSRAM - Tungsram Auriso - 33900lm - 225W - 3000K - 70CRI - TBD[SKU] - Bracket. Y-cable | 3.03 | Bracket. Y-cable | LED | 1 | 225 | [8 empty] | CE | [6 empty] | 20 | 3000 | 752x250x75 |  | 220-240V |  | 5 | A++ | 110° | 3 | 70 |  | 3000 |  | 48000 | >=0.95 | 111000 |  |  | 150.6667 |  |  | 9 | C1 | 25 | max. 10% at 100.000 hrs |  | Available | 730/339 | Cx=0.4338;Cy=0.4030 | Class I | IK08 | IP20 | IP20 | 50 | 1230 | -25 | 1 | 225 | RAL9016 | 50-60Hz | Passive | LED | dimmable | High Bay Rectangular | Tungsram Auriso | Indoor industrial |  | 26.4 | 33900 | No sensor |  | risk group 1 |  | Bracket kit. Tilted bracket kit. Busbar bracket kit. Cable hook pair
TBD | AUR-1S30-850-U8-DL-ST | image | datasheet | deeplink | TUNGSRAM - Tungsram Auriso - 26300lm - 202W - 5000K - 80CRI - TBD[SKU] - Bracket. Y-cable | 1.88 | Bracket. Y-cable | LED | 1 | 202 | [8 empty] | CE | [6 empty] | 20 | 5000 | 382x250x75 |  | 220-240V |  | 5 | A++ | 80° | 3 | 80 |  | 5000 |  | 56000 | >=0.95 | 134000 |  |  | 130.198 |  |  | 9 | U8 | 25 | max. 10% at 100.000 hrs |  | Available | 850/339 | Cx=0.3447;Cy=0.3553 | Class I | IK08 | IP20 | IP20 | 45 | 1100 | -25 | 1 | 202 | RAL9016 | 50-60Hz | Passive | LED | dimmable | High Bay Rectangular | Tungsram Auriso | Indoor industrial |  | 25.4 | 26300 | No sensor |  | risk group 1 |  | Bracket kit. Tilted bracket kit. Busbar bracket kit. Cable hook pair
TBD | AUR-1S30-840-U8-DL-ST | image | datasheet | deeplink | TUNGSRAM - Tungsram Auriso - 25600lm - 202W - 4000K - 80CRI - TBD[SKU] - Bracket. Y-cable | 1.88 | Bracket. Y-cable | LED | 1 | 202 | [8 empty] | CE | [6 empty] | 20 | 4000 | 382x250x75 |  | 220-240V |  | 5 | A++ | 80° | 3 | 80 |  | 4000 |  | 56000 | >=0.95 | 134000 |  |  | 126.7327 |  |  | 9 | U8 | 25 | max. 10% at 100.000 hrs |  | Available | 840/339 | Cx=0.3818;Cy=0.3797 | Class I | IK08 | IP20 | IP20 | 45 | 1100 | -25 | 1 | 202 | RAL9016 | 50-60Hz | Passive | LED | dimmable | High Bay Rectangular | Tungsram Auriso | Indoor industrial |  | 25.4 | 25600 | No sensor |  | risk group 1 |  | Bracket kit. Tilted bracket kit. Busbar bracket kit. Cable hook pair
TBD | AUR-1S30-830-U8-DL-ST | image | datasheet | deeplink | TUNGSRAM - Tungsram Auriso - 24100lm - 202W - 3000K - 80CRI - TBD[SKU] - Bracket. Y-cable | 1.88 | Bracket. Y-cable | LED | 1 | 202 | [8 empty] | CE | [6 empty] | 20 | 3000 | 382x250x75 |  | 220-240V |  | 5 | A++ | 80° | 3 | 80 |  | 3000 |  | 56000 | >=0.95 | 134000 |  |  | 119.3069 |  |  | 9 | U8 | 25 | max. 10% at 100.000 hrs |  | Available | 830/339 | Cx=0.4338;Cy=0.4030 | Class I | IK08 | IP20 | IP20 | 45 | 1100 | -25 | 1 | 202 | RAL9016 | 50-60Hz | Passive | LED | dimmable | High Bay Rectangular | Tungsram Auriso | Indoor industrial |  | 25.2 | 24100 | No sensor |  | risk group 1 |  | Bracket kit. Tilted bracket kit. Busbar bracket kit. Cable hook pair
TBD | AUR-1S30-750-U8-DL-ST | image | datasheet | deeplink | TUNGSRAM - Tungsram Auriso - 27000lm - 202W - 5000K - 70CRI - TBD[SKU] - Bracket. Y-cable | 1.88 | Bracket. Y-cable | LED | 1 | 202 | [8 empty] | CE | [6 empty] | 20 | 5000 | 382x250x75 |  | 220-240V |  | 5 | A++ | 80° | 3 | 70 |  | 5000 |  | 56000 | >=0.95 | 134000 |  |  | 133.6634 |  |  | 9 | U8 | 25 | max. 10% at 100.000 hrs |  | Available | 750/339 | Cx=0.3447;Cy=0.3553 | Class I | IK08 | IP20 | IP20 | 45 | 1100 | -25 | 1 | 202 | RAL9016 | 50-60Hz | Passive | LED | dimmable | High Bay Rectangular | Tungsram Auriso | Indoor industrial |  | 25.6 | 27000 | No sensor |  | risk group 1 |  | Bracket kit. Tilted bracket kit. Busbar bracket kit. Cable hook pair
TBD | AUR-1S30-740-U8-DL-ST | image | datasheet | deeplink | TUNGSRAM - Tungsram Auriso - 26900lm - 202W - 4000K - 70CRI - TBD[SKU] - Bracket. Y-cable | 1.88 | Bracket. Y-cable | LED | 1 | 202 | [8 empty] | CE | [6 empty] | 20 | 4000 | 382x250x75 |  | 220-240V |  | 5 | A++ | 80° | 3 | 70 |  | 4000 |  | 56000 | >=0.95 | 134000 |  |  | 133.1683 |  |  | 9 | U8 | 25 | max. 10% at 100.000 hrs |  | Available | 740/339 | Cx=0.4338;Cy=0.4030 | Class I | IK08 | IP20 | IP20 | 45 | 1100 | -25 | 1 | 202 | RAL9016 | 50-60Hz | Passive | LED | dimmable | High Bay Rectangular | Tungsram Auriso | Indoor industrial |  | 25.6 | 26900 | No sensor |  | risk group 1 |  | Bracket kit. Tilted bracket kit. Busbar bracket kit. Cable hook pair
TBD | AUR-1S30-730-U8-DL-ST | image | datasheet | deeplink | TUNGSRAM - Tungsram Auriso - 26200lm - 202W - 3000K - 70CRI - TBD[SKU] - Bracket. Y-cable | 1.88 | Bracket. Y-cable | LED | 1 | 202 | [8 empty] | CE | [6 empty] | 20 | 3000 | 382x250x75 |  | 220-240V |  | 5 | A++ | 80° | 3 | 70 |  | 3000 |  | 56000 | >=0.95 | 134000 |  |  | 129.703 |  |  | 9 | U8 | 25 | max. 10% at 100.000 hrs |  | Available | 730/339 | Cx=0.4338;Cy=0.4030 | Class I | IK08 | IP20 | IP20 | 45 | 1100 | -25 | 1 | 202 | RAL9016 | 50-60Hz | Passive | LED | dimmable | High Bay Rectangular | Tungsram Auriso | Indoor industrial |  | 25.5 | 26200 | No sensor |  | risk group 1 |  | Bracket kit. Tilted bracket kit. Busbar bracket kit. Cable hook pair
TBD | AUR-1S30-850-U6-DL-ST | image | datasheet | deeplink | TUNGSRAM - Tungsram Auriso - 24000lm - 202W - 5000K - 80CRI - TBD[SKU] - Bracket. Y-cable | 1.88 | Bracket. Y-cable | LED | 1 | 202 | [8 empty] | CE | [6 empty] | 20 | 5000 | 382x250x75 |  | 220-240V |  | 5 | A++ | 65° | 3 | 80 |  | 5000 |  | 56000 | >=0.95 | 134000 |  |  | 118.8119 |  |  | 9 | U6 | 25 | max. 10% at 100.000 hrs |  | Available | 850/339 | Cx=0.3447;Cy=0.3553 | Class I | IK08 | IP50 | IP20 | 45 | 1100 | -25 | 1 | 202 | RAL9016 | 50-60Hz | Passive | LED | dimmable | High Bay Rectangular | Tungsram Auriso | Indoor industrial |  | 24.1 | 24000 | No sensor |  | risk group 1 |  | Bracket kit. Tilted bracket kit. Busbar bracket kit. Cable hook pair
TBD | AUR-1S30-840-U6-DL-ST | image | datasheet | deeplink | TUNGSRAM - Tungsram Auriso - 23400lm - 202W - 4000K - 80CRI - TBD[SKU] - Bracket. Y-cable | 1.88 | Bracket. Y-cable | LED | 1 | 202 | [8 empty] | CE | [6 empty] | 20 | 4000 | 382x250x75 |  | 220-240V |  | 5 | A++ | 65° | 3 | 80 |  | 4000 |  | 56000 | >=0.95 | 134000 |  |  | 115.8416 |  |  | 9 | U6 | 25 | max. 10% at 100.000 hrs |  | Available | 840/339 | Cx=0.3818;Cy=0.3797 | Class I | IK08 | IP50 | IP20 | 45 | 1100 | -25 | 1 | 202 | RAL9016 | 50-60Hz | Passive | LED | dimmable | High Bay Rectangular | Tungsram Auriso | Indoor industrial |  | 24.1 | 23400 | No sensor |  | risk group 1 |  | Bracket kit. Tilted bracket kit. Busbar bracket kit. Cable hook pair
TBD | AUR-1S30-830-U6-DL-ST | image | datasheet | deeplink | TUNGSRAM - Tungsram Auriso - 22000lm - 202W - 3000K - 80CRI - TBD[SKU] - Bracket. Y-cable | 1.88 | Bracket. Y-cable | LED | 1 | 202 | [8 empty] | CE | [6 empty] | 20 | 3000 | 382x250x75 |  | 220-240V |  | 5 | A++ | 65° | 3 | 80 |  | 3000 |  | 56000 | >=0.95 | 134000 |  |  | 108.9109 |  |  | 9 | U6 | 25 | max. 10% at 100.000 hrs |  | Available | 830/339 | Cx=0.4338;Cy=0.4030 | Class I | IK08 | IP50 | IP20 | 45 | 1100 | -25 | 1 | 202 | RAL9016 | 50-60Hz | Passive | LED | dimmable | High Bay Rectangular | Tungsram Auriso | Indoor industrial |  | 24 | 22000 | No sensor |  | risk group 1 |  | Bracket kit. Tilted bracket kit. Busbar bracket kit. Cable hook pair
TBD | AUR-1S30-750-U6-DL-ST | image | datasheet | deeplink | TUNGSRAM - Tungsram Auriso - 24700lm - 202W - 5000K - 70CRI - TBD[SKU] - Bracket. Y-cable | 1.88 | Bracket. Y-cable | LED | 1 | 202 | [8 empty] | CE | [6 empty] | 20 | 5000 | 382x250x75 |  | 220-240V |  | 5 | A++ | 65° | 3 | 70 |  | 5000 |  | 56000 | >=0.95 | 134000 |  |  | 122.2772 |  |  | 9 | U6 | 25 | max. 10% at 100.000 hrs |  | Available | 750/339 | Cx=0.3447;Cy=0.3553 | Class I | IK08 | IP50 | IP20 | 45 | 1100 | -25 | 1 | 202 | RAL9016 | 50-60Hz | Passive | LED | dimmable | High Bay Rectangular | Tungsram Auriso | Indoor industrial |  | 24.4 | 24700 | No sensor |  | risk group 1 |  | Bracket kit. Tilted bracket kit. Busbar bracket kit. Cable hook pair
TBD | AUR-1S30-740-U6-DL-ST | image | datasheet | deeplink | TUNGSRAM - Tungsram Auriso - 24600lm - 202W - 4000K - 70CRI - TBD[SKU] - Bracket. Y-cable | 1.88 | Bracket. Y-cable | LED | 1 | 202 | [8 empty] | CE | [6 empty] | 20 | 4000 | 382x250x75 |  | 220-240V |  | 5 | A++ | 65° | 3 | 70 |  | 4000 |  | 56000 | >=0.95 | 134000 |  |  | 121.7822 |  |  | 9 | U6 | 25 | max. 10% at 100.000 hrs |  | Available | 740/339 | Cx=0.4338;Cy=0.4030 | Class I | IK08 | IP50 | IP20 | 45 | 1100 | -25 | 1 | 202 | RAL9016 | 50-60Hz | Passive | LED | dimmable | High Bay Rectangular | Tungsram Auriso | Indoor industrial |  | 24.4 | 24600 | No sensor |  | risk group 1 |  | Bracket kit. Tilted bracket kit. Busbar bracket kit. Cable hook pair
TBD | AUR-1S30-730-U6-DL-ST | image | datasheet | deeplink | TUNGSRAM - Tungsram Auriso - 23900lm - 202W - 3000K - 70CRI - TBD[SKU] - Bracket. Y-cable | 1.88 | Bracket. Y-cable | LED | 1 | 202 | [8 empty] | CE | [6 empty] | 20 | 3000 | 382x250x75 |  | 220-240V |  | 5 | A++ | 65° | 3 | 70 |  | 3000 |  | 56000 | >=0.95 | 134000 |  |  | 118.3168 |  |  | 9 | U6 | 25 | max. 10% at 100.000 hrs |  | Available | 730/339 | Cx=0.4338;Cy=0.4030 | Class I | IK08 | IP50 | IP20 | 45 | 1100 | -25 | 1 | 202 | RAL9016 | 50-60Hz | Passive | LED | dimmable | High Bay Rectangular | Tungsram Auriso | Indoor industrial |  | 24.3 | 23900 | No sensor |  | risk group 1 |  | Bracket kit. Tilted bracket kit. Busbar bracket kit. Cable hook pair
TBD | AUR-1S30-850-U4-DL-ST | image | datasheet | deeplink | TUNGSRAM - Tungsram Auriso - 25000lm - 202W - 5000K - 80CRI - TBD[SKU] - Bracket. Y-cable | 1.88 | Bracket. Y-cable | LED | 1 | 202 | [8 empty] | CE | [6 empty] | 20 | 5000 | 382x250x75 |  | 220-240V |  | 5 | A++ | 45° | 3 | 80 |  | 5000 |  | 56000 | >=0.95 | 134000 |  |  | 123.7624 |  |  | 9 | U4 | 25 | max. 10% at 100.000 hrs |  | Available | 850/339 | Cx=0.3447;Cy=0.3553 | Class I | IK08 | IP50 | IP20 | 45 | 1100 | -25 | 1 | 202 | RAL9016 | 50-60Hz | Passive | LED | dimmable | High Bay Rectangular | Tungsram Auriso | Indoor industrial |  | 23.3 | 25000 | No sensor |  | risk group 1 |  | Bracket kit. Tilted bracket kit. Busbar bracket kit. Cable hook pair
TBD | AUR-1S30-840-U4-DL-ST | image | datasheet | deeplink | TUNGSRAM - Tungsram Auriso - 24400lm - 202W - 4000K - 80CRI - TBD[SKU] - Bracket. Y-cable | 1.88 | Bracket. Y-cable | LED | 1 | 202 | [8 empty] | CE | [6 empty] | 20 | 4000 | 382x250x75 |  | 220-240V |  | 5 | A++ | 45° | 3 | 80 |  | 4000 |  | 56000 | >=0.95 | 134000 |  |  | 120.7921 |  |  | 9 | U4 | 25 | max. 10% at 100.000 hrs |  | Available | 840/339 | Cx=0.3818;Cy=0.3797 | Class I | IK08 | IP50 | IP20 | 45 | 1100 | -25 | 1 | 202 | RAL9016 | 50-60Hz | Passive | LED | dimmable | High Bay Rectangular | Tungsram Auriso | Indoor industrial |  | 23.3 | 24400 | No sensor |  | risk group 1 |  | Bracket kit. Tilted bracket kit. Busbar bracket kit. Cable hook pair
TBD | AUR-1S30-830-U4-DL-ST | image | datasheet | deeplink | TUNGSRAM - Tungsram Auriso - 23000lm - 202W - 3000K - 80CRI - TBD[SKU] - Bracket. Y-cable | 1.88 | Bracket. Y-cable | LED | 1 | 202 | [8 empty] | CE | [6 empty] | 20 | 3000 | 382x250x75 |  | 220-240V |  | 5 | A++ | 45° | 3 | 80 |  | 3000 |  | 56000 | >=0.95 | 134000 |  |  | 113.8614 |  |  | 9 | U4 | 25 | max. 10% at 100.000 hrs |  | Available | 830/339 | Cx=0.4338;Cy=0.4030 | Class I | IK08 | IP50 | IP20 | 45 | 1100 | -25 | 1 | 202 | RAL9016 | 50-60Hz | Passive | LED | dimmable | High Bay Rectangular | Tungsram Auriso | Indoor industrial |  | 23.2 | 23000 | No sensor |  | risk group 1 |  | Bracket kit. Tilted bracket kit. Busbar bracket kit. Cable hook pair
TBD | AUR-1S30-750-U4-DL-ST | image | datasheet | deeplink | TUNGSRAM - Tungsram Auriso - 25700lm - 202W - 5000K - 70CRI - TBD[SKU] - Bracket. Y-cable | 1.88 | Bracket. Y-cable | LED | 1 | 202 | [8 empty] | CE | [6 empty] | 20 | 5000 | 382x250x75 |  | 220-240V |  | 5 | A++ | 45° | 3 | 70 |  | 5000 |  | 56000 | >=0.95 | 134000 |  |  | 127.2277 |  |  | 9 | U4 | 25 | max. 10% at 100.000 hrs |  | Available | 750/339 | Cx=0.3447;Cy=0.3553 | Class I | IK08 | IP50 | IP20 | 45 | 1100 | -25 | 1 | 202 | RAL9016 | 50-60Hz | Passive | LED | dimmable | High Bay Rectangular | Tungsram Auriso | Indoor industrial |  | 23.6 | 25700 | No sensor |  | risk group 1 |  | Bracket kit. Tilted bracket kit. Busbar bracket kit. Cable hook pair
TBD | AUR-1S30-740-U4-DL-ST | image | datasheet | deeplink | TUNGSRAM - Tungsram Auriso - 25700lm - 202W - 4000K - 70CRI - TBD[SKU] - Bracket. Y-cable | 1.88 | Bracket. Y-cable | LED | 1 | 202 | [8 empty] | CE | [6 empty] | 20 | 4000 | 382x250x75 |  | 220-240V |  | 5 | A++ | 45° | 3 | 70 |  | 4000 |  | 56000 | >=0.95 | 134000 |  |  | 127.2277 |  |  | 9 | U4 | 25 | max. 10% at 100.000 hrs |  | Available | 740/339 | Cx=0.4338;Cy=0.4030 | Class I | IK08 | IP50 | IP20 | 45 | 1100 | -25 | 1 | 202 | RAL9016 | 50-60Hz | Passive | LED | dimmable | High Bay Rectangular | Tungsram Auriso | Indoor industrial |  | 23.6 | 25700 | No sensor |  | risk group 1 |  | Bracket kit. Tilted bracket kit. Busbar bracket kit. Cable hook pair
TBD | AUR-1S30-730-U4-DL-ST | image | datasheet | deeplink | TUNGSRAM - Tungsram Auriso - 24900lm - 202W - 3000K - 70CRI - TBD[SKU] - Bracket. Y-cable | 1.88 | Bracket. Y-cable | LED | 1 | 202 | [8 empty] | CE | [6 empty] | 20 | 3000 | 382x250x75 |  | 220-240V |  | 5 | A++ | 45° | 3 | 70 |  | 3000 |  | 56000 | >=0.95 | 134000 |  |  | 123.2673 |  |  | 9 | U4 | 25 | max. 10% at 100.000 hrs |  | Available | 730/339 | Cx=0.4338;Cy=0.4030 | Class I | IK08 | IP50 | IP20 | 45 | 1100 | -25 | 1 | 202 | RAL9016 | 50-60Hz | Passive | LED | dimmable | High Bay Rectangular | Tungsram Auriso | Indoor industrial |  | 23.5 | 24900 | No sensor |  | risk group 1 |  | Bracket kit. Tilted bracket kit. Busbar bracket kit. Cable hook pair
TBD | AUR-1S30-850-L9-DL-ST | image | datasheet | deeplink | TUNGSRAM - Tungsram Auriso - 30400lm - 202W - 5000K - 80CRI - TBD[SKU] - Bracket. Y-cable | 1.88 | Bracket. Y-cable | LED | 1 | 202 | [8 empty] | CE | [6 empty] | 20 | 5000 | 382x250x75 |  | 220-240V |  | 5 | A++ | 90° | 3 | 80 |  | 5000 |  | 56000 | >=0.95 | 134000 |  |  | 150.495 |  |  | 9 | L9 | 25 | max. 10% at 100.000 hrs |  | Available | 850/339 | Cx=0.3447;Cy=0.3553 | Class I | IK08 | IP50 | IP20 | 45 | 1100 | -25 | 1 | 202 | RAL9016 | 50-60Hz | Passive | LED | dimmable | High Bay Rectangular | Tungsram Auriso | Indoor industrial |  | 25.9 | 30400 | No sensor |  | risk group 1 |  | Bracket kit. Tilted bracket kit. Busbar bracket kit. Cable hook pair
TBD | AUR-1S30-840-L9-DL-ST | image | datasheet | deeplink | TUNGSRAM - Tungsram Auriso - 29600lm - 202W - 4000K - 80CRI - TBD[SKU] - Bracket. Y-cable | 1.88 | Bracket. Y-cable | LED | 1 | 202 | [8 empty] | CE | [6 empty] | 20 | 4000 | 382x250x75 |  | 220-240V |  | 5 | A++ | 90° | 3 | 80 |  | 4000 |  | 56000 | >=0.95 | 134000 |  |  | 146.5347 |  |  | 9 | L9 | 25 | max. 10% at 100.000 hrs |  | Available | 840/339 | Cx=0.3818;Cy=0.3797 | Class I | IK08 | IP50 | IP20 | 45 | 1100 | -25 | 1 | 202 | RAL9016 | 50-60Hz | Passive | LED | dimmable | High Bay Rectangular | Tungsram Auriso | Indoor industrial |  | 25.9 | 29600 | No sensor |  | risk group 1 |  | Bracket kit. Tilted bracket kit. Busbar bracket kit. Cable hook pair
TBD | AUR-1S30-830-L9-DL-ST | image | datasheet | deeplink | TUNGSRAM - Tungsram Auriso - 27900lm - 202W - 3000K - 80CRI - TBD[SKU] - Bracket. Y-cable | 1.88 | Bracket. Y-cable | LED | 1 | 202 | [8 empty] | CE | [6 empty] | 20 | 3000 | 382x250x75 |  | 220-240V |  | 5 | A++ | 90° | 3 | 80 |  | 3000 |  | 56000 | >=0.95 | 134000 |  |  | 138.1188 |  |  | 9 | L9 | 25 | max. 10% at 100.000 hrs |  | Available | 830/339 | Cx=0.4338;Cy=0.4030 | Class I | IK08 | IP50 | IP20 | 45 | 1100 | -25 | 1 | 202 | RAL9016 | 50-60Hz | Passive | LED | dimmable | High Bay Rectangular | Tungsram Auriso | Indoor industrial |  | 25.7 | 27900 | No sensor |  | risk group 1 |  | Bracket kit. Tilted bracket kit. Busbar bracket kit. Cable hook pair
TBD | AUR-1S30-750-L9-DL-ST | image | datasheet | deeplink | TUNGSRAM - Tungsram Auriso - 31200lm - 202W - 5000K - 70CRI - TBD[SKU] - Bracket. Y-cable | 1.88 | Bracket. Y-cable | LED | 1 | 202 | [8 empty] | CE | [6 empty] | 20 | 5000 | 382x250x75 |  | 220-240V |  | 5 | A++ | 90° | 3 | 70 |  | 5000 |  | 56000 | >=0.95 | 134000 |  |  | 154.4554 |  |  | 9 | L9 | 25 | max. 10% at 100.000 hrs |  | Available | 750/339 | Cx=0.3447;Cy=0.3553 | Class I | IK08 | IP50 | IP20 | 45 | 1100 | -25 | 1 | 202 | RAL9016 | 50-60Hz | Passive | LED | dimmable | High Bay Rectangular | Tungsram Auriso | Indoor industrial |  | 26.1 | 31200 | No sensor |  | risk group 1 |  | Bracket kit. Tilted bracket kit. Busbar bracket kit. Cable hook pair
TBD | AUR-1S30-740-L9-DL-ST | image | datasheet | deeplink | TUNGSRAM - Tungsram Auriso - 31100lm - 202W - 4000K - 70CRI - TBD[SKU] - Bracket. Y-cable | 1.88 | Bracket. Y-cable | LED | 1 | 202 | [8 empty] | CE | [6 empty] | 20 | 4000 | 382x250x75 |  | 220-240V |  | 5 | A++ | 90° | 3 | 70 |  | 4000 |  | 56000 | >=0.95 | 134000 |  |  | 153.9604 |  |  | 9 | L9 | 25 | max. 10% at 100.000 hrs |  | Available | 740/339 | Cx=0.4338;Cy=0.4030 | Class I | IK08 | IP50 | IP20 | 45 | 1100 | -25 | 1 | 202 | RAL9016 | 50-60Hz | Passive | LED | dimmable | High Bay Rectangular | Tungsram Auriso | Indoor industrial |  | 26.1 | 31100 | No sensor |  | risk group 1 |  | Bracket kit. Tilted bracket kit. Busbar bracket kit. Cable hook pair
TBD | AUR-1S30-730-L9-DL-ST | image | datasheet | deeplink | TUNGSRAM - Tungsram Auriso - 30300lm - 202W - 3000K - 70CRI - TBD[SKU] - Bracket. Y-cable | 1.88 | Bracket. Y-cable | LED | 1 | 202 | [8 empty] | CE | [6 empty] | 20 | 3000 | 382x250x75 |  | 220-240V |  | 5 | A++ | 90° | 3 | 70 |  | 3000 |  | 56000 | >=0.95 | 134000 |  |  | 150 |  |  | 9 | L9 | 25 | max. 10% at 100.000 hrs |  | Available | 730/339 | Cx=0.4338;Cy=0.4030 | Class I | IK08 | IP50 | IP20 | 45 | 1100 | -25 | 1 | 202 | RAL9016 | 50-60Hz | Passive | LED | dimmable | High Bay Rectangular | Tungsram Auriso | Indoor industrial |  | 26 | 30300 | No sensor |  | risk group 1 |  | Bracket kit. Tilted bracket kit. Busbar bracket kit. Cable hook pair
TBD | AUR-1S30-850-L6-DL-ST | image | datasheet | deeplink | TUNGSRAM - Tungsram Auriso - 29200lm - 202W - 5000K - 80CRI - TBD[SKU] - Bracket. Y-cable | 1.88 | Bracket. Y-cable | LED | 1 | 202 | [8 empty] | CE | [6 empty] | 20 | 5000 | 382x250x75 |  | 220-240V |  | 5 | A++ | 70° | 3 | 80 |  | 5000 |  | 56000 | >=0.95 | 134000 |  |  | 144.5545 |  |  | 9 | L6 | 25 | max. 10% at 100.000 hrs |  | Available | 850/339 | Cx=0.3447;Cy=0.3553 | Class I | IK08 | IP50 | IP20 | 45 | 1100 | -25 | 1 | 202 | RAL9016 | 50-60Hz | Passive | LED | dimmable | High Bay Rectangular | Tungsram Auriso | Indoor industrial |  | 24.2 | 29200 | No sensor |  | risk group 1 |  | Bracket kit. Tilted bracket kit. Busbar bracket kit. Cable hook pair
TBD | AUR-1S30-840-L6-DL-ST | image | datasheet | deeplink | TUNGSRAM - Tungsram Auriso - 28400lm - 202W - 4000K - 80CRI - TBD[SKU] - Bracket. Y-cable | 1.88 | Bracket. Y-cable | LED | 1 | 202 | [8 empty] | CE | [6 empty] | 20 | 4000 | 382x250x75 |  | 220-240V |  | 5 | A++ | 70° | 3 | 80 |  | 4000 |  | 56000 | >=0.95 | 134000 |  |  | 140.5941 |  |  | 9 | L6 | 25 | max. 10% at 100.000 hrs |  | Available | 840/339 | Cx=0.3818;Cy=0.3797 | Class I | IK08 | IP50 | IP20 | 45 | 1100 | -25 | 1 | 202 | RAL9016 | 50-60Hz | Passive | LED | dimmable | High Bay Rectangular | Tungsram Auriso | Indoor industrial |  | 24.2 | 28400 | No sensor |  | risk group 1 |  | Bracket kit. Tilted bracket kit. Busbar bracket kit. Cable hook pair
TBD | AUR-1S30-830-L6-DL-ST | image | datasheet | deeplink | TUNGSRAM - Tungsram Auriso - 26800lm - 202W - 3000K - 80CRI - TBD[SKU] - Bracket. Y-cable | 1.88 | Bracket. Y-cable | LED | 1 | 202 | [8 empty] | CE | [6 empty] | 20 | 3000 | 382x250x75 |  | 220-240V |  | 5 | A++ | 70° | 3 | 80 |  | 3000 |  | 56000 | >=0.95 | 134000 |  |  | 132.6733 |  |  | 9 | L6 | 25 | max. 10% at 100.000 hrs |  | Available | 830/339 | Cx=0.4338;Cy=0.4030 | Class I | IK08 | IP50 | IP20 | 45 | 1100 | -25 | 1 | 202 | RAL9016 | 50-60Hz | Passive | LED | dimmable | High Bay Rectangular | Tungsram Auriso | Indoor industrial |  | 24.1 | 26800 | No sensor |  | risk group 1 |  | Bracket kit. Tilted bracket kit. Busbar bracket kit. Cable hook pair
TBD | AUR-1S30-750-L6-DL-ST | image | datasheet | deeplink | TUNGSRAM - Tungsram Auriso - 30000lm - 202W - 5000K - 70CRI - TBD[SKU] - Bracket. Y-cable | 1.88 | Bracket. Y-cable | LED | 1 | 202 | [8 empty] | CE | [6 empty] | 20 | 5000 | 382x250x75 |  | 220-240V |  | 5 | A++ | 70° | 3 | 70 |  | 5000 |  | 56000 | >=0.95 | 134000 |  |  | 148.5149 |  |  | 9 | L6 | 25 | max. 10% at 100.000 hrs |  | Available | 750/339 | Cx=0.3447;Cy=0.3553 | Class I | IK08 | IP50 | IP20 | 45 | 1100 | -25 | 1 | 202 | RAL9016 | 50-60Hz | Passive | LED | dimmable | High Bay Rectangular | Tungsram Auriso | Indoor industrial |  | 24.5 | 30000 | No sensor |  | risk group 1 |  | Bracket kit. Tilted bracket kit. Busbar bracket kit. Cable hook pair
TBD | AUR-1S30-740-L6-DL-ST | image | datasheet | deeplink | TUNGSRAM - Tungsram Auriso - 29900lm - 202W - 4000K - 70CRI - TBD[SKU] - Bracket. Y-cable | 1.88 | Bracket. Y-cable | LED | 1 | 202 | [8 empty] | CE | [6 empty] | 20 | 4000 | 382x250x75 |  | 220-240V |  | 5 | A++ | 70° | 3 | 70 |  | 4000 |  | 56000 | >=0.95 | 134000 |  |  | 148.0198 |  |  | 9 | L6 | 25 | max. 10% at 100.000 hrs |  | Available | 740/339 | Cx=0.4338;Cy=0.4030 | Class I | IK08 | IP50 | IP20 | 45 | 1100 | -25 | 1 | 202 | RAL9016 | 50-60Hz | Passive | LED | dimmable | High Bay Rectangular | Tungsram Auriso | Indoor industrial |  | 24.5 | 29900 | No sensor |  | risk group 1 |  | Bracket kit. Tilted bracket kit. Busbar bracket kit. Cable hook pair
TBD | AUR-1S30-730-L6-DL-ST | image | datasheet | deeplink | TUNGSRAM - Tungsram Auriso - 29100lm - 202W - 3000K - 70CRI - TBD[SKU] - Bracket. Y-cable | 1.88 | Bracket. Y-cable | LED | 1 | 202 | [8 empty] | CE | [6 empty] | 20 | 3000 | 382x250x75 |  | 220-240V |  | 5 | A++ | 70° | 3 | 70 |  | 3000 |  | 56000 | >=0.95 | 134000 |  |  | 144.0594 |  |  | 9 | L6 | 25 | max. 10% at 100.000 hrs |  | Available | 730/339 | Cx=0.4338;Cy=0.4030 | Class I | IK08 | IP50 | IP20 | 45 | 1100 | -25 | 1 | 202 | RAL9016 | 50-60Hz | Passive | LED | dimmable | High Bay Rectangular | Tungsram Auriso | Indoor industrial |  | 24.4 | 29100 | No sensor |  | risk group 1 |  | Bracket kit. Tilted bracket kit. Busbar bracket kit. Cable hook pair
TBD | AUR-1S30-850-L3-DL-ST | image | datasheet | deeplink | TUNGSRAM - Tungsram Auriso - 31000lm - 202W - 5000K - 80CRI - TBD[SKU] - Bracket. Y-cable | 1.88 | Bracket. Y-cable | LED | 1 | 202 | [8 empty] | CE | [6 empty] | 20 | 5000 | 382x250x75 |  | 220-240V |  | 5 | A++ | 35° | 3 | 80 |  | 5000 |  | 56000 | >=0.95 | 134000 |  |  | 153.4653 |  |  | 9 | L3 | 25 | max. 10% at 100.000 hrs |  | Available | 850/339 | Cx=0.3447;Cy=0.3553 | Class I | IK08 | IP50 | IP20 | 45 | 1100 | -25 | 1 | 202 | RAL9016 | 50-60Hz | Passive | LED | dimmable | High Bay Rectangular | Tungsram Auriso | Indoor industrial |  | 19.7 | 31000 | No sensor |  | risk group 1 |  | Bracket kit. Tilted bracket kit. Busbar bracket kit. Cable hook pair
TBD | AUR-1S30-840-L3-DL-ST | image | datasheet | deeplink | TUNGSRAM - Tungsram Auriso - 30200lm - 202W - 4000K - 80CRI - TBD[SKU] - Bracket. Y-cable | 1.88 | Bracket. Y-cable | LED | 1 | 202 | [8 empty] | CE | [6 empty] | 20 | 4000 | 382x250x75 |  | 220-240V |  | 5 | A++ | 35° | 3 | 80 |  | 4000 |  | 56000 | >=0.95 | 134000 |  |  | 149.505 |  |  | 9 | L3 | 25 | max. 10% at 100.000 hrs |  | Available | 840/339 | Cx=0.3818;Cy=0.3797 | Class I | IK08 | IP50 | IP20 | 45 | 1100 | -25 | 1 | 202 | RAL9016 | 50-60Hz | Passive | LED | dimmable | High Bay Rectangular | Tungsram Auriso | Indoor industrial |  | 19.7 | 30200 | No sensor |  | risk group 1 |  | Bracket kit. Tilted bracket kit. Busbar bracket kit. Cable hook pair
TBD | AUR-1S30-830-L3-DL-ST | image | datasheet | deeplink | TUNGSRAM - Tungsram Auriso - 28400lm - 202W - 3000K - 80CRI - TBD[SKU] - Bracket. Y-cable | 1.88 | Bracket. Y-cable | LED | 1 | 202 | [8 empty] | CE | [6 empty] | 20 | 3000 | 382x250x75 |  | 220-240V |  | 5 | A++ | 35° | 3 | 80 |  | 3000 |  | 56000 | >=0.95 | 134000 |  |  | 140.5941 |  |  | 9 | L3 | 25 | max. 10% at 100.000 hrs |  | Available | 830/339 | Cx=0.4338;Cy=0.4030 | Class I | IK08 | IP50 | IP20 | 45 | 1100 | -25 | 1 | 202 | RAL9016 | 50-60Hz | Passive | LED | dimmable | High Bay Rectangular | Tungsram Auriso | Indoor industrial |  | 19.6 | 28400 | No sensor |  | risk group 1 |  | Bracket kit. Tilted bracket kit. Busbar bracket kit. Cable hook pair
TBD | AUR-1S30-750-L3-DL-ST | image | datasheet | deeplink | TUNGSRAM - Tungsram Auriso - 31900lm - 202W - 5000K - 70CRI - TBD[SKU] - Bracket. Y-cable | 1.88 | Bracket. Y-cable | LED | 1 | 202 | [8 empty] | CE | [6 empty] | 20 | 5000 | 382x250x75 |  | 220-240V |  | 5 | A++ | 35° | 3 | 70 |  | 5000 |  | 56000 | >=0.95 | 134000 |  |  | 157.9208 |  |  | 9 | L3 | 25 | max. 10% at 100.000 hrs |  | Available | 750/339 | Cx=0.3447;Cy=0.3553 | Class I | IK08 | IP50 | IP20 | 45 | 1100 | -25 | 1 | 202 | RAL9016 | 50-60Hz | Passive | LED | dimmable | High Bay Rectangular | Tungsram Auriso | Indoor industrial |  | 20 | 31900 | No sensor |  | risk group 1 |  | Bracket kit. Tilted bracket kit. Busbar bracket kit. Cable hook pair
TBD | AUR-1S30-740-L3-DL-ST | image | datasheet | deeplink | TUNGSRAM - Tungsram Auriso - 31800lm - 202W - 4000K - 70CRI - TBD[SKU] - Bracket. Y-cable | 1.88 | Bracket. Y-cable | LED | 1 | 202 | [8 empty] | CE | [6 empty] | 20 | 4000 | 382x250x75 |  | 220-240V |  | 5 | A++ | 35° | 3 | 70 |  | 4000 |  | 56000 | >=0.95 | 134000 |  |  | 157.4257 |  |  | 9 | L3 | 25 | max. 10% at 100.000 hrs |  | Available | 740/339 | Cx=0.4338;Cy=0.4030 | Class I | IK08 | IP50 | IP20 | 45 | 1100 | -25 | 1 | 202 | RAL9016 | 50-60Hz | Passive | LED | dimmable | High Bay Rectangular | Tungsram Auriso | Indoor industrial |  | 20 | 31800 | No sensor |  | risk group 1 |  | Bracket kit. Tilted bracket kit. Busbar bracket kit. Cable hook pair
TBD | AUR-1S30-730-L3-DL-ST | image | datasheet | deeplink | TUNGSRAM - Tungsram Auriso - 30900lm - 202W - 3000K - 70CRI - TBD[SKU] - Bracket. Y-cable | 1.88 | Bracket. Y-cable | LED | 1 | 202 | [8 empty] | CE | [6 empty] | 20 | 3000 | 382x250x75 |  | 220-240V |  | 5 | A++ | 35° | 3 | 70 |  | 3000 |  | 56000 | >=0.95 | 134000 |  |  | 152.9703 |  |  | 9 | L3 | 25 | max. 10% at 100.000 hrs |  | Available | 730/339 | Cx=0.4338;Cy=0.4030 | Class I | IK08 | IP50 | IP20 | 45 | 1100 | -25 | 1 | 202 | RAL9016 | 50-60Hz | Passive | LED | dimmable | High Bay Rectangular | Tungsram Auriso | Indoor industrial |  | 19.9 | 30900 | No sensor |  | risk group 1 |  | Bracket kit. Tilted bracket kit. Busbar bracket kit. Cable hook pair
TBD | AUR-1S30-850-D1-DL-ST | image | datasheet | deeplink | TUNGSRAM - Tungsram Auriso - 26500lm - 202W - 5000K - 80CRI - TBD[SKU] - Bracket. Y-cable | 1.88 | Bracket. Y-cable | LED | 1 | 202 | [8 empty] | CE | [6 empty] | 20 | 5000 | 382x250x75 |  | 220-240V |  | 5 | A++ | 100° | 3 | 80 |  | 5000 |  | 56000 | >=0.95 | 134000 |  |  | 131.1881 |  |  | 9 | D1 | 25 | max. 10% at 100.000 hrs |  | Available | 850/339 | Cx=0.3447;Cy=0.3553 | Class I | IK08 | IP20 | IP20 | 45 | 1100 | -25 | 1 | 202 | RAL9016 | 50-60Hz | Passive | LED | dimmable | High Bay Rectangular | Tungsram Auriso | Indoor industrial |  | 28.1 | 26500 | No sensor |  | risk group 1 |  | Bracket kit. Tilted bracket kit. Busbar bracket kit. Cable hook pair
TBD | AUR-1S30-840-D1-DL-ST | image | datasheet | deeplink | TUNGSRAM - Tungsram Auriso - 25800lm - 202W - 4000K - 80CRI - TBD[SKU] - Bracket. Y-cable | 1.88 | Bracket. Y-cable | LED | 1 | 202 | [8 empty] | CE | [6 empty] | 20 | 4000 | 382x250x75 |  | 220-240V |  | 5 | A++ | 100° | 3 | 80 |  | 4000 |  | 56000 | >=0.95 | 134000 |  |  | 127.7228 |  |  | 9 | D1 | 25 | max. 10% at 100.000 hrs |  | Available | 840/339 | Cx=0.3818;Cy=0.3797 | Class I | IK08 | IP20 | IP20 | 45 | 1100 | -25 | 1 | 202 | RAL9016 | 50-60Hz | Passive | LED | dimmable | High Bay Rectangular | Tungsram Auriso | Indoor industrial |  | 28.1 | 25800 | No sensor |  | risk group 1 |  | Bracket kit. Tilted bracket kit. Busbar bracket kit. Cable hook pair
TBD | AUR-1S30-830-D1-DL-ST | image | datasheet | deeplink | TUNGSRAM - Tungsram Auriso - 24300lm - 202W - 3000K - 80CRI - TBD[SKU] - Bracket. Y-cable | 1.88 | Bracket. Y-cable | LED | 1 | 202 | [8 empty] | CE | [6 empty] | 20 | 3000 | 382x250x75 |  | 220-240V |  | 5 | A++ | 100° | 3 | 80 |  | 3000 |  | 56000 | >=0.95 | 134000 |  |  | 120.297 |  |  | 9 | D1 | 25 | max. 10% at 100.000 hrs |  | Available | 830/339 | Cx=0.4338;Cy=0.4030 | Class I | IK08 | IP20 | IP20 | 45 | 1100 | -25 | 1 | 202 | RAL9016 | 50-60Hz | Passive | LED | dimmable | High Bay Rectangular | Tungsram Auriso | Indoor industrial |  | 28 | 24300 | No sensor |  | risk group 1 |  | Bracket kit. Tilted bracket kit. Busbar bracket kit. Cable hook pair
TBD | AUR-1S30-750-D1-DL-ST | image | datasheet | deeplink | TUNGSRAM - Tungsram Auriso - 27200lm - 202W - 5000K - 70CRI - TBD[SKU] - Bracket. Y-cable | 1.88 | Bracket. Y-cable | LED | 1 | 202 | [8 empty] | CE | [6 empty] | 20 | 5000 | 382x250x75 |  | 220-240V |  | 5 | A++ | 100° | 3 | 70 |  | 5000 |  | 56000 | >=0.95 | 134000 |  |  | 134.6535 |  |  | 9 | D1 | 25 | max. 10% at 100.000 hrs |  | Available | 750/339 | Cx=0.3447;Cy=0.3553 | Class I | IK08 | IP20 | IP20 | 45 | 1100 | -25 | 1 | 202 | RAL9016 | 50-60Hz | Passive | LED | dimmable | High Bay Rectangular | Tungsram Auriso | Indoor industrial |  | 28.4 | 27200 | No sensor |  | risk group 1 |  | Bracket kit. Tilted bracket kit. Busbar bracket kit. Cable hook pair
TBD | AUR-1S30-740-D1-DL-ST | image | datasheet | deeplink | TUNGSRAM - Tungsram Auriso - 27200lm - 202W - 4000K - 70CRI - TBD[SKU] - Bracket. Y-cable | 1.88 | Bracket. Y-cable | LED | 1 | 202 | [8 empty] | CE | [6 empty] | 20 | 4000 | 382x250x75 |  | 220-240V |  | 5 | A++ | 100° | 3 | 70 |  | 4000 |  | 56000 | >=0.95 | 134000 |  |  | 134.6535 |  |  | 9 | D1 | 25 | max. 10% at 100.000 hrs |  | Available | 740/339 | Cx=0.4338;Cy=0.4030 | Class I | IK08 | IP20 | IP20 | 45 | 1100 | -25 | 1 | 202 | RAL9016 | 50-60Hz | Passive | LED | dimmable | High Bay Rectangular | Tungsram Auriso | Indoor industrial |  | 28.4 | 27200 | No sensor |  | risk group 1 |  | Bracket kit. Tilted bracket kit. Busbar bracket kit. Cable hook pair
TBD | AUR-1S30-730-D1-DL-ST | image | datasheet | deeplink | TUNGSRAM - Tungsram Auriso - 26400lm - 202W - 3000K - 70CRI - TBD[SKU] - Bracket. Y-cable | 1.88 | Bracket. Y-cable | LED | 1 | 202 | [8 empty] | CE | [6 empty] | 20 | 3000 | 382x250x75 |  | 220-240V |  | 5 | A++ | 100° | 3 | 70 |  | 3000 |  | 56000 | >=0.95 | 134000 |  |  | 130.6931 |  |  | 9 | D1 | 25 | max. 10% at 100.000 hrs |  | Available | 730/339 | Cx=0.4338;Cy=0.4030 | Class I | IK08 | IP20 | IP20 | 45 | 1100 | -25 | 1 | 202 | RAL9016 | 50-60Hz | Passive | LED | dimmable | High Bay Rectangular | Tungsram Auriso | Indoor industrial |  | 28.2 | 26400 | No sensor |  | risk group 1 |  | Bracket kit. Tilted bracket kit. Busbar bracket kit. Cable hook pair
TBD | AUR-1S30-850-C1-DL-ST | image | datasheet | deeplink | TUNGSRAM - Tungsram Auriso - 29400lm - 202W - 5000K - 80CRI - TBD[SKU] - Bracket. Y-cable | 1.88 | Bracket. Y-cable | LED | 1 | 202 | [8 empty] | CE | [6 empty] | 20 | 5000 | 382x250x75 |  | 220-240V |  | 5 | A++ | 110° | 3 | 80 |  | 5000 |  | 56000 | >=0.95 | 134000 |  |  | 145.5446 |  |  | 9 | C1 | 25 | max. 10% at 100.000 hrs |  | Available | 850/339 | Cx=0.3447;Cy=0.3553 | Class I | IK08 | IP20 | IP20 | 45 | 1100 | -25 | 1 | 202 | RAL9016 | 50-60Hz | Passive | LED | dimmable | High Bay Rectangular | Tungsram Auriso | Indoor industrial |  | 28 | 29400 | No sensor |  | risk group 1 |  | Bracket kit. Tilted bracket kit. Busbar bracket kit. Cable hook pair
TBD | AUR-1S30-840-C1-DL-ST | image | datasheet | deeplink | TUNGSRAM - Tungsram Auriso - 28700lm - 202W - 4000K - 80CRI - TBD[SKU] - Bracket. Y-cable | 1.88 | Bracket. Y-cable | LED | 1 | 202 | [8 empty] | CE | [6 empty] | 20 | 4000 | 382x250x75 |  | 220-240V |  | 5 | A++ | 110° | 3 | 80 |  | 4000 |  | 56000 | >=0.95 | 134000 |  |  | 142.0792 |  |  | 9 | C1 | 25 | max. 10% at 100.000 hrs |  | Available | 840/339 | Cx=0.3818;Cy=0.3797 | Class I | IK08 | IP20 | IP20 | 45 | 1100 | -25 | 1 | 202 | RAL9016 | 50-60Hz | Passive | LED | dimmable | High Bay Rectangular | Tungsram Auriso | Indoor industrial |  | 28 | 28700 | No sensor |  | risk group 1 |  | Bracket kit. Tilted bracket kit. Busbar bracket kit. Cable hook pair
TBD | AUR-1S30-830-C1-DL-ST | image | datasheet | deeplink | TUNGSRAM - Tungsram Auriso - 27000lm - 202W - 3000K - 80CRI - TBD[SKU] - Bracket. Y-cable | 1.88 | Bracket. Y-cable | LED | 1 | 202 | [8 empty] | CE | [6 empty] | 20 | 3000 | 382x250x75 |  | 220-240V |  | 5 | A++ | 110° | 3 | 80 |  | 3000 |  | 56000 | >=0.95 | 134000 |  |  | 133.6634 |  |  | 9 | C1 | 25 | max. 10% at 100.000 hrs |  | Available | 830/339 | Cx=0.4338;Cy=0.4030 | Class I | IK08 | IP20 | IP20 | 45 | 1100 | -25 | 1 | 202 | RAL9016 | 50-60Hz | Passive | LED | dimmable | High Bay Rectangular | Tungsram Auriso | Indoor industrial |  | 27.8 | 27000 | No sensor |  | risk group 1 |  | Bracket kit. Tilted bracket kit. Busbar bracket kit. Cable hook pair
TBD | AUR-1S30-750-C1-DL-ST | image | datasheet | deeplink | TUNGSRAM - Tungsram Auriso - 30300lm - 202W - 5000K - 70CRI - TBD[SKU] - Bracket. Y-cable | 1.88 | Bracket. Y-cable | LED | 1 | 202 | [8 empty] | CE | [6 empty] | 20 | 5000 | 382x250x75 |  | 220-240V |  | 5 | A++ | 110° | 3 | 70 |  | 5000 |  | 56000 | >=0.95 | 134000 |  |  | 150 |  |  | 9 | C1 | 25 | max. 10% at 100.000 hrs |  | Available | 750/339 | Cx=0.3447;Cy=0.3553 | Class I | IK08 | IP20 | IP20 | 45 | 1100 | -25 | 1 | 202 | RAL9016 | 50-60Hz | Passive | LED | dimmable | High Bay Rectangular | Tungsram Auriso | Indoor industrial |  | 28.2 | 30300 | No sensor |  | risk group 1 |  | Bracket kit. Tilted bracket kit. Busbar bracket kit. Cable hook pair
TBD | AUR-1S30-740-C1-DL-ST | image | datasheet | deeplink | TUNGSRAM - Tungsram Auriso - 30200lm - 202W - 4000K - 70CRI - TBD[SKU] - Bracket. Y-cable | 1.88 | Bracket. Y-cable | LED | 1 | 202 | [8 empty] | CE | [6 empty] | 20 | 4000 | 382x250x75 |  | 220-240V |  | 5 | A++ | 110° | 3 | 70 |  | 4000 |  | 56000 | >=0.95 | 134000 |  |  | 149.505 |  |  | 9 | C1 | 25 | max. 10% at 100.000 hrs |  | Available | 740/339 | Cx=0.4338;Cy=0.4030 | Class I | IK08 | IP20 | IP20 | 45 | 1100 | -25 | 1 | 202 | RAL9016 | 50-60Hz | Passive | LED | dimmable | High Bay Rectangular | Tungsram Auriso | Indoor industrial |  | 28.2 | 30200 | No sensor |  | risk group 1 |  | Bracket kit. Tilted bracket kit. Busbar bracket kit. Cable hook pair
TBD | AUR-1S30-730-C1-DL-ST | image | datasheet | deeplink | TUNGSRAM - Tungsram Auriso - 29300lm - 202W - 3000K - 70CRI - TBD[SKU] - Bracket. Y-cable | 1.88 | Bracket. Y-cable | LED | 1 | 202 | [8 empty] | CE | [6 empty] | 20 | 3000 | 382x250x75 |  | 220-240V |  | 5 | A++ | 110° | 3 | 70 |  | 3000 |  | 56000 | >=0.95 | 134000 |  |  | 145.0495 |  |  | 9 | C1 | 25 | max. 10% at 100.000 hrs |  | Available | 730/339 | Cx=0.4338;Cy=0.4030 | Class I | IK08 | IP20 | IP20 | 45 | 1100 | -25 | 1 | 202 | RAL9016 | 50-60Hz | Passive | LED | dimmable | High Bay Rectangular | Tungsram Auriso | Indoor industrial |  | 28.1 | 29300 | No sensor |  | risk group 1 |  | Bracket kit. Tilted bracket kit. Busbar bracket kit. Cable hook pair
TBD | AUR-1S25-850-U8-DL-ST | image | datasheet | deeplink | TUNGSRAM - Tungsram Auriso - 21800lm - 162W - 5000K - 80CRI - TBD[SKU] - Bracket. Y-cable | 1.88 | Bracket. Y-cable | LED | 1 | 162 | [8 empty] | CE | [6 empty] | 20 | 5000 | 382x250x75 |  | 220-240V |  | 5 | A++ | 80° | 3 | 80 |  | 5000 |  | 74000 | >=0.95 | 182000 |  |  | 134.5679 |  |  | 9 | U8 | 25 | max. 10% at 100.000 hrs |  | Available | 850/339 | Cx=0.3447;Cy=0.3553 | Class I | IK08 | IP20 | IP20 | 50 | 880 | -25 | 1 | 162 | RAL9016 | 50-60Hz | Passive | LED | dimmable | High Bay Rectangular | Tungsram Auriso | Indoor industrial |  | 24.7 | 21800 | No sensor |  | risk group 1 |  | Bracket kit. Tilted bracket kit. Busbar bracket kit. Cable hook pair
TBD | AUR-1S25-840-U8-DL-ST | image | datasheet | deeplink | TUNGSRAM - Tungsram Auriso - 21200lm - 162W - 4000K - 80CRI - TBD[SKU] - Bracket. Y-cable | 1.88 | Bracket. Y-cable | LED | 1 | 162 | [8 empty] | CE | [6 empty] | 20 | 4000 | 382x250x75 |  | 220-240V |  | 5 | A++ | 80° | 3 | 80 |  | 4000 |  | 74000 | >=0.95 | 182000 |  |  | 130.8642 |  |  | 9 | U8 | 25 | max. 10% at 100.000 hrs |  | Available | 840/339 | Cx=0.3818;Cy=0.3797 | Class I | IK08 | IP20 | IP20 | 50 | 880 | -25 | 1 | 162 | RAL9016 | 50-60Hz | Passive | LED | dimmable | High Bay Rectangular | Tungsram Auriso | Indoor industrial |  | 24.7 | 21200 | No sensor |  | risk group 1 |  | Bracket kit. Tilted bracket kit. Busbar bracket kit. Cable hook pair
TBD | AUR-1S25-830-U8-DL-ST | image | datasheet | deeplink | TUNGSRAM - Tungsram Auriso - 20000lm - 162W - 3000K - 80CRI - TBD[SKU] - Bracket. Y-cable | 1.88 | Bracket. Y-cable | LED | 1 | 162 | [8 empty] | CE | [6 empty] | 20 | 3000 | 382x250x75 |  | 220-240V |  | 5 | A++ | 80° | 3 | 80 |  | 3000 |  | 74000 | >=0.95 | 182000 |  |  | 123.4568 |  |  | 9 | U8 | 25 | max. 10% at 100.000 hrs |  | Available | 830/339 | Cx=0.4338;Cy=0.4030 | Class I | IK08 | IP20 | IP20 | 50 | 880 | -25 | 1 | 162 | RAL9016 | 50-60Hz | Passive | LED | dimmable | High Bay Rectangular | Tungsram Auriso | Indoor industrial |  | 24.6 | 20000 | No sensor |  | risk group 1 |  | Bracket kit. Tilted bracket kit. Busbar bracket kit. Cable hook pair
TBD | AUR-1S25-750-U8-DL-ST | image | datasheet | deeplink | TUNGSRAM - Tungsram Auriso - 22400lm - 162W - 5000K - 70CRI - TBD[SKU] - Bracket. Y-cable | 1.88 | Bracket. Y-cable | LED | 1 | 162 | [8 empty] | CE | [6 empty] | 20 | 5000 | 382x250x75 |  | 220-240V |  | 5 | A++ | 80° | 3 | 70 |  | 5000 |  | 74000 | >=0.95 | 182000 |  |  | 138.2716 |  |  | 9 | U8 | 25 | max. 10% at 100.000 hrs |  | Available | 750/339 | Cx=0.3447;Cy=0.3553 | Class I | IK08 | IP20 | IP20 | 50 | 880 | -25 | 1 | 162 | RAL9016 | 50-60Hz | Passive | LED | dimmable | High Bay Rectangular | Tungsram Auriso | Indoor industrial |  | 25 | 22400 | No sensor |  | risk group 1 |  | Bracket kit. Tilted bracket kit. Busbar bracket kit. Cable hook pair
TBD | AUR-1S25-740-U8-DL-ST | image | datasheet | deeplink | TUNGSRAM - Tungsram Auriso - 22300lm - 162W - 4000K - 70CRI - TBD[SKU] - Bracket. Y-cable | 1.88 | Bracket. Y-cable | LED | 1 | 162 | [8 empty] | CE | [6 empty] | 20 | 4000 | 382x250x75 |  | 220-240V |  | 5 | A++ | 80° | 3 | 70 |  | 4000 |  | 74000 | >=0.95 | 182000 |  |  | 137.6543 |  |  | 9 | U8 | 25 | max. 10% at 100.000 hrs |  | Available | 740/339 | Cx=0.4338;Cy=0.4030 | Class I | IK08 | IP20 | IP20 | 50 | 880 | -25 | 1 | 162 | RAL9016 | 50-60Hz | Passive | LED | dimmable | High Bay Rectangular | Tungsram Auriso | Indoor industrial |  | 25 | 22300 | No sensor |  | risk group 1 |  | Bracket kit. Tilted bracket kit. Busbar bracket kit. Cable hook pair
TBD | AUR-1S25-730-U8-DL-ST | image | datasheet | deeplink | TUNGSRAM - Tungsram Auriso - 21700lm - 162W - 3000K - 70CRI - TBD[SKU] - Bracket. Y-cable | 1.88 | Bracket. Y-cable | LED | 1 | 162 | [8 empty] | CE | [6 empty] | 20 | 3000 | 382x250x75 |  | 220-240V |  | 5 | A++ | 80° | 3 | 70 |  | 3000 |  | 74000 | >=0.95 | 182000 |  |  | 133.9506 |  |  | 9 | U8 | 25 | max. 10% at 100.000 hrs |  | Available | 730/339 | Cx=0.4338;Cy=0.4030 | Class I | IK08 | IP20 | IP20 | 50 | 880 | -25 | 1 | 162 | RAL9016 | 50-60Hz | Passive | LED | dimmable | High Bay Rectangular | Tungsram Auriso | Indoor industrial |  | 24.9 | 21700 | No sensor |  | risk group 1 |  | Bracket kit. Tilted bracket kit. Busbar bracket kit. Cable hook pair
TBD | AUR-1S25-850-U6-DL-ST | image | datasheet | deeplink | TUNGSRAM - Tungsram Auriso - 19900lm - 162W - 5000K - 80CRI - TBD[SKU] - Bracket. Y-cable | 1.88 | Bracket. Y-cable | LED | 1 | 162 | [8 empty] | CE | [6 empty] | 20 | 5000 | 382x250x75 |  | 220-240V |  | 5 | A++ | 65° | 3 | 80 |  | 5000 |  | 74000 | >=0.95 | 182000 |  |  | 122.8395 |  |  | 9 | U6 | 25 | max. 10% at 100.000 hrs |  | Available | 850/339 | Cx=0.3447;Cy=0.3553 | Class I | IK08 | IP50 | IP20 | 50 | 880 | -25 | 1 | 162 | RAL9016 | 50-60Hz | Passive | LED | dimmable | High Bay Rectangular | Tungsram Auriso | Indoor industrial |  | 23.4 | 19900 | No sensor |  | risk group 1 |  | Bracket kit. Tilted bracket kit. Busbar bracket kit. Cable hook pair
TBD | AUR-1S25-840-U6-DL-ST | image | datasheet | deeplink | TUNGSRAM - Tungsram Auriso - 19400lm - 162W - 4000K - 80CRI - TBD[SKU] - Bracket. Y-cable | 1.88 | Bracket. Y-cable | LED | 1 | 162 | [8 empty] | CE | [6 empty] | 20 | 4000 | 382x250x75 |  | 220-240V |  | 5 | A++ | 65° | 3 | 80 |  | 4000 |  | 74000 | >=0.95 | 182000 |  |  | 119.7531 |  |  | 9 | U6 | 25 | max. 10% at 100.000 hrs |  | Available | 840/339 | Cx=0.3818;Cy=0.3797 | Class I | IK08 | IP50 | IP20 | 50 | 880 | -25 | 1 | 162 | RAL9016 | 50-60Hz | Passive | LED | dimmable | High Bay Rectangular | Tungsram Auriso | Indoor industrial |  | 23.4 | 19400 | No sensor |  | risk group 1 |  | Bracket kit. Tilted bracket kit. Busbar bracket kit. Cable hook pair
TBD | AUR-1S25-830-U6-DL-ST | image | datasheet | deeplink | TUNGSRAM - Tungsram Auriso - 18300lm - 162W - 3000K - 80CRI - TBD[SKU] - Bracket. Y-cable | 1.88 | Bracket. Y-cable | LED | 1 | 162 | [8 empty] | CE | [6 empty] | 20 | 3000 | 382x250x75 |  | 220-240V |  | 5 | A++ | 65° | 3 | 80 |  | 3000 |  | 74000 | >=0.95 | 182000 |  |  | 112.963 |  |  | 9 | U6 | 25 | max. 10% at 100.000 hrs |  | Available | 830/339 | Cx=0.4338;Cy=0.4030 | Class I | IK08 | IP50 | IP20 | 50 | 880 | -25 | 1 | 162 | RAL9016 | 50-60Hz | Passive | LED | dimmable | High Bay Rectangular | Tungsram Auriso | Indoor industrial |  | 23.3 | 18300 | No sensor |  | risk group 1 |  | Bracket kit. Tilted bracket kit. Busbar bracket kit. Cable hook pair
TBD | AUR-1S25-750-U6-DL-ST | image | datasheet | deeplink | TUNGSRAM - Tungsram Auriso - 20500lm - 162W - 5000K - 70CRI - TBD[SKU] - Bracket. Y-cable | 1.88 | Bracket. Y-cable | LED | 1 | 162 | [8 empty] | CE | [6 empty] | 20 | 5000 | 382x250x75 |  | 220-240V |  | 5 | A++ | 65° | 3 | 70 |  | 5000 |  | 74000 | >=0.95 | 182000 |  |  | 126.5432 |  |  | 9 | U6 | 25 | max. 10% at 100.000 hrs |  | Available | 750/339 | Cx=0.3447;Cy=0.3553 | Class I | IK08 | IP50 | IP20 | 50 | 880 | -25 | 1 | 162 | RAL9016 | 50-60Hz | Passive | LED | dimmable | High Bay Rectangular | Tungsram Auriso | Indoor industrial |  | 23.7 | 20500 | No sensor |  | risk group 1 |  | Bracket kit. Tilted bracket kit. Busbar bracket kit. Cable hook pair
TBD | AUR-1S25-740-U6-DL-ST | image | datasheet | deeplink | TUNGSRAM - Tungsram Auriso - 20400lm - 162W - 4000K - 70CRI - TBD[SKU] - Bracket. Y-cable | 1.88 | Bracket. Y-cable | LED | 1 | 162 | [8 empty] | CE | [6 empty] | 20 | 4000 | 382x250x75 |  | 220-240V |  | 5 | A++ | 65° | 3 | 70 |  | 4000 |  | 74000 | >=0.95 | 182000 |  |  | 125.9259 |  |  | 9 | U6 | 25 | max. 10% at 100.000 hrs |  | Available | 740/339 | Cx=0.4338;Cy=0.4030 | Class I | IK08 | IP50 | IP20 | 50 | 880 | -25 | 1 | 162 | RAL9016 | 50-60Hz | Passive | LED | dimmable | High Bay Rectangular | Tungsram Auriso | Indoor industrial |  | 23.7 | 20400 | No sensor |  | risk group 1 |  | Bracket kit. Tilted bracket kit. Busbar bracket kit. Cable hook pair
TBD | AUR-1S25-730-U6-DL-ST | image | datasheet | deeplink | TUNGSRAM - Tungsram Auriso - 19800lm - 162W - 3000K - 70CRI - TBD[SKU] - Bracket. Y-cable | 1.88 | Bracket. Y-cable | LED | 1 | 162 | [8 empty] | CE | [6 empty] | 20 | 3000 | 382x250x75 |  | 220-240V |  | 5 | A++ | 65° | 3 | 70 |  | 3000 |  | 74000 | >=0.95 | 182000 |  |  | 122.2222 |  |  | 9 | U6 | 25 | max. 10% at 100.000 hrs |  | Available | 730/339 | Cx=0.4338;Cy=0.4030 | Class I | IK08 | IP50 | IP20 | 50 | 880 | -25 | 1 | 162 | RAL9016 | 50-60Hz | Passive | LED | dimmable | High Bay Rectangular | Tungsram Auriso | Indoor industrial |  | 23.6 | 19800 | No sensor |  | risk group 1 |  | Bracket kit. Tilted bracket kit. Busbar bracket kit. Cable hook pair
TBD | AUR-1S25-850-U4-DL-ST | image | datasheet | deeplink | TUNGSRAM - Tungsram Auriso - 20700lm - 162W - 5000K - 80CRI - TBD[SKU] - Bracket. Y-cable | 1.88 | Bracket. Y-cable | LED | 1 | 162 | [8 empty] | CE | [6 empty] | 20 | 5000 | 382x250x75 |  | 220-240V |  | 5 | A++ | 45° | 3 | 80 |  | 5000 |  | 74000 | >=0.95 | 182000 |  |  | 127.7778 |  |  | 9 | U4 | 25 | max. 10% at 100.000 hrs |  | Available | 850/339 | Cx=0.3447;Cy=0.3553 | Class I | IK08 | IP50 | IP20 | 50 | 880 | -25 | 1 | 162 | RAL9016 | 50-60Hz | Passive | LED | dimmable | High Bay Rectangular | Tungsram Auriso | Indoor industrial |  | 22.7 | 20700 | No sensor |  | risk group 1 |  | Bracket kit. Tilted bracket kit. Busbar bracket kit. Cable hook pair
TBD | AUR-1S25-840-U4-DL-ST | image | datasheet | deeplink | TUNGSRAM - Tungsram Auriso - 20200lm - 162W - 4000K - 80CRI - TBD[SKU] - Bracket. Y-cable | 1.88 | Bracket. Y-cable | LED | 1 | 162 | [8 empty] | CE | [6 empty] | 20 | 4000 | 382x250x75 |  | 220-240V |  | 5 | A++ | 45° | 3 | 80 |  | 4000 |  | 74000 | >=0.95 | 182000 |  |  | 124.6914 |  |  | 9 | U4 | 25 | max. 10% at 100.000 hrs |  | Available | 840/339 | Cx=0.3818;Cy=0.3797 | Class I | IK08 | IP50 | IP20 | 50 | 880 | -25 | 1 | 162 | RAL9016 | 50-60Hz | Passive | LED | dimmable | High Bay Rectangular | Tungsram Auriso | Indoor industrial |  | 22.7 | 20200 | No sensor |  | risk group 1 |  | Bracket kit. Tilted bracket kit. Busbar bracket kit. Cable hook pair
TBD | AUR-1S25-830-U4-DL-ST | image | datasheet | deeplink | TUNGSRAM - Tungsram Auriso - 19000lm - 162W - 3000K - 80CRI - TBD[SKU] - Bracket. Y-cable | 1.88 | Bracket. Y-cable | LED | 1 | 162 | [8 empty] | CE | [6 empty] | 20 | 3000 | 382x250x75 |  | 220-240V |  | 5 | A++ | 45° | 3 | 80 |  | 3000 |  | 74000 | >=0.95 | 182000 |  |  | 117.284 |  |  | 9 | U4 | 25 | max. 10% at 100.000 hrs |  | Available | 830/339 | Cx=0.4338;Cy=0.4030 | Class I | IK08 | IP50 | IP20 | 50 | 880 | -25 | 1 | 162 | RAL9016 | 50-60Hz | Passive | LED | dimmable | High Bay Rectangular | Tungsram Auriso | Indoor industrial |  | 22.5 | 19000 | No sensor |  | risk group 1 |  | Bracket kit. Tilted bracket kit. Busbar bracket kit. Cable hook pair
TBD | AUR-1S25-750-U4-DL-ST | image | datasheet | deeplink | TUNGSRAM - Tungsram Auriso - 21300lm - 162W - 5000K - 70CRI - TBD[SKU] - Bracket. Y-cable | 1.88 | Bracket. Y-cable | LED | 1 | 162 | [8 empty] | CE | [6 empty] | 20 | 5000 | 382x250x75 |  | 220-240V |  | 5 | A++ | 45° | 3 | 70 |  | 5000 |  | 74000 | >=0.95 | 182000 |  |  | 131.4815 |  |  | 9 | U4 | 25 | max. 10% at 100.000 hrs |  | Available | 750/339 | Cx=0.3447;Cy=0.3553 | Class I | IK08 | IP50 | IP20 | 50 | 880 | -25 | 1 | 162 | RAL9016 | 50-60Hz | Passive | LED | dimmable | High Bay Rectangular | Tungsram Auriso | Indoor industrial |  | 22.9 | 21300 | No sensor |  | risk group 1 |  | Bracket kit. Tilted bracket kit. Busbar bracket kit. Cable hook pair
TBD | AUR-1S25-740-U4-DL-ST | image | datasheet | deeplink | TUNGSRAM - Tungsram Auriso - 21300lm - 162W - 4000K - 70CRI - TBD[SKU] - Bracket. Y-cable | 1.88 | Bracket. Y-cable | LED | 1 | 162 | [8 empty] | CE | [6 empty] | 20 | 4000 | 382x250x75 |  | 220-240V |  | 5 | A++ | 45° | 3 | 70 |  | 4000 |  | 74000 | >=0.95 | 182000 |  |  | 131.4815 |  |  | 9 | U4 | 25 | max. 10% at 100.000 hrs |  | Available | 740/339 | Cx=0.4338;Cy=0.4030 | Class I | IK08 | IP50 | IP20 | 50 | 880 | -25 | 1 | 162 | RAL9016 | 50-60Hz | Passive | LED | dimmable | High Bay Rectangular | Tungsram Auriso | Indoor industrial |  | 22.9 | 21300 | No sensor |  | risk group 1 |  | Bracket kit. Tilted bracket kit. Busbar bracket kit. Cable hook pair
TBD | AUR-1S25-730-U4-DL-ST | image | datasheet | deeplink | TUNGSRAM - Tungsram Auriso - 20700lm - 162W - 3000K - 70CRI - TBD[SKU] - Bracket. Y-cable | 1.88 | Bracket. Y-cable | LED | 1 | 162 | [8 empty] | CE | [6 empty] | 20 | 3000 | 382x250x75 |  | 220-240V |  | 5 | A++ | 45° | 3 | 70 |  | 3000 |  | 74000 | >=0.95 | 182000 |  |  | 127.7778 |  |  | 9 | U4 | 25 | max. 10% at 100.000 hrs |  | Available | 730/339 | Cx=0.4338;Cy=0.4030 | Class I | IK08 | IP50 | IP20 | 50 | 880 | -25 | 1 | 162 | RAL9016 | 50-60Hz | Passive | LED | dimmable | High Bay Rectangular | Tungsram Auriso | Indoor industrial |  | 22.8 | 20700 | No sensor |  | risk group 1 |  | Bracket kit. Tilted bracket kit. Busbar bracket kit. Cable hook pair
TBD | AUR-1S25-850-L9-DL-ST | image | datasheet | deeplink | TUNGSRAM - Tungsram Auriso - 25200lm - 162W - 5000K - 80CRI - TBD[SKU] - Bracket. Y-cable | 1.88 | Bracket. Y-cable | LED | 1 | 162 | [8 empty] | CE | [6 empty] | 20 | 5000 | 382x250x75 |  | 220-240V |  | 5 | A++ | 90° | 3 | 80 |  | 5000 |  | 74000 | >=0.95 | 182000 |  |  | 155.5556 |  |  | 9 | L9 | 25 | max. 10% at 100.000 hrs |  | Available | 850/339 | Cx=0.3447;Cy=0.3553 | Class I | IK08 | IP50 | IP20 | 50 | 880 | -25 | 1 | 162 | RAL9016 | 50-60Hz | Passive | LED | dimmable | High Bay Rectangular | Tungsram Auriso | Indoor industrial |  | 25.2 | 25200 | No sensor |  | risk group 1 |  | Bracket kit. Tilted bracket kit. Busbar bracket kit. Cable hook pair
TBD | AUR-1S25-840-L9-DL-ST | image | datasheet | deeplink | TUNGSRAM - Tungsram Auriso - 24500lm - 162W - 4000K - 80CRI - TBD[SKU] - Bracket. Y-cable | 1.88 | Bracket. Y-cable | LED | 1 | 162 | [8 empty] | CE | [6 empty] | 20 | 4000 | 382x250x75 |  | 220-240V |  | 5 | A++ | 90° | 3 | 80 |  | 4000 |  | 74000 | >=0.95 | 182000 |  |  | 151.2346 |  |  | 9 | L9 | 25 | max. 10% at 100.000 hrs |  | Available | 840/339 | Cx=0.3818;Cy=0.3797 | Class I | IK08 | IP50 | IP20 | 50 | 880 | -25 | 1 | 162 | RAL9016 | 50-60Hz | Passive | LED | dimmable | High Bay Rectangular | Tungsram Auriso | Indoor industrial |  | 25.2 | 24500 | No sensor |  | risk group 1 |  | Bracket kit. Tilted bracket kit. Busbar bracket kit. Cable hook pair
TBD | AUR-1S25-830-L9-DL-ST | image | datasheet | deeplink | TUNGSRAM - Tungsram Auriso - 23100lm - 162W - 3000K - 80CRI - TBD[SKU] - Bracket. Y-cable | 1.88 | Bracket. Y-cable | LED | 1 | 162 | [8 empty] | CE | [6 empty] | 20 | 3000 | 382x250x75 |  | 220-240V |  | 5 | A++ | 90° | 3 | 80 |  | 3000 |  | 74000 | >=0.95 | 182000 |  |  | 142.5926 |  |  | 9 | L9 | 25 | max. 10% at 100.000 hrs |  | Available | 830/339 | Cx=0.4338;Cy=0.4030 | Class I | IK08 | IP50 | IP20 | 50 | 880 | -25 | 1 | 162 | RAL9016 | 50-60Hz | Passive | LED | dimmable | High Bay Rectangular | Tungsram Auriso | Indoor industrial |  | 25.1 | 23100 | No sensor |  | risk group 1 |  | Bracket kit. Tilted bracket kit. Busbar bracket kit. Cable hook pair
TBD | AUR-1S25-750-L9-DL-ST | image | datasheet | deeplink | TUNGSRAM - Tungsram Auriso - 25900lm - 162W - 5000K - 70CRI - TBD[SKU] - Bracket. Y-cable | 1.88 | Bracket. Y-cable | LED | 1 | 162 | [8 empty] | CE | [6 empty] | 20 | 5000 | 382x250x75 |  | 220-240V |  | 5 | A++ | 90° | 3 | 70 |  | 5000 |  | 74000 | >=0.95 | 182000 |  |  | 159.8765 |  |  | 9 | L9 | 25 | max. 10% at 100.000 hrs |  | Available | 750/339 | Cx=0.3447;Cy=0.3553 | Class I | IK08 | IP50 | IP20 | 50 | 880 | -25 | 1 | 162 | RAL9016 | 50-60Hz | Passive | LED | dimmable | High Bay Rectangular | Tungsram Auriso | Indoor industrial |  | 25.5 | 25900 | No sensor |  | risk group 1 |  | Bracket kit. Tilted bracket kit. Busbar bracket kit. Cable hook pair
TBD | AUR-1S25-740-L9-DL-ST | image | datasheet | deeplink | TUNGSRAM - Tungsram Auriso - 25800lm - 162W - 4000K - 70CRI - TBD[SKU] - Bracket. Y-cable | 1.88 | Bracket. Y-cable | LED | 1 | 162 | [8 empty] | CE | [6 empty] | 20 | 4000 | 382x250x75 |  | 220-240V |  | 5 | A++ | 90° | 3 | 70 |  | 4000 |  | 74000 | >=0.95 | 182000 |  |  | 159.2593 |  |  | 9 | L9 | 25 | max. 10% at 100.000 hrs |  | Available | 740/339 | Cx=0.4338;Cy=0.4030 | Class I | IK08 | IP50 | IP20 | 50 | 880 | -25 | 1 | 162 | RAL9016 | 50-60Hz | Passive | LED | dimmable | High Bay Rectangular | Tungsram Auriso | Indoor industrial |  | 25.5 | 25800 | No sensor |  | risk group 1 |  | Bracket kit. Tilted bracket kit. Busbar bracket kit. Cable hook pair
TBD | AUR-1S25-730-L9-DL-ST | image | datasheet | deeplink | TUNGSRAM - Tungsram Auriso - 25100lm - 162W - 3000K - 70CRI - TBD[SKU] - Bracket. Y-cable | 1.88 | Bracket. Y-cable | LED | 1 | 162 | [8 empty] | CE | [6 empty] | 20 | 3000 | 382x250x75 |  | 220-240V |  | 5 | A++ | 90° | 3 | 70 |  | 3000 |  | 74000 | >=0.95 | 182000 |  |  | 154.9383 |  |  | 9 | L9 | 25 | max. 10% at 100.000 hrs |  | Available | 730/339 | Cx=0.4338;Cy=0.4030 | Class I | IK08 | IP50 | IP20 | 50 | 880 | -25 | 1 | 162 | RAL9016 | 50-60Hz | Passive | LED | dimmable | High Bay Rectangular | Tungsram Auriso | Indoor industrial |  | 25.4 | 25100 | No sensor |  | risk group 1 |  | Bracket kit. Tilted bracket kit. Busbar bracket kit. Cable hook pair
TBD | AUR-1S25-850-L6-DL-ST | image | datasheet | deeplink | TUNGSRAM - Tungsram Auriso - 24200lm - 162W - 5000K - 80CRI - TBD[SKU] - Bracket. Y-cable | 1.88 | Bracket. Y-cable | LED | 1 | 162 | [8 empty] | CE | [6 empty] | 20 | 5000 | 382x250x75 |  | 220-240V |  | 5 | A++ | 70° | 3 | 80 |  | 5000 |  | 74000 | >=0.95 | 182000 |  |  | 149.3827 |  |  | 9 | L6 | 25 | max. 10% at 100.000 hrs |  | Available | 850/339 | Cx=0.3447;Cy=0.3553 | Class I | IK08 | IP50 | IP20 | 50 | 880 | -25 | 1 | 162 | RAL9016 | 50-60Hz | Passive | LED | dimmable | High Bay Rectangular | Tungsram Auriso | Indoor industrial |  | 23.6 | 24200 | No sensor |  | risk group 1 |  | Bracket kit. Tilted bracket kit. Busbar bracket kit. Cable hook pair
TBD | AUR-1S25-840-L6-DL-ST | image | datasheet | deeplink | TUNGSRAM - Tungsram Auriso - 23600lm - 162W - 4000K - 80CRI - TBD[SKU] - Bracket. Y-cable | 1.88 | Bracket. Y-cable | LED | 1 | 162 | [8 empty] | CE | [6 empty] | 20 | 4000 | 382x250x75 |  | 220-240V |  | 5 | A++ | 70° | 3 | 80 |  | 4000 |  | 74000 | >=0.95 | 182000 |  |  | 145.679 |  |  | 9 | L6 | 25 | max. 10% at 100.000 hrs |  | Available | 840/339 | Cx=0.3818;Cy=0.3797 | Class I | IK08 | IP50 | IP20 | 50 | 880 | -25 | 1 | 162 | RAL9016 | 50-60Hz | Passive | LED | dimmable | High Bay Rectangular | Tungsram Auriso | Indoor industrial |  | 23.6 | 23600 | No sensor |  | risk group 1 |  | Bracket kit. Tilted bracket kit. Busbar bracket kit. Cable hook pair
TBD | AUR-1S25-830-L6-DL-ST | image | datasheet | deeplink | TUNGSRAM - Tungsram Auriso - 22200lm - 162W - 3000K - 80CRI - TBD[SKU] - Bracket. Y-cable | 1.88 | Bracket. Y-cable | LED | 1 | 162 | [8 empty] | CE | [6 empty] | 20 | 3000 | 382x250x75 |  | 220-240V |  | 5 | A++ | 70° | 3 | 80 |  | 3000 |  | 74000 | >=0.95 | 182000 |  |  | 137.037 |  |  | 9 | L6 | 25 | max. 10% at 100.000 hrs |  | Available | 830/339 | Cx=0.4338;Cy=0.4030 | Class I | IK08 | IP50 | IP20 | 50 | 880 | -25 | 1 | 162 | RAL9016 | 50-60Hz | Passive | LED | dimmable | High Bay Rectangular | Tungsram Auriso | Indoor industrial |  | 23.5 | 22200 | No sensor |  | risk group 1 |  | Bracket kit. Tilted bracket kit. Busbar bracket kit. Cable hook pair
TBD | AUR-1S25-750-L6-DL-ST | image | datasheet | deeplink | TUNGSRAM - Tungsram Auriso - 24900lm - 162W - 5000K - 70CRI - TBD[SKU] - Bracket. Y-cable | 1.88 | Bracket. Y-cable | LED | 1 | 162 | [8 empty] | CE | [6 empty] | 20 | 5000 | 382x250x75 |  | 220-240V |  | 5 | A++ | 70° | 3 | 70 |  | 5000 |  | 74000 | >=0.95 | 182000 |  |  | 153.7037 |  |  | 9 | L6 | 25 | max. 10% at 100.000 hrs |  | Available | 750/339 | Cx=0.3447;Cy=0.3553 | Class I | IK08 | IP50 | IP20 | 50 | 880 | -25 | 1 | 162 | RAL9016 | 50-60Hz | Passive | LED | dimmable | High Bay Rectangular | Tungsram Auriso | Indoor industrial |  | 23.9 | 24900 | No sensor |  | risk group 1 |  | Bracket kit. Tilted bracket kit. Busbar bracket kit. Cable hook pair
TBD | AUR-1S25-740-L6-DL-ST | image | datasheet | deeplink | TUNGSRAM - Tungsram Auriso - 24800lm - 162W - 4000K - 70CRI - TBD[SKU] - Bracket. Y-cable | 1.88 | Bracket. Y-cable | LED | 1 | 162 | [8 empty] | CE | [6 empty] | 20 | 4000 | 382x250x75 |  | 220-240V |  | 5 | A++ | 70° | 3 | 70 |  | 4000 |  | 74000 | >=0.95 | 182000 |  |  | 153.0864 |  |  | 9 | L6 | 25 | max. 10% at 100.000 hrs |  | Available | 740/339 | Cx=0.4338;Cy=0.4030 | Class I | IK08 | IP50 | IP20 | 50 | 880 | -25 | 1 | 162 | RAL9016 | 50-60Hz | Passive | LED | dimmable | High Bay Rectangular | Tungsram Auriso | Indoor industrial |  | 23.9 | 24800 | No sensor |  | risk group 1 |  | Bracket kit. Tilted bracket kit. Busbar bracket kit. Cable hook pair
TBD | AUR-1S25-730-L6-DL-ST | image | datasheet | deeplink | TUNGSRAM - Tungsram Auriso - 24100lm - 162W - 3000K - 70CRI - TBD[SKU] - Bracket. Y-cable | 1.88 | Bracket. Y-cable | LED | 1 | 162 | [8 empty] | CE | [6 empty] | 20 | 3000 | 382x250x75 |  | 220-240V |  | 5 | A++ | 70° | 3 | 70 |  | 3000 |  | 74000 | >=0.95 | 182000 |  |  | 148.7654 |  |  | 9 | L6 | 25 | max. 10% at 100.000 hrs |  | Available | 730/339 | Cx=0.4338;Cy=0.4030 | Class I | IK08 | IP50 | IP20 | 50 | 880 | -25 | 1 | 162 | RAL9016 | 50-60Hz | Passive | LED | dimmable | High Bay Rectangular | Tungsram Auriso | Indoor industrial |  | 23.7 | 24100 | No sensor |  | risk group 1 |  | Bracket kit. Tilted bracket kit. Busbar bracket kit. Cable hook pair
TBD | AUR-1S25-850-L3-DL-ST | image | datasheet | deeplink | TUNGSRAM - Tungsram Auriso - 25700lm - 162W - 5000K - 80CRI - TBD[SKU] - Bracket. Y-cable | 1.88 | Bracket. Y-cable | LED | 1 | 162 | [8 empty] | CE | [6 empty] | 20 | 5000 | 382x250x75 |  | 220-240V |  | 5 | A++ | 35° | 3 | 80 |  | 5000 |  | 74000 | >=0.95 | 182000 |  |  | 158.642 |  |  | 9 | L3 | 25 | max. 10% at 100.000 hrs |  | Available | 850/339 | Cx=0.3447;Cy=0.3553 | Class I | IK08 | IP50 | IP20 | 50 | 880 | -25 | 1 | 162 | RAL9016 | 50-60Hz | Passive | LED | dimmable | High Bay Rectangular | Tungsram Auriso | Indoor industrial |  | 19.1 | 25700 | No sensor |  | risk group 1 |  | Bracket kit. Tilted bracket kit. Busbar bracket kit. Cable hook pair
TBD | AUR-1S25-840-L3-DL-ST | image | datasheet | deeplink | TUNGSRAM - Tungsram Auriso - 25000lm - 162W - 4000K - 80CRI - TBD[SKU] - Bracket. Y-cable | 1.88 | Bracket. Y-cable | LED | 1 | 162 | [8 empty] | CE | [6 empty] | 20 | 4000 | 382x250x75 |  | 220-240V |  | 5 | A++ | 35° | 3 | 80 |  | 4000 |  | 74000 | >=0.95 | 182000 |  |  | 154.321 |  |  | 9 | L3 | 25 | max. 10% at 100.000 hrs |  | Available | 840/339 | Cx=0.3818;Cy=0.3797 | Class I | IK08 | IP50 | IP20 | 50 | 880 | -25 | 1 | 162 | RAL9016 | 50-60Hz | Passive | LED | dimmable | High Bay Rectangular | Tungsram Auriso | Indoor industrial |  | 19.1 | 25000 | No sensor |  | risk group 1 |  | Bracket kit. Tilted bracket kit. Busbar bracket kit. Cable hook pair
TBD | AUR-1S25-830-L3-DL-ST | image | datasheet | deeplink | TUNGSRAM - Tungsram Auriso - 23600lm - 162W - 3000K - 80CRI - TBD[SKU] - Bracket. Y-cable | 1.88 | Bracket. Y-cable | LED | 1 | 162 | [8 empty] | CE | [6 empty] | 20 | 3000 | 382x250x75 |  | 220-240V |  | 5 | A++ | 35° | 3 | 80 |  | 3000 |  | 74000 | >=0.95 | 182000 |  |  | 145.679 |  |  | 9 | L3 | 25 | max. 10% at 100.000 hrs |  | Available | 830/339 | Cx=0.4338;Cy=0.4030 | Class I | IK08 | IP50 | IP20 | 50 | 880 | -25 | 1 | 162 | RAL9016 | 50-60Hz | Passive | LED | dimmable | High Bay Rectangular | Tungsram Auriso | Indoor industrial |  | 19 | 23600 | No sensor |  | risk group 1 |  | Bracket kit. Tilted bracket kit. Busbar bracket kit. Cable hook pair
TBD | AUR-1S25-750-L3-DL-ST | image | datasheet | deeplink | TUNGSRAM - Tungsram Auriso - 26400lm - 162W - 5000K - 70CRI - TBD[SKU] - Bracket. Y-cable | 1.88 | Bracket. Y-cable | LED | 1 | 162 | [8 empty] | CE | [6 empty] | 20 | 5000 | 382x250x75 |  | 220-240V |  | 5 | A++ | 35° | 3 | 70 |  | 5000 |  | 74000 | >=0.95 | 182000 |  |  | 162.963 |  |  | 9 | L3 | 25 | max. 10% at 100.000 hrs |  | Available | 750/339 | Cx=0.3447;Cy=0.3553 | Class I | IK08 | IP50 | IP20 | 50 | 880 | -25 | 1 | 162 | RAL9016 | 50-60Hz | Passive | LED | dimmable | High Bay Rectangular | Tungsram Auriso | Indoor industrial |  | 19.4 | 26400 | No sensor |  | risk group 1 |  | Bracket kit. Tilted bracket kit. Busbar bracket kit. Cable hook pair
TBD | AUR-1S25-740-L3-DL-ST | image | datasheet | deeplink | TUNGSRAM - Tungsram Auriso - 26300lm - 162W - 4000K - 70CRI - TBD[SKU] - Bracket. Y-cable | 1.88 | Bracket. Y-cable | LED | 1 | 162 | [8 empty] | CE | [6 empty] | 20 | 4000 | 382x250x75 |  | 220-240V |  | 5 | A++ | 35° | 3 | 70 |  | 4000 |  | 74000 | >=0.95 | 182000 |  |  | 162.3457 |  |  | 9 | L3 | 25 | max. 10% at 100.000 hrs |  | Available | 740/339 | Cx=0.4338;Cy=0.4030 | Class I | IK08 | IP50 | IP20 | 50 | 880 | -25 | 1 | 162 | RAL9016 | 50-60Hz | Passive | LED | dimmable | High Bay Rectangular | Tungsram Auriso | Indoor industrial |  | 19.4 | 26300 | No sensor |  | risk group 1 |  | Bracket kit. Tilted bracket kit. Busbar bracket kit. Cable hook pair
TBD | AUR-1S25-730-L3-DL-ST | image | datasheet | deeplink | TUNGSRAM - Tungsram Auriso - 25600lm - 162W - 3000K - 70CRI - TBD[SKU] - Bracket. Y-cable | 1.88 | Bracket. Y-cable | LED | 1 | 162 | [8 empty] | CE | [6 empty] | 20 | 3000 | 382x250x75 |  | 220-240V |  | 5 | A++ | 35° | 3 | 70 |  | 3000 |  | 74000 | >=0.95 | 182000 |  |  | 158.0247 |  |  | 9 | L3 | 25 | max. 10% at 100.000 hrs |  | Available | 730/339 | Cx=0.4338;Cy=0.4030 | Class I | IK08 | IP50 | IP20 | 50 | 880 | -25 | 1 | 162 | RAL9016 | 50-60Hz | Passive | LED | dimmable | High Bay Rectangular | Tungsram Auriso | Indoor industrial |  | 19.2 | 25600 | No sensor |  | risk group 1 |  | Bracket kit. Tilted bracket kit. Busbar bracket kit. Cable hook pair
TBD | AUR-1S25-850-D1-DL-ST | image | datasheet | deeplink | TUNGSRAM - Tungsram Auriso - 21900lm - 162W - 5000K - 80CRI - TBD[SKU] - Bracket. Y-cable | 1.88 | Bracket. Y-cable | LED | 1 | 162 | [8 empty] | CE | [6 empty] | 20 | 5000 | 382x250x75 |  | 220-240V |  | 5 | A++ | 100° | 3 | 80 |  | 5000 |  | 74000 | >=0.95 | 182000 |  |  | 135.1852 |  |  | 9 | D1 | 25 | max. 10% at 100.000 hrs |  | Available | 850/339 | Cx=0.3447;Cy=0.3553 | Class I | IK08 | IP20 | IP20 | 50 | 880 | -25 | 1 | 162 | RAL9016 | 50-60Hz | Passive | LED | dimmable | High Bay Rectangular | Tungsram Auriso | Indoor industrial |  | 27.4 | 21900 | No sensor |  | risk group 1 |  | Bracket kit. Tilted bracket kit. Busbar bracket kit. Cable hook pair
TBD | AUR-1S25-840-D1-DL-ST | image | datasheet | deeplink | TUNGSRAM - Tungsram Auriso - 21400lm - 162W - 4000K - 80CRI - TBD[SKU] - Bracket. Y-cable | 1.88 | Bracket. Y-cable | LED | 1 | 162 | [8 empty] | CE | [6 empty] | 20 | 4000 | 382x250x75 |  | 220-240V |  | 5 | A++ | 100° | 3 | 80 |  | 4000 |  | 74000 | >=0.95 | 182000 |  |  | 132.0988 |  |  | 9 | D1 | 25 | max. 10% at 100.000 hrs |  | Available | 840/339 | Cx=0.3818;Cy=0.3797 | Class I | IK08 | IP20 | IP20 | 50 | 880 | -25 | 1 | 162 | RAL9016 | 50-60Hz | Passive | LED | dimmable | High Bay Rectangular | Tungsram Auriso | Indoor industrial |  | 27.4 | 21400 | No sensor |  | risk group 1 |  | Bracket kit. Tilted bracket kit. Busbar bracket kit. Cable hook pair
TBD | AUR-1S25-830-D1-DL-ST | image | datasheet | deeplink | TUNGSRAM - Tungsram Auriso - 20100lm - 162W - 3000K - 80CRI - TBD[SKU] - Bracket. Y-cable | 1.88 | Bracket. Y-cable | LED | 1 | 162 | [8 empty] | CE | [6 empty] | 20 | 3000 | 382x250x75 |  | 220-240V |  | 5 | A++ | 100° | 3 | 80 |  | 3000 |  | 74000 | >=0.95 | 182000 |  |  | 124.0741 |  |  | 9 | D1 | 25 | max. 10% at 100.000 hrs |  | Available | 830/339 | Cx=0.4338;Cy=0.4030 | Class I | IK08 | IP20 | IP20 | 50 | 880 | -25 | 1 | 162 | RAL9016 | 50-60Hz | Passive | LED | dimmable | High Bay Rectangular | Tungsram Auriso | Indoor industrial |  | 27.3 | 20100 | No sensor |  | risk group 1 |  | Bracket kit. Tilted bracket kit. Busbar bracket kit. Cable hook pair
TBD | AUR-1S25-750-D1-DL-ST | image | datasheet | deeplink | TUNGSRAM - Tungsram Auriso - 22600lm - 162W - 5000K - 70CRI - TBD[SKU] - Bracket. Y-cable | 1.88 | Bracket. Y-cable | LED | 1 | 162 | [8 empty] | CE | [6 empty] | 20 | 5000 | 382x250x75 |  | 220-240V |  | 5 | A++ | 100° | 3 | 70 |  | 5000 |  | 74000 | >=0.95 | 182000 |  |  | 139.5062 |  |  | 9 | D1 | 25 | max. 10% at 100.000 hrs |  | Available | 750/339 | Cx=0.3447;Cy=0.3553 | Class I | IK08 | IP20 | IP20 | 50 | 880 | -25 | 1 | 162 | RAL9016 | 50-60Hz | Passive | LED | dimmable | High Bay Rectangular | Tungsram Auriso | Indoor industrial |  | 27.7 | 22600 | No sensor |  | risk group 1 |  | Bracket kit. Tilted bracket kit. Busbar bracket kit. Cable hook pair
TBD | AUR-1S25-740-D1-DL-ST | image | datasheet | deeplink | TUNGSRAM - Tungsram Auriso - 22500lm - 162W - 4000K - 70CRI - TBD[SKU] - Bracket. Y-cable | 1.88 | Bracket. Y-cable | LED | 1 | 162 | [8 empty] | CE | [6 empty] | 20 | 4000 | 382x250x75 |  | 220-240V |  | 5 | A++ | 100° | 3 | 70 |  | 4000 |  | 74000 | >=0.95 | 182000 |  |  | 138.8889 |  |  | 9 | D1 | 25 | max. 10% at 100.000 hrs |  | Available | 740/339 | Cx=0.4338;Cy=0.4030 | Class I | IK08 | IP20 | IP20 | 50 | 880 | -25 | 1 | 162 | RAL9016 | 50-60Hz | Passive | LED | dimmable | High Bay Rectangular | Tungsram Auriso | Indoor industrial |  | 27.7 | 22500 | No sensor |  | risk group 1 |  | Bracket kit. Tilted bracket kit. Busbar bracket kit. Cable hook pair
TBD | AUR-1S25-730-D1-DL-ST | image | datasheet | deeplink | TUNGSRAM - Tungsram Auriso - 21900lm - 162W - 3000K - 70CRI - TBD[SKU] - Bracket. Y-cable | 1.88 | Bracket. Y-cable | LED | 1 | 162 | [8 empty] | CE | [6 empty] | 20 | 3000 | 382x250x75 |  | 220-240V |  | 5 | A++ | 100° | 3 | 70 |  | 3000 |  | 74000 | >=0.95 | 182000 |  |  | 135.1852 |  |  | 9 | D1 | 25 | max. 10% at 100.000 hrs |  | Available | 730/339 | Cx=0.4338;Cy=0.4030 | Class I | IK08 | IP20 | IP20 | 50 | 880 | -25 | 1 | 162 | RAL9016 | 50-60Hz | Passive | LED | dimmable | High Bay Rectangular | Tungsram Auriso | Indoor industrial |  | 27.6 | 21900 | No sensor |  | risk group 1 |  | Bracket kit. Tilted bracket kit. Busbar bracket kit. Cable hook pair
TBD | AUR-1S25-850-C1-DL-ST | image | datasheet | deeplink | TUNGSRAM - Tungsram Auriso - 24400lm - 162W - 5000K - 80CRI - TBD[SKU] - Bracket. Y-cable | 1.88 | Bracket. Y-cable | LED | 1 | 162 | [8 empty] | CE | [6 empty] | 20 | 5000 | 382x250x75 |  | 220-240V |  | 5 | A++ | 110° | 3 | 80 |  | 5000 |  | 74000 | >=0.95 | 182000 |  |  | 150.6173 |  |  | 9 | C1 | 25 | max. 10% at 100.000 hrs |  | Available | 850/339 | Cx=0.3447;Cy=0.3553 | Class I | IK08 | IP20 | IP20 | 50 | 880 | -25 | 1 | 162 | RAL9016 | 50-60Hz | Passive | LED | dimmable | High Bay Rectangular | Tungsram Auriso | Indoor industrial |  | 27.3 | 24400 | No sensor |  | risk group 1 |  | Bracket kit. Tilted bracket kit. Busbar bracket kit. Cable hook pair
TBD | AUR-1S25-840-C1-DL-ST | image | datasheet | deeplink | TUNGSRAM - Tungsram Auriso - 23800lm - 162W - 4000K - 80CRI - TBD[SKU] - Bracket. Y-cable | 1.88 | Bracket. Y-cable | LED | 1 | 162 | [8 empty] | CE | [6 empty] | 20 | 4000 | 382x250x75 |  | 220-240V |  | 5 | A++ | 110° | 3 | 80 |  | 4000 |  | 74000 | >=0.95 | 182000 |  |  | 146.9136 |  |  | 9 | C1 | 25 | max. 10% at 100.000 hrs |  | Available | 840/339 | Cx=0.3818;Cy=0.3797 | Class I | IK08 | IP20 | IP20 | 50 | 880 | -25 | 1 | 162 | RAL9016 | 50-60Hz | Passive | LED | dimmable | High Bay Rectangular | Tungsram Auriso | Indoor industrial |  | 27.3 | 23800 | No sensor |  | risk group 1 |  | Bracket kit. Tilted bracket kit. Busbar bracket kit. Cable hook pair
TBD | AUR-1S25-830-C1-DL-ST | image | datasheet | deeplink | TUNGSRAM - Tungsram Auriso - 22400lm - 162W - 3000K - 80CRI - TBD[SKU] - Bracket. Y-cable | 1.88 | Bracket. Y-cable | LED | 1 | 162 | [8 empty] | CE | [6 empty] | 20 | 3000 | 382x250x75 |  | 220-240V |  | 5 | A++ | 110° | 3 | 80 |  | 3000 |  | 74000 | >=0.95 | 182000 |  |  | 138.2716 |  |  | 9 | C1 | 25 | max. 10% at 100.000 hrs |  | Available | 830/339 | Cx=0.4338;Cy=0.4030 | Class I | IK08 | IP20 | IP20 | 50 | 880 | -25 | 1 | 162 | RAL9016 | 50-60Hz | Passive | LED | dimmable | High Bay Rectangular | Tungsram Auriso | Indoor industrial |  | 27.2 | 22400 | No sensor |  | risk group 1 |  | Bracket kit. Tilted bracket kit. Busbar bracket kit. Cable hook pair
TBD | AUR-1S25-750-C1-DL-ST | image | datasheet | deeplink | TUNGSRAM - Tungsram Auriso - 25100lm - 162W - 5000K - 70CRI - TBD[SKU] - Bracket. Y-cable | 1.88 | Bracket. Y-cable | LED | 1 | 162 | [8 empty] | CE | [6 empty] | 20 | 5000 | 382x250x75 |  | 220-240V |  | 5 | A++ | 110° | 3 | 70 |  | 5000 |  | 74000 | >=0.95 | 182000 |  |  | 154.9383 |  |  | 9 | C1 | 25 | max. 10% at 100.000 hrs |  | Available | 750/339 | Cx=0.3447;Cy=0.3553 | Class I | IK08 | IP20 | IP20 | 50 | 880 | -25 | 1 | 162 | RAL9016 | 50-60Hz | Passive | LED | dimmable | High Bay Rectangular | Tungsram Auriso | Indoor industrial |  | 27.6 | 25100 | No sensor |  | risk group 1 |  | Bracket kit. Tilted bracket kit. Busbar bracket kit. Cable hook pair
TBD | AUR-1S25-740-C1-DL-ST | image | datasheet | deeplink | TUNGSRAM - Tungsram Auriso - 25000lm - 162W - 4000K - 70CRI - TBD[SKU] - Bracket. Y-cable | 1.88 | Bracket. Y-cable | LED | 1 | 162 | [8 empty] | CE | [6 empty] | 20 | 4000 | 382x250x75 |  | 220-240V |  | 5 | A++ | 110° | 3 | 70 |  | 4000 |  | 74000 | >=0.95 | 182000 |  |  | 154.321 |  |  | 9 | C1 | 25 | max. 10% at 100.000 hrs |  | Available | 740/339 | Cx=0.4338;Cy=0.4030 | Class I | IK08 | IP20 | IP20 | 50 | 880 | -25 | 1 | 162 | RAL9016 | 50-60Hz | Passive | LED | dimmable | High Bay Rectangular | Tungsram Auriso | Indoor industrial |  | 27.6 | 25000 | No sensor |  | risk group 1 |  | Bracket kit. Tilted bracket kit. Busbar bracket kit. Cable hook pair
TBD | AUR-1S25-730-C1-DL-ST | image | datasheet | deeplink | TUNGSRAM - Tungsram Auriso - 24300lm - 162W - 3000K - 70CRI - TBD[SKU] - Bracket. Y-cable | 1.88 | Bracket. Y-cable | LED | 1 | 162 | [8 empty] | CE | [6 empty] | 20 | 3000 | 382x250x75 |  | 220-240V |  | 5 | A++ | 110° | 3 | 70 |  | 3000 |  | 74000 | >=0.95 | 182000 |  |  | 150 |  |  | 9 | C1 | 25 | max. 10% at 100.000 hrs |  | Available | 730/339 | Cx=0.4338;Cy=0.4030 | Class I | IK08 | IP20 | IP20 | 50 | 880 | -25 | 1 | 162 | RAL9016 | 50-60Hz | Passive | LED | dimmable | High Bay Rectangular | Tungsram Auriso | Indoor industrial |  | 27.5 | 24300 | No sensor |  | risk group 1 |  | Bracket kit. Tilted bracket kit. Busbar bracket kit. Cable hook pair
TBD | AUR-1S20-850-U8-DL-ST | image | datasheet | deeplink | TUNGSRAM - Tungsram Auriso - 17300lm - 132W - 5000K - 80CRI - TBD[SKU] - Bracket. Y-cable | 1.71 | Bracket. Y-cable | LED | 1 | 132 | [8 empty] | CE | [6 empty] | 20 | 5000 | 382x250x75 |  | 220-240V |  | 5 | A++ | 80° | 3 | 80 |  | 5000 |  | 54000 | >=0.95 | 124000 |  |  | 131.0606 |  |  | 9 | U8 | 25 | max. 10% at 100.000 hrs |  | Available | 850/339 | Cx=0.3447;Cy=0.3553 | Class I | IK08 | IP20 | IP20 | 50 | 720 | -25 | 1 | 132 | RAL9016 | 50-60Hz | Passive | LED | dimmable | High Bay Rectangular | Tungsram Auriso | Indoor industrial |  | 23.9 | 17300 | No sensor |  | risk group 1 |  | Bracket kit. Tilted bracket kit. Busbar bracket kit. Cable hook pair
TBD | AUR-1S20-840-U8-DL-ST | image | datasheet | deeplink | TUNGSRAM - Tungsram Auriso - 16900lm - 132W - 4000K - 80CRI - TBD[SKU] - Bracket. Y-cable | 1.71 | Bracket. Y-cable | LED | 1 | 132 | [8 empty] | CE | [6 empty] | 20 | 4000 | 382x250x75 |  | 220-240V |  | 5 | A++ | 80° | 3 | 80 |  | 4000 |  | 54000 | >=0.95 | 124000 |  |  | 128.0303 |  |  | 9 | U8 | 25 | max. 10% at 100.000 hrs |  | Available | 840/339 | Cx=0.3818;Cy=0.3797 | Class I | IK08 | IP20 | IP20 | 50 | 720 | -25 | 1 | 132 | RAL9016 | 50-60Hz | Passive | LED | dimmable | High Bay Rectangular | Tungsram Auriso | Indoor industrial |  | 23.9 | 16900 | No sensor |  | risk group 1 |  | Bracket kit. Tilted bracket kit. Busbar bracket kit. Cable hook pair
TBD | AUR-1S20-830-U8-DL-ST | image | datasheet | deeplink | TUNGSRAM - Tungsram Auriso - 15900lm - 132W - 3000K - 80CRI - TBD[SKU] - Bracket. Y-cable | 1.71 | Bracket. Y-cable | LED | 1 | 132 | [8 empty] | CE | [6 empty] | 20 | 3000 | 382x250x75 |  | 220-240V |  | 5 | A++ | 80° | 3 | 80 |  | 3000 |  | 54000 | >=0.95 | 124000 |  |  | 120.4545 |  |  | 9 | U8 | 25 | max. 10% at 100.000 hrs |  | Available | 830/339 | Cx=0.4338;Cy=0.4030 | Class I | IK08 | IP20 | IP20 | 50 | 720 | -25 | 1 | 132 | RAL9016 | 50-60Hz | Passive | LED | dimmable | High Bay Rectangular | Tungsram Auriso | Indoor industrial |  | 23.8 | 15900 | No sensor |  | risk group 1 |  | Bracket kit. Tilted bracket kit. Busbar bracket kit. Cable hook pair
TBD | AUR-1S20-750-U8-DL-ST | image | datasheet | deeplink | TUNGSRAM - Tungsram Auriso - 17800lm - 132W - 5000K - 70CRI - TBD[SKU] - Bracket. Y-cable | 1.71 | Bracket. Y-cable | LED | 1 | 132 | [8 empty] | CE | [6 empty] | 20 | 5000 | 382x250x75 |  | 220-240V |  | 5 | A++ | 80° | 3 | 70 |  | 5000 |  | 54000 | >=0.95 | 124000 |  |  | 134.8485 |  |  | 9 | U8 | 25 | max. 10% at 100.000 hrs |  | Available | 750/339 | Cx=0.3447;Cy=0.3553 | Class I | IK08 | IP20 | IP20 | 50 | 720 | -25 | 1 | 132 | RAL9016 | 50-60Hz | Passive | LED | dimmable | High Bay Rectangular | Tungsram Auriso | Indoor industrial |  | 24.2 | 17800 | No sensor |  | risk group 1 |  | Bracket kit. Tilted bracket kit. Busbar bracket kit. Cable hook pair
TBD | AUR-1S20-740-U8-DL-ST | image | datasheet | deeplink | TUNGSRAM - Tungsram Auriso - 17800lm - 132W - 4000K - 70CRI - TBD[SKU] - Bracket. Y-cable | 1.71 | Bracket. Y-cable | LED | 1 | 132 | [8 empty] | CE | [6 empty] | 20 | 4000 | 382x250x75 |  | 220-240V |  | 5 | A++ | 80° | 3 | 70 |  | 4000 |  | 54000 | >=0.95 | 124000 |  |  | 134.8485 |  |  | 9 | U8 | 25 | max. 10% at 100.000 hrs |  | Available | 740/339 | Cx=0.4338;Cy=0.4030 | Class I | IK08 | IP20 | IP20 | 50 | 720 | -25 | 1 | 132 | RAL9016 | 50-60Hz | Passive | LED | dimmable | High Bay Rectangular | Tungsram Auriso | Indoor industrial |  | 24.2 | 17800 | No sensor |  | risk group 1 |  | Bracket kit. Tilted bracket kit. Busbar bracket kit. Cable hook pair
TBD | AUR-1S20-730-U8-DL-ST | image | datasheet | deeplink | TUNGSRAM - Tungsram Auriso - 17300lm - 132W - 3000K - 70CRI - TBD[SKU] - Bracket. Y-cable | 1.71 | Bracket. Y-cable | LED | 1 | 132 | [8 empty] | CE | [6 empty] | 20 | 3000 | 382x250x75 |  | 220-240V |  | 5 | A++ | 80° | 3 | 70 |  | 3000 |  | 54000 | >=0.95 | 124000 |  |  | 131.0606 |  |  | 9 | U8 | 25 | max. 10% at 100.000 hrs |  | Available | 730/339 | Cx=0.4338;Cy=0.4030 | Class I | IK08 | IP20 | IP20 | 50 | 720 | -25 | 1 | 132 | RAL9016 | 50-60Hz | Passive | LED | dimmable | High Bay Rectangular | Tungsram Auriso | Indoor industrial |  | 24.1 | 17300 | No sensor |  | risk group 1 |  | Bracket kit. Tilted bracket kit. Busbar bracket kit. Cable hook pair
TBD | AUR-1S20-850-U6-DL-ST | image | datasheet | deeplink | TUNGSRAM - Tungsram Auriso - 15800lm - 132W - 5000K - 80CRI - TBD[SKU] - Bracket. Y-cable | 1.71 | Bracket. Y-cable | LED | 1 | 132 | [8 empty] | CE | [6 empty] | 20 | 5000 | 382x250x75 |  | 220-240V |  | 5 | A++ | 65° | 3 | 80 |  | 5000 |  | 54000 | >=0.95 | 124000 |  |  | 119.697 |  |  | 9 | U6 | 25 | max. 10% at 100.000 hrs |  | Available | 850/339 | Cx=0.3447;Cy=0.3553 | Class I | IK08 | IP50 | IP20 | 50 | 720 | -25 | 1 | 132 | RAL9016 | 50-60Hz | Passive | LED | dimmable | High Bay Rectangular | Tungsram Auriso | Indoor industrial |  | 22.7 | 15800 | No sensor |  | risk group 1 |  | Bracket kit. Tilted bracket kit. Busbar bracket kit. Cable hook pair
TBD | AUR-1S20-840-U6-DL-ST | image | datasheet | deeplink | TUNGSRAM - Tungsram Auriso - 15400lm - 132W - 4000K - 80CRI - TBD[SKU] - Bracket. Y-cable | 1.71 | Bracket. Y-cable | LED | 1 | 132 | [8 empty] | CE | [6 empty] | 20 | 4000 | 382x250x75 |  | 220-240V |  | 5 | A++ | 65° | 3 | 80 |  | 4000 |  | 54000 | >=0.95 | 124000 |  |  | 116.6667 |  |  | 9 | U6 | 25 | max. 10% at 100.000 hrs |  | Available | 840/339 | Cx=0.3818;Cy=0.3797 | Class I | IK08 | IP50 | IP20 | 50 | 720 | -25 | 1 | 132 | RAL9016 | 50-60Hz | Passive | LED | dimmable | High Bay Rectangular | Tungsram Auriso | Indoor industrial |  | 22.7 | 15400 | No sensor |  | risk group 1 |  | Bracket kit. Tilted bracket kit. Busbar bracket kit. Cable hook pair
TBD | AUR-1S20-830-U6-DL-ST | image | datasheet | deeplink | TUNGSRAM - Tungsram Auriso - 14500lm - 132W - 3000K - 80CRI - TBD[SKU] - Bracket. Y-cable | 1.71 | Bracket. Y-cable | LED | 1 | 132 | [8 empty] | CE | [6 empty] | 20 | 3000 | 382x250x75 |  | 220-240V |  | 5 | A++ | 65° | 3 | 80 |  | 3000 |  | 54000 | >=0.95 | 124000 |  |  | 109.8485 |  |  | 9 | U6 | 25 | max. 10% at 100.000 hrs |  | Available | 830/339 | Cx=0.4338;Cy=0.4030 | Class I | IK08 | IP50 | IP20 | 50 | 720 | -25 | 1 | 132 | RAL9016 | 50-60Hz | Passive | LED | dimmable | High Bay Rectangular | Tungsram Auriso | Indoor industrial |  | 22.5 | 14500 | No sensor |  | risk group 1 |  | Bracket kit. Tilted bracket kit. Busbar bracket kit. Cable hook pair
TBD | AUR-1S20-750-U6-DL-ST | image | datasheet | deeplink | TUNGSRAM - Tungsram Auriso - 16300lm - 132W - 5000K - 70CRI - TBD[SKU] - Bracket. Y-cable | 1.71 | Bracket. Y-cable | LED | 1 | 132 | [8 empty] | CE | [6 empty] | 20 | 5000 | 382x250x75 |  | 220-240V |  | 5 | A++ | 65° | 3 | 70 |  | 5000 |  | 54000 | >=0.95 | 124000 |  |  | 123.4848 |  |  | 9 | U6 | 25 | max. 10% at 100.000 hrs |  | Available | 750/339 | Cx=0.3447;Cy=0.3553 | Class I | IK08 | IP50 | IP20 | 50 | 720 | -25 | 1 | 132 | RAL9016 | 50-60Hz | Passive | LED | dimmable | High Bay Rectangular | Tungsram Auriso | Indoor industrial |  | 22.9 | 16300 | No sensor |  | risk group 1 |  | Bracket kit. Tilted bracket kit. Busbar bracket kit. Cable hook pair
TBD | AUR-1S20-740-U6-DL-ST | image | datasheet | deeplink | TUNGSRAM - Tungsram Auriso - 16200lm - 132W - 4000K - 70CRI - TBD[SKU] - Bracket. Y-cable | 1.71 | Bracket. Y-cable | LED | 1 | 132 | [8 empty] | CE | [6 empty] | 20 | 4000 | 382x250x75 |  | 220-240V |  | 5 | A++ | 65° | 3 | 70 |  | 4000 |  | 54000 | >=0.95 | 124000 |  |  | 122.7273 |  |  | 9 | U6 | 25 | max. 10% at 100.000 hrs |  | Available | 740/339 | Cx=0.4338;Cy=0.4030 | Class I | IK08 | IP50 | IP20 | 50 | 720 | -25 | 1 | 132 | RAL9016 | 50-60Hz | Passive | LED | dimmable | High Bay Rectangular | Tungsram Auriso | Indoor industrial |  | 22.9 | 16200 | No sensor |  | risk group 1 |  | Bracket kit. Tilted bracket kit. Busbar bracket kit. Cable hook pair
TBD | AUR-1S20-730-U6-DL-ST | image | datasheet | deeplink | TUNGSRAM - Tungsram Auriso - 15800lm - 132W - 3000K - 70CRI - TBD[SKU] - Bracket. Y-cable | 1.71 | Bracket. Y-cable | LED | 1 | 132 | [8 empty] | CE | [6 empty] | 20 | 3000 | 382x250x75 |  | 220-240V |  | 5 | A++ | 65° | 3 | 70 |  | 3000 |  | 54000 | >=0.95 | 124000 |  |  | 119.697 |  |  | 9 | U6 | 25 | max. 10% at 100.000 hrs |  | Available | 730/339 | Cx=0.4338;Cy=0.4030 | Class I | IK08 | IP50 | IP20 | 50 | 720 | -25 | 1 | 132 | RAL9016 | 50-60Hz | Passive | LED | dimmable | High Bay Rectangular | Tungsram Auriso | Indoor industrial |  | 22.8 | 15800 | No sensor |  | risk group 1 |  | Bracket kit. Tilted bracket kit. Busbar bracket kit. Cable hook pair
TBD | AUR-1S20-850-U4-DL-ST | image | datasheet | deeplink | TUNGSRAM - Tungsram Auriso - 16500lm - 132W - 5000K - 80CRI - TBD[SKU] - Bracket. Y-cable | 1.71 | Bracket. Y-cable | LED | 1 | 132 | [8 empty] | CE | [6 empty] | 20 | 5000 | 382x250x75 |  | 220-240V |  | 5 | A++ | 45° | 3 | 80 |  | 5000 |  | 54000 | >=0.95 | 124000 |  |  | 125 |  |  | 9 | U4 | 25 | max. 10% at 100.000 hrs |  | Available | 850/339 | Cx=0.3447;Cy=0.3553 | Class I | IK08 | IP50 | IP20 | 50 | 720 | -25 | 1 | 132 | RAL9016 | 50-60Hz | Passive | LED | dimmable | High Bay Rectangular | Tungsram Auriso | Indoor industrial |  | 21.8 | 16500 | No sensor |  | risk group 1 |  | Bracket kit. Tilted bracket kit. Busbar bracket kit. Cable hook pair
TBD | AUR-1S20-840-U4-DL-ST | image | datasheet | deeplink | TUNGSRAM - Tungsram Auriso - 16100lm - 132W - 4000K - 80CRI - TBD[SKU] - Bracket. Y-cable | 1.71 | Bracket. Y-cable | LED | 1 | 132 | [8 empty] | CE | [6 empty] | 20 | 4000 | 382x250x75 |  | 220-240V |  | 5 | A++ | 45° | 3 | 80 |  | 4000 |  | 54000 | >=0.95 | 124000 |  |  | 121.9697 |  |  | 9 | U4 | 25 | max. 10% at 100.000 hrs |  | Available | 840/339 | Cx=0.3818;Cy=0.3797 | Class I | IK08 | IP50 | IP20 | 50 | 720 | -25 | 1 | 132 | RAL9016 | 50-60Hz | Passive | LED | dimmable | High Bay Rectangular | Tungsram Auriso | Indoor industrial |  | 21.8 | 16100 | No sensor |  | risk group 1 |  | Bracket kit. Tilted bracket kit. Busbar bracket kit. Cable hook pair
TBD | AUR-1S20-830-U4-DL-ST | image | datasheet | deeplink | TUNGSRAM - Tungsram Auriso - 15100lm - 132W - 3000K - 80CRI - TBD[SKU] - Bracket. Y-cable | 1.71 | Bracket. Y-cable | LED | 1 | 132 | [8 empty] | CE | [6 empty] | 20 | 3000 | 382x250x75 |  | 220-240V |  | 5 | A++ | 45° | 3 | 80 |  | 3000 |  | 54000 | >=0.95 | 124000 |  |  | 114.3939 |  |  | 9 | U4 | 25 | max. 10% at 100.000 hrs |  | Available | 830/339 | Cx=0.4338;Cy=0.4030 | Class I | IK08 | IP50 | IP20 | 50 | 720 | -25 | 1 | 132 | RAL9016 | 50-60Hz | Passive | LED | dimmable | High Bay Rectangular | Tungsram Auriso | Indoor industrial |  | 21.7 | 15100 | No sensor |  | risk group 1 |  | Bracket kit. Tilted bracket kit. Busbar bracket kit. Cable hook pair
TBD | AUR-1S20-750-U4-DL-ST | image | datasheet | deeplink | TUNGSRAM - Tungsram Auriso - 17000lm - 132W - 5000K - 70CRI - TBD[SKU] - Bracket. Y-cable | 1.71 | Bracket. Y-cable | LED | 1 | 132 | [8 empty] | CE | [6 empty] | 20 | 5000 | 382x250x75 |  | 220-240V |  | 5 | A++ | 45° | 3 | 70 |  | 5000 |  | 54000 | >=0.95 | 124000 |  |  | 128.7879 |  |  | 9 | U4 | 25 | max. 10% at 100.000 hrs |  | Available | 750/339 | Cx=0.3447;Cy=0.3553 | Class I | IK08 | IP50 | IP20 | 50 | 720 | -25 | 1 | 132 | RAL9016 | 50-60Hz | Passive | LED | dimmable | High Bay Rectangular | Tungsram Auriso | Indoor industrial |  | 22.1 | 17000 | No sensor |  | risk group 1 |  | Bracket kit. Tilted bracket kit. Busbar bracket kit. Cable hook pair
TBD | AUR-1S20-740-U4-DL-ST | image | datasheet | deeplink | TUNGSRAM - Tungsram Auriso - 16900lm - 132W - 4000K - 70CRI - TBD[SKU] - Bracket. Y-cable | 1.71 | Bracket. Y-cable | LED | 1 | 132 | [8 empty] | CE | [6 empty] | 20 | 4000 | 382x250x75 |  | 220-240V |  | 5 | A++ | 45° | 3 | 70 |  | 4000 |  | 54000 | >=0.95 | 124000 |  |  | 128.0303 |  |  | 9 | U4 | 25 | max. 10% at 100.000 hrs |  | Available | 740/339 | Cx=0.4338;Cy=0.4030 | Class I | IK08 | IP50 | IP20 | 50 | 720 | -25 | 1 | 132 | RAL9016 | 50-60Hz | Passive | LED | dimmable | High Bay Rectangular | Tungsram Auriso | Indoor industrial |  | 22.1 | 16900 | No sensor |  | risk group 1 |  | Bracket kit. Tilted bracket kit. Busbar bracket kit. Cable hook pair
TBD | AUR-1S20-730-U4-DL-ST | image | datasheet | deeplink | TUNGSRAM - Tungsram Auriso - 16400lm - 132W - 3000K - 70CRI - TBD[SKU] - Bracket. Y-cable | 1.71 | Bracket. Y-cable | LED | 1 | 132 | [8 empty] | CE | [6 empty] | 20 | 3000 | 382x250x75 |  | 220-240V |  | 5 | A++ | 45° | 3 | 70 |  | 3000 |  | 54000 | >=0.95 | 124000 |  |  | 124.2424 |  |  | 9 | U4 | 25 | max. 10% at 100.000 hrs |  | Available | 730/339 | Cx=0.4338;Cy=0.4030 | Class I | IK08 | IP50 | IP20 | 50 | 720 | -25 | 1 | 132 | RAL9016 | 50-60Hz | Passive | LED | dimmable | High Bay Rectangular | Tungsram Auriso | Indoor industrial |  | 22 | 16400 | No sensor |  | risk group 1 |  | Bracket kit. Tilted bracket kit. Busbar bracket kit. Cable hook pair
TBD | AUR-1S20-850-L9-DL-ST | image | datasheet | deeplink | TUNGSRAM - Tungsram Auriso - 20000lm - 132W - 5000K - 80CRI - TBD[SKU] - Bracket. Y-cable | 1.71 | Bracket. Y-cable | LED | 1 | 132 | [8 empty] | CE | [6 empty] | 20 | 5000 | 382x250x75 |  | 220-240V |  | 5 | A++ | 90° | 3 | 80 |  | 5000 |  | 54000 | >=0.95 | 124000 |  |  | 151.5152 |  |  | 9 | L9 | 25 | max. 10% at 100.000 hrs |  | Available | 850/339 | Cx=0.3447;Cy=0.3553 | Class I | IK08 | IP50 | IP20 | 50 | 720 | -25 | 1 | 132 | RAL9016 | 50-60Hz | Passive | LED | dimmable | High Bay Rectangular | Tungsram Auriso | Indoor industrial |  | 24.4 | 20000 | No sensor |  | risk group 1 |  | Bracket kit. Tilted bracket kit. Busbar bracket kit. Cable hook pair
TBD | AUR-1S20-840-L9-DL-ST | image | datasheet | deeplink | TUNGSRAM - Tungsram Auriso - 19500lm - 132W - 4000K - 80CRI - TBD[SKU] - Bracket. Y-cable | 1.71 | Bracket. Y-cable | LED | 1 | 132 | [8 empty] | CE | [6 empty] | 20 | 4000 | 382x250x75 |  | 220-240V |  | 5 | A++ | 90° | 3 | 80 |  | 4000 |  | 54000 | >=0.95 | 124000 |  |  | 147.7273 |  |  | 9 | L9 | 25 | max. 10% at 100.000 hrs |  | Available | 840/339 | Cx=0.3818;Cy=0.3797 | Class I | IK08 | IP50 | IP20 | 50 | 720 | -25 | 1 | 132 | RAL9016 | 50-60Hz | Passive | LED | dimmable | High Bay Rectangular | Tungsram Auriso | Indoor industrial |  | 24.4 | 19500 | No sensor |  | risk group 1 |  | Bracket kit. Tilted bracket kit. Busbar bracket kit. Cable hook pair
TBD | AUR-1S20-830-L9-DL-ST | image | datasheet | deeplink | TUNGSRAM - Tungsram Auriso - 18400lm - 132W - 3000K - 80CRI - TBD[SKU] - Bracket. Y-cable | 1.71 | Bracket. Y-cable | LED | 1 | 132 | [8 empty] | CE | [6 empty] | 20 | 3000 | 382x250x75 |  | 220-240V |  | 5 | A++ | 90° | 3 | 80 |  | 3000 |  | 54000 | >=0.95 | 124000 |  |  | 139.3939 |  |  | 9 | L9 | 25 | max. 10% at 100.000 hrs |  | Available | 830/339 | Cx=0.4338;Cy=0.4030 | Class I | IK08 | IP50 | IP20 | 50 | 720 | -25 | 1 | 132 | RAL9016 | 50-60Hz | Passive | LED | dimmable | High Bay Rectangular | Tungsram Auriso | Indoor industrial |  | 24.3 | 18400 | No sensor |  | risk group 1 |  | Bracket kit. Tilted bracket kit. Busbar bracket kit. Cable hook pair
TBD | AUR-1S20-750-L9-DL-ST | image | datasheet | deeplink | TUNGSRAM - Tungsram Auriso - 20600lm - 132W - 5000K - 70CRI - TBD[SKU] - Bracket. Y-cable | 1.71 | Bracket. Y-cable | LED | 1 | 132 | [8 empty] | CE | [6 empty] | 20 | 5000 | 382x250x75 |  | 220-240V |  | 5 | A++ | 90° | 3 | 70 |  | 5000 |  | 54000 | >=0.95 | 124000 |  |  | 156.0606 |  |  | 9 | L9 | 25 | max. 10% at 100.000 hrs |  | Available | 750/339 | Cx=0.3447;Cy=0.3553 | Class I | IK08 | IP50 | IP20 | 50 | 720 | -25 | 1 | 132 | RAL9016 | 50-60Hz | Passive | LED | dimmable | High Bay Rectangular | Tungsram Auriso | Indoor industrial |  | 24.7 | 20600 | No sensor |  | risk group 1 |  | Bracket kit. Tilted bracket kit. Busbar bracket kit. Cable hook pair
TBD | AUR-1S20-740-L9-DL-ST | image | datasheet | deeplink | TUNGSRAM - Tungsram Auriso - 20500lm - 132W - 4000K - 70CRI - TBD[SKU] - Bracket. Y-cable | 1.71 | Bracket. Y-cable | LED | 1 | 132 | [8 empty] | CE | [6 empty] | 20 | 4000 | 382x250x75 |  | 220-240V |  | 5 | A++ | 90° | 3 | 70 |  | 4000 |  | 54000 | >=0.95 | 124000 |  |  | 155.303 |  |  | 9 | L9 | 25 | max. 10% at 100.000 hrs |  | Available | 740/339 | Cx=0.4338;Cy=0.4030 | Class I | IK08 | IP50 | IP20 | 50 | 720 | -25 | 1 | 132 | RAL9016 | 50-60Hz | Passive | LED | dimmable | High Bay Rectangular | Tungsram Auriso | Indoor industrial |  | 24.7 | 20500 | No sensor |  | risk group 1 |  | Bracket kit. Tilted bracket kit. Busbar bracket kit. Cable hook pair
TBD | AUR-1S20-730-L9-DL-ST | image | datasheet | deeplink | TUNGSRAM - Tungsram Auriso - 20000lm - 132W - 3000K - 70CRI - TBD[SKU] - Bracket. Y-cable | 1.71 | Bracket. Y-cable | LED | 1 | 132 | [8 empty] | CE | [6 empty] | 20 | 3000 | 382x250x75 |  | 220-240V |  | 5 | A++ | 90° | 3 | 70 |  | 3000 |  | 54000 | >=0.95 | 124000 |  |  | 151.5152 |  |  | 9 | L9 | 25 | max. 10% at 100.000 hrs |  | Available | 730/339 | Cx=0.4338;Cy=0.4030 | Class I | IK08 | IP50 | IP20 | 50 | 720 | -25 | 1 | 132 | RAL9016 | 50-60Hz | Passive | LED | dimmable | High Bay Rectangular | Tungsram Auriso | Indoor industrial |  | 24.6 | 20000 | No sensor |  | risk group 1 |  | Bracket kit. Tilted bracket kit. Busbar bracket kit. Cable hook pair
TBD | AUR-1S20-850-L6-DL-ST | image | datasheet | deeplink | TUNGSRAM - Tungsram Auriso - 19200lm - 132W - 5000K - 80CRI - TBD[SKU] - Bracket. Y-cable | 1.71 | Bracket. Y-cable | LED | 1 | 132 | [8 empty] | CE | [6 empty] | 20 | 5000 | 382x250x75 |  | 220-240V |  | 5 | A++ | 70° | 3 | 80 |  | 5000 |  | 54000 | >=0.95 | 124000 |  |  | 145.4545 |  |  | 9 | L6 | 25 | max. 10% at 100.000 hrs |  | Available | 850/339 | Cx=0.3447;Cy=0.3553 | Class I | IK08 | IP50 | IP20 | 50 | 720 | -25 | 1 | 132 | RAL9016 | 50-60Hz | Passive | LED | dimmable | High Bay Rectangular | Tungsram Auriso | Indoor industrial |  | 22.8 | 19200 | No sensor |  | risk group 1 |  | Bracket kit. Tilted bracket kit. Busbar bracket kit. Cable hook pair
TBD | AUR-1S20-840-L6-DL-ST | image | datasheet | deeplink | TUNGSRAM - Tungsram Auriso - 18700lm - 132W - 4000K - 80CRI - TBD[SKU] - Bracket. Y-cable | 1.71 | Bracket. Y-cable | LED | 1 | 132 | [8 empty] | CE | [6 empty] | 20 | 4000 | 382x250x75 |  | 220-240V |  | 5 | A++ | 70° | 3 | 80 |  | 4000 |  | 54000 | >=0.95 | 124000 |  |  | 141.6667 |  |  | 9 | L6 | 25 | max. 10% at 100.000 hrs |  | Available | 840/339 | Cx=0.3818;Cy=0.3797 | Class I | IK08 | IP50 | IP20 | 50 | 720 | -25 | 1 | 132 | RAL9016 | 50-60Hz | Passive | LED | dimmable | High Bay Rectangular | Tungsram Auriso | Indoor industrial |  | 22.8 | 18700 | No sensor |  | risk group 1 |  | Bracket kit. Tilted bracket kit. Busbar bracket kit. Cable hook pair
TBD | AUR-1S20-830-L6-DL-ST | image | datasheet | deeplink | TUNGSRAM - Tungsram Auriso - 17700lm - 132W - 3000K - 80CRI - TBD[SKU] - Bracket. Y-cable | 1.71 | Bracket. Y-cable | LED | 1 | 132 | [8 empty] | CE | [6 empty] | 20 | 3000 | 382x250x75 |  | 220-240V |  | 5 | A++ | 70° | 3 | 80 |  | 3000 |  | 54000 | >=0.95 | 124000 |  |  | 134.0909 |  |  | 9 | L6 | 25 | max. 10% at 100.000 hrs |  | Available | 830/339 | Cx=0.4338;Cy=0.4030 | Class I | IK08 | IP50 | IP20 | 50 | 720 | -25 | 1 | 132 | RAL9016 | 50-60Hz | Passive | LED | dimmable | High Bay Rectangular | Tungsram Auriso | Indoor industrial |  | 22.7 | 17700 | No sensor |  | risk group 1 |  | Bracket kit. Tilted bracket kit. Busbar bracket kit. Cable hook pair
TBD | AUR-1S20-750-L6-DL-ST | image | datasheet | deeplink | TUNGSRAM - Tungsram Auriso - 19800lm - 132W - 5000K - 70CRI - TBD[SKU] - Bracket. Y-cable | 1.71 | Bracket. Y-cable | LED | 1 | 132 | [8 empty] | CE | [6 empty] | 20 | 5000 | 382x250x75 |  | 220-240V |  | 5 | A++ | 70° | 3 | 70 |  | 5000 |  | 54000 | >=0.95 | 124000 |  |  | 150 |  |  | 9 | L6 | 25 | max. 10% at 100.000 hrs |  | Available | 750/339 | Cx=0.3447;Cy=0.3553 | Class I | IK08 | IP50 | IP20 | 50 | 720 | -25 | 1 | 132 | RAL9016 | 50-60Hz | Passive | LED | dimmable | High Bay Rectangular | Tungsram Auriso | Indoor industrial |  | 23.1 | 19800 | No sensor |  | risk group 1 |  | Bracket kit. Tilted bracket kit. Busbar bracket kit. Cable hook pair
TBD | AUR-1S20-740-L6-DL-ST | image | datasheet | deeplink | TUNGSRAM - Tungsram Auriso - 19700lm - 132W - 4000K - 70CRI - TBD[SKU] - Bracket. Y-cable | 1.71 | Bracket. Y-cable | LED | 1 | 132 | [8 empty] | CE | [6 empty] | 20 | 4000 | 382x250x75 |  | 220-240V |  | 5 | A++ | 70° | 3 | 70 |  | 4000 |  | 54000 | >=0.95 | 124000 |  |  | 149.2424 |  |  | 9 | L6 | 25 | max. 10% at 100.000 hrs |  | Available | 740/339 | Cx=0.4338;Cy=0.4030 | Class I | IK08 | IP50 | IP20 | 50 | 720 | -25 | 1 | 132 | RAL9016 | 50-60Hz | Passive | LED | dimmable | High Bay Rectangular | Tungsram Auriso | Indoor industrial |  | 23.1 | 19700 | No sensor |  | risk group 1 |  | Bracket kit. Tilted bracket kit. Busbar bracket kit. Cable hook pair
TBD | AUR-1S20-730-L6-DL-ST | image | datasheet | deeplink | TUNGSRAM - Tungsram Auriso - 19200lm - 132W - 3000K - 70CRI - TBD[SKU] - Bracket. Y-cable | 1.71 | Bracket. Y-cable | LED | 1 | 132 | [8 empty] | CE | [6 empty] | 20 | 3000 | 382x250x75 |  | 220-240V |  | 5 | A++ | 70° | 3 | 70 |  | 3000 |  | 54000 | >=0.95 | 124000 |  |  | 145.4545 |  |  | 9 | L6 | 25 | max. 10% at 100.000 hrs |  | Available | 730/339 | Cx=0.4338;Cy=0.4030 | Class I | IK08 | IP50 | IP20 | 50 | 720 | -25 | 1 | 132 | RAL9016 | 50-60Hz | Passive | LED | dimmable | High Bay Rectangular | Tungsram Auriso | Indoor industrial |  | 22.9 | 19200 | No sensor |  | risk group 1 |  | Bracket kit. Tilted bracket kit. Busbar bracket kit. Cable hook pair
TBD | AUR-1S20-850-L3-DL-ST | image | datasheet | deeplink | TUNGSRAM - Tungsram Auriso - 20400lm - 132W - 5000K - 80CRI - TBD[SKU] - Bracket. Y-cable | 1.71 | Bracket. Y-cable | LED | 1 | 132 | [8 empty] | CE | [6 empty] | 20 | 5000 | 382x250x75 |  | 220-240V |  | 5 | A++ | 35° | 3 | 80 |  | 5000 |  | 54000 | >=0.95 | 124000 |  |  | 154.5455 |  |  | 9 | L3 | 25 | max. 10% at 100.000 hrs |  | Available | 850/339 | Cx=0.3447;Cy=0.3553 | Class I | IK08 | IP50 | IP20 | 50 | 720 | -25 | 1 | 132 | RAL9016 | 50-60Hz | Passive | LED | dimmable | High Bay Rectangular | Tungsram Auriso | Indoor industrial |  | 18.3 | 20400 | No sensor |  | risk group 1 |  | Bracket kit. Tilted bracket kit. Busbar bracket kit. Cable hook pair
TBD | AUR-1S20-840-L3-DL-ST | image | datasheet | deeplink | TUNGSRAM - Tungsram Auriso - 19900lm - 132W - 4000K - 80CRI - TBD[SKU] - Bracket. Y-cable | 1.71 | Bracket. Y-cable | LED | 1 | 132 | [8 empty] | CE | [6 empty] | 20 | 4000 | 382x250x75 |  | 220-240V |  | 5 | A++ | 35° | 3 | 80 |  | 4000 |  | 54000 | >=0.95 | 124000 |  |  | 150.7576 |  |  | 9 | L3 | 25 | max. 10% at 100.000 hrs |  | Available | 840/339 | Cx=0.3818;Cy=0.3797 | Class I | IK08 | IP50 | IP20 | 50 | 720 | -25 | 1 | 132 | RAL9016 | 50-60Hz | Passive | LED | dimmable | High Bay Rectangular | Tungsram Auriso | Indoor industrial |  | 18.3 | 19900 | No sensor |  | risk group 1 |  | Bracket kit. Tilted bracket kit. Busbar bracket kit. Cable hook pair
TBD | AUR-1S20-830-L3-DL-ST | image | datasheet | deeplink | TUNGSRAM - Tungsram Auriso - 18700lm - 132W - 3000K - 80CRI - TBD[SKU] - Bracket. Y-cable | 1.71 | Bracket. Y-cable | LED | 1 | 132 | [8 empty] | CE | [6 empty] | 20 | 3000 | 382x250x75 |  | 220-240V |  | 5 | A++ | 35° | 3 | 80 |  | 3000 |  | 54000 | >=0.95 | 124000 |  |  | 141.6667 |  |  | 9 | L3 | 25 | max. 10% at 100.000 hrs |  | Available | 830/339 | Cx=0.4338;Cy=0.4030 | Class I | IK08 | IP50 | IP20 | 50 | 720 | -25 | 1 | 132 | RAL9016 | 50-60Hz | Passive | LED | dimmable | High Bay Rectangular | Tungsram Auriso | Indoor industrial |  | 18.2 | 18700 | No sensor |  | risk group 1 |  | Bracket kit. Tilted bracket kit. Busbar bracket kit. Cable hook pair
TBD | AUR-1S20-750-L3-DL-ST | image | datasheet | deeplink | TUNGSRAM - Tungsram Auriso - 21000lm - 132W - 5000K - 70CRI - TBD[SKU] - Bracket. Y-cable | 1.71 | Bracket. Y-cable | LED | 1 | 132 | [8 empty] | CE | [6 empty] | 20 | 5000 | 382x250x75 |  | 220-240V |  | 5 | A++ | 35° | 3 | 70 |  | 5000 |  | 54000 | >=0.95 | 124000 |  |  | 159.0909 |  |  | 9 | L3 | 25 | max. 10% at 100.000 hrs |  | Available | 750/339 | Cx=0.3447;Cy=0.3553 | Class I | IK08 | IP50 | IP20 | 50 | 720 | -25 | 1 | 132 | RAL9016 | 50-60Hz | Passive | LED | dimmable | High Bay Rectangular | Tungsram Auriso | Indoor industrial |  | 18.6 | 21000 | No sensor |  | risk group 1 |  | Bracket kit. Tilted bracket kit. Busbar bracket kit. Cable hook pair
TBD | AUR-1S20-740-L3-DL-ST | image | datasheet | deeplink | TUNGSRAM - Tungsram Auriso - 21000lm - 132W - 4000K - 70CRI - TBD[SKU] - Bracket. Y-cable | 1.71 | Bracket. Y-cable | LED | 1 | 132 | [8 empty] | CE | [6 empty] | 20 | 4000 | 382x250x75 |  | 220-240V |  | 5 | A++ | 35° | 3 | 70 |  | 4000 |  | 54000 | >=0.95 | 124000 |  |  | 159.0909 |  |  | 9 | L3 | 25 | max. 10% at 100.000 hrs |  | Available | 740/339 | Cx=0.4338;Cy=0.4030 | Class I | IK08 | IP50 | IP20 | 50 | 720 | -25 | 1 | 132 | RAL9016 | 50-60Hz | Passive | LED | dimmable | High Bay Rectangular | Tungsram Auriso | Indoor industrial |  | 18.6 | 21000 | No sensor |  | risk group 1 |  | Bracket kit. Tilted bracket kit. Busbar bracket kit. Cable hook pair
TBD | AUR-1S20-730-L3-DL-ST | image | datasheet | deeplink | TUNGSRAM - Tungsram Auriso - 20400lm - 132W - 3000K - 70CRI - TBD[SKU] - Bracket. Y-cable | 1.71 | Bracket. Y-cable | LED | 1 | 132 | [8 empty] | CE | [6 empty] | 20 | 3000 | 382x250x75 |  | 220-240V |  | 5 | A++ | 35° | 3 | 70 |  | 3000 |  | 54000 | >=0.95 | 124000 |  |  | 154.5455 |  |  | 9 | L3 | 25 | max. 10% at 100.000 hrs |  | Available | 730/339 | Cx=0.4338;Cy=0.4030 | Class I | IK08 | IP50 | IP20 | 50 | 720 | -25 | 1 | 132 | RAL9016 | 50-60Hz | Passive | LED | dimmable | High Bay Rectangular | Tungsram Auriso | Indoor industrial |  | 18.4 | 20400 | No sensor |  | risk group 1 |  | Bracket kit. Tilted bracket kit. Busbar bracket kit. Cable hook pair
TBD | AUR-1S20-850-D1-DL-ST | image | datasheet | deeplink | TUNGSRAM - Tungsram Auriso - 17500lm - 132W - 5000K - 80CRI - TBD[SKU] - Bracket. Y-cable | 1.71 | Bracket. Y-cable | LED | 1 | 132 | [8 empty] | CE | [6 empty] | 20 | 5000 | 382x250x75 |  | 220-240V |  | 5 | A++ | 100° | 3 | 80 |  | 5000 |  | 54000 | >=0.95 | 124000 |  |  | 132.5758 |  |  | 9 | D1 | 25 | max. 10% at 100.000 hrs |  | Available | 850/339 | Cx=0.3447;Cy=0.3553 | Class I | IK08 | IP20 | IP20 | 50 | 720 | -25 | 1 | 132 | RAL9016 | 50-60Hz | Passive | LED | dimmable | High Bay Rectangular | Tungsram Auriso | Indoor industrial |  | 26.7 | 17500 | No sensor |  | risk group 1 |  | Bracket kit. Tilted bracket kit. Busbar bracket kit. Cable hook pair
TBD | AUR-1S20-840-D1-DL-ST | image | datasheet | deeplink | TUNGSRAM - Tungsram Auriso - 17000lm - 132W - 4000K - 80CRI - TBD[SKU] - Bracket. Y-cable | 1.71 | Bracket. Y-cable | LED | 1 | 132 | [8 empty] | CE | [6 empty] | 20 | 4000 | 382x250x75 |  | 220-240V |  | 5 | A++ | 100° | 3 | 80 |  | 4000 |  | 54000 | >=0.95 | 124000 |  |  | 128.7879 |  |  | 9 | D1 | 25 | max. 10% at 100.000 hrs |  | Available | 840/339 | Cx=0.3818;Cy=0.3797 | Class I | IK08 | IP20 | IP20 | 50 | 720 | -25 | 1 | 132 | RAL9016 | 50-60Hz | Passive | LED | dimmable | High Bay Rectangular | Tungsram Auriso | Indoor industrial |  | 26.7 | 17000 | No sensor |  | risk group 1 |  | Bracket kit. Tilted bracket kit. Busbar bracket kit. Cable hook pair
TBD | AUR-1S20-830-D1-DL-ST | image | datasheet | deeplink | TUNGSRAM - Tungsram Auriso - 16000lm - 132W - 3000K - 80CRI - TBD[SKU] - Bracket. Y-cable | 1.71 | Bracket. Y-cable | LED | 1 | 132 | [8 empty] | CE | [6 empty] | 20 | 3000 | 382x250x75 |  | 220-240V |  | 5 | A++ | 100° | 3 | 80 |  | 3000 |  | 54000 | >=0.95 | 124000 |  |  | 121.2121 |  |  | 9 | D1 | 25 | max. 10% at 100.000 hrs |  | Available | 830/339 | Cx=0.4338;Cy=0.4030 | Class I | IK08 | IP20 | IP20 | 50 | 720 | -25 | 1 | 132 | RAL9016 | 50-60Hz | Passive | LED | dimmable | High Bay Rectangular | Tungsram Auriso | Indoor industrial |  | 26.5 | 16000 | No sensor |  | risk group 1 |  | Bracket kit. Tilted bracket kit. Busbar bracket kit. Cable hook pair
TBD | AUR-1S20-750-D1-DL-ST | image | datasheet | deeplink | TUNGSRAM - Tungsram Auriso - 18000lm - 132W - 5000K - 70CRI - TBD[SKU] - Bracket. Y-cable | 1.71 | Bracket. Y-cable | LED | 1 | 132 | [8 empty] | CE | [6 empty] | 20 | 5000 | 382x250x75 |  | 220-240V |  | 5 | A++ | 100° | 3 | 70 |  | 5000 |  | 54000 | >=0.95 | 124000 |  |  | 136.3636 |  |  | 9 | D1 | 25 | max. 10% at 100.000 hrs |  | Available | 750/339 | Cx=0.3447;Cy=0.3553 | Class I | IK08 | IP20 | IP20 | 50 | 720 | -25 | 1 | 132 | RAL9016 | 50-60Hz | Passive | LED | dimmable | High Bay Rectangular | Tungsram Auriso | Indoor industrial |  | 26.9 | 18000 | No sensor |  | risk group 1 |  | Bracket kit. Tilted bracket kit. Busbar bracket kit. Cable hook pair
TBD | AUR-1S20-740-D1-DL-ST | image | datasheet | deeplink | TUNGSRAM - Tungsram Auriso - 17900lm - 132W - 4000K - 70CRI - TBD[SKU] - Bracket. Y-cable | 1.71 | Bracket. Y-cable | LED | 1 | 132 | [8 empty] | CE | [6 empty] | 20 | 4000 | 382x250x75 |  | 220-240V |  | 5 | A++ | 100° | 3 | 70 |  | 4000 |  | 54000 | >=0.95 | 124000 |  |  | 135.6061 |  |  | 9 | D1 | 25 | max. 10% at 100.000 hrs |  | Available | 740/339 | Cx=0.4338;Cy=0.4030 | Class I | IK08 | IP20 | IP20 | 50 | 720 | -25 | 1 | 132 | RAL9016 | 50-60Hz | Passive | LED | dimmable | High Bay Rectangular | Tungsram Auriso | Indoor industrial |  | 26.9 | 17900 | No sensor |  | risk group 1 |  | Bracket kit. Tilted bracket kit. Busbar bracket kit. Cable hook pair
TBD | AUR-1S20-730-D1-DL-ST | image | datasheet | deeplink | TUNGSRAM - Tungsram Auriso - 17400lm - 132W - 3000K - 70CRI - TBD[SKU] - Bracket. Y-cable | 1.71 | Bracket. Y-cable | LED | 1 | 132 | [8 empty] | CE | [6 empty] | 20 | 3000 | 382x250x75 |  | 220-240V |  | 5 | A++ | 100° | 3 | 70 |  | 3000 |  | 54000 | >=0.95 | 124000 |  |  | 131.8182 |  |  | 9 | D1 | 25 | max. 10% at 100.000 hrs |  | Available | 730/339 | Cx=0.4338;Cy=0.4030 | Class I | IK08 | IP20 | IP20 | 50 | 720 | -25 | 1 | 132 | RAL9016 | 50-60Hz | Passive | LED | dimmable | High Bay Rectangular | Tungsram Auriso | Indoor industrial |  | 26.8 | 17400 | No sensor |  | risk group 1 |  | Bracket kit. Tilted bracket kit. Busbar bracket kit. Cable hook pair
TBD | AUR-1S20-850-C1-DL-ST | image | datasheet | deeplink | TUNGSRAM - Tungsram Auriso - 19400lm - 132W - 5000K - 80CRI - TBD[SKU] - Bracket. Y-cable | 1.71 | Bracket. Y-cable | LED | 1 | 132 | [8 empty] | CE | [6 empty] | 20 | 5000 | 382x250x75 |  | 220-240V |  | 5 | A++ | 110° | 3 | 80 |  | 5000 |  | 54000 | >=0.95 | 124000 |  |  | 146.9697 |  |  | 9 | C1 | 25 | max. 10% at 100.000 hrs |  | Available | 850/339 | Cx=0.3447;Cy=0.3553 | Class I | IK08 | IP20 | IP20 | 50 | 720 | -25 | 1 | 132 | RAL9016 | 50-60Hz | Passive | LED | dimmable | High Bay Rectangular | Tungsram Auriso | Indoor industrial |  | 26.5 | 19400 | No sensor |  | risk group 1 |  | Bracket kit. Tilted bracket kit. Busbar bracket kit. Cable hook pair
TBD | AUR-1S20-840-C1-DL-ST | image | datasheet | deeplink | TUNGSRAM - Tungsram Auriso - 18900lm - 132W - 4000K - 80CRI - TBD[SKU] - Bracket. Y-cable | 1.71 | Bracket. Y-cable | LED | 1 | 132 | [8 empty] | CE | [6 empty] | 20 | 4000 | 382x250x75 |  | 220-240V |  | 5 | A++ | 110° | 3 | 80 |  | 4000 |  | 54000 | >=0.95 | 124000 |  |  | 143.1818 |  |  | 9 | C1 | 25 | max. 10% at 100.000 hrs |  | Available | 840/339 | Cx=0.3818;Cy=0.3797 | Class I | IK08 | IP20 | IP20 | 50 | 720 | -25 | 1 | 132 | RAL9016 | 50-60Hz | Passive | LED | dimmable | High Bay Rectangular | Tungsram Auriso | Indoor industrial |  | 26.5 | 18900 | No sensor |  | risk group 1 |  | Bracket kit. Tilted bracket kit. Busbar bracket kit. Cable hook pair
TBD | AUR-1S20-830-C1-DL-ST | image | datasheet | deeplink | TUNGSRAM - Tungsram Auriso - 17800lm - 132W - 3000K - 80CRI - TBD[SKU] - Bracket. Y-cable | 1.71 | Bracket. Y-cable | LED | 1 | 132 | [8 empty] | CE | [6 empty] | 20 | 3000 | 382x250x75 |  | 220-240V |  | 5 | A++ | 110° | 3 | 80 |  | 3000 |  | 54000 | >=0.95 | 124000 |  |  | 134.8485 |  |  | 9 | C1 | 25 | max. 10% at 100.000 hrs |  | Available | 830/339 | Cx=0.4338;Cy=0.4030 | Class I | IK08 | IP20 | IP20 | 50 | 720 | -25 | 1 | 132 | RAL9016 | 50-60Hz | Passive | LED | dimmable | High Bay Rectangular | Tungsram Auriso | Indoor industrial |  | 26.4 | 17800 | No sensor |  | risk group 1 |  | Bracket kit. Tilted bracket kit. Busbar bracket kit. Cable hook pair
TBD | AUR-1S20-750-C1-DL-ST | image | datasheet | deeplink | TUNGSRAM - Tungsram Auriso - 20000lm - 132W - 5000K - 70CRI - TBD[SKU] - Bracket. Y-cable | 1.71 | Bracket. Y-cable | LED | 1 | 132 | [8 empty] | CE | [6 empty] | 20 | 5000 | 382x250x75 |  | 220-240V |  | 5 | A++ | 110° | 3 | 70 |  | 5000 |  | 54000 | >=0.95 | 124000 |  |  | 151.5152 |  |  | 9 | C1 | 25 | max. 10% at 100.000 hrs |  | Available | 750/339 | Cx=0.3447;Cy=0.3553 | Class I | IK08 | IP20 | IP20 | 50 | 720 | -25 | 1 | 132 | RAL9016 | 50-60Hz | Passive | LED | dimmable | High Bay Rectangular | Tungsram Auriso | Indoor industrial |  | 26.8 | 20000 | No sensor |  | risk group 1 |  | Bracket kit. Tilted bracket kit. Busbar bracket kit. Cable hook pair
TBD | AUR-1S20-740-C1-DL-ST | image | datasheet | deeplink | TUNGSRAM - Tungsram Auriso - 19900lm - 132W - 4000K - 70CRI - TBD[SKU] - Bracket. Y-cable | 1.71 | Bracket. Y-cable | LED | 1 | 132 | [8 empty] | CE | [6 empty] | 20 | 4000 | 382x250x75 |  | 220-240V |  | 5 | A++ | 110° | 3 | 70 |  | 4000 |  | 54000 | >=0.95 | 124000 |  |  | 150.7576 |  |  | 9 | C1 | 25 | max. 10% at 100.000 hrs |  | Available | 740/339 | Cx=0.4338;Cy=0.4030 | Class I | IK08 | IP20 | IP20 | 50 | 720 | -25 | 1 | 132 | RAL9016 | 50-60Hz | Passive | LED | dimmable | High Bay Rectangular | Tungsram Auriso | Indoor industrial |  | 26.8 | 19900 | No sensor |  | risk group 1 |  | Bracket kit. Tilted bracket kit. Busbar bracket kit. Cable hook pair
TBD | AUR-1S20-730-C1-DL-ST | image | datasheet | deeplink | TUNGSRAM - Tungsram Auriso - 19300lm - 132W - 3000K - 70CRI - TBD[SKU] - Bracket. Y-cable | 1.71 | Bracket. Y-cable | LED | 1 | 132 | [8 empty] | CE | [6 empty] | 20 | 3000 | 382x250x75 |  | 220-240V |  | 5 | A++ | 110° | 3 | 70 |  | 3000 |  | 54000 | >=0.95 | 124000 |  |  | 146.2121 |  |  | 9 | C1 | 25 | max. 10% at 100.000 hrs |  | Available | 730/339 | Cx=0.4338;Cy=0.4030 | Class I | IK08 | IP20 | IP20 | 50 | 720 | -25 | 1 | 132 | RAL9016 | 50-60Hz | Passive | LED | dimmable | High Bay Rectangular | Tungsram Auriso | Indoor industrial |  | 26.7 | 19300 | No sensor |  | risk group 1 |  | Bracket kit. Tilted bracket kit. Busbar bracket kit. Cable hook pair
TBD | AUR-1S15-850-U8-DL-ST | image | datasheet | deeplink | TUNGSRAM - Tungsram Auriso - 13000lm - 102W - 5000K - 80CRI - TBD[SKU] - Bracket. Y-cable | 1.64 | Bracket. Y-cable | LED | 1 | 102 | [8 empty] | CE | [6 empty] | 20 | 5000 | 382x250x75 |  | 220-240V |  | 5 | A++ | 80° | 3 | 80 |  | 5000 |  | 64000 | >=0.95 | 146000 |  |  | 127.451 |  |  | 9 | U8 | 25 | max. 10% at 100.000 hrs |  | Available | 850/339 | Cx=0.3447;Cy=0.3553 | Class I | IK08 | IP20 | IP20 | 50 | 560 | -25 | 1 | 102 | RAL9016 | 50-60Hz | Passive | LED | dimmable | High Bay Rectangular | Tungsram Auriso | Indoor industrial |  | 22.9 | 13000 | No sensor |  | risk group 1 |  | Bracket kit. Tilted bracket kit. Busbar bracket kit. Cable hook pair
TBD | AUR-1S15-840-U8-DL-ST | image | datasheet | deeplink | TUNGSRAM - Tungsram Auriso - 12700lm - 102W - 4000K - 80CRI - TBD[SKU] - Bracket. Y-cable | 1.64 | Bracket. Y-cable | LED | 1 | 102 | [8 empty] | CE | [6 empty] | 20 | 4000 | 382x250x75 |  | 220-240V |  | 5 | A++ | 80° | 3 | 80 |  | 4000 |  | 64000 | >=0.95 | 146000 |  |  | 124.5098 |  |  | 9 | U8 | 25 | max. 10% at 100.000 hrs |  | Available | 840/339 | Cx=0.3818;Cy=0.3797 | Class I | IK08 | IP20 | IP20 | 50 | 560 | -25 | 1 | 102 | RAL9016 | 50-60Hz | Passive | LED | dimmable | High Bay Rectangular | Tungsram Auriso | Indoor industrial |  | 22.9 | 12700 | No sensor |  | risk group 1 |  | Bracket kit. Tilted bracket kit. Busbar bracket kit. Cable hook pair
TBD | AUR-1S15-830-U8-DL-ST | image | datasheet | deeplink | TUNGSRAM - Tungsram Auriso - 11900lm - 102W - 3000K - 80CRI - TBD[SKU] - Bracket. Y-cable | 1.64 | Bracket. Y-cable | LED | 1 | 102 | [8 empty] | CE | [6 empty] | 20 | 3000 | 382x250x75 |  | 220-240V |  | 5 | A++ | 80° | 3 | 80 |  | 3000 |  | 64000 | >=0.95 | 146000 |  |  | 116.6667 |  |  | 9 | U8 | 25 | max. 10% at 100.000 hrs |  | Available | 830/339 | Cx=0.4338;Cy=0.4030 | Class I | IK08 | IP20 | IP20 | 50 | 560 | -25 | 1 | 102 | RAL9016 | 50-60Hz | Passive | LED | dimmable | High Bay Rectangular | Tungsram Auriso | Indoor industrial |  | 22.8 | 11900 | No sensor |  | risk group 1 |  | Bracket kit. Tilted bracket kit. Busbar bracket kit. Cable hook pair
TBD | AUR-1S15-750-U8-DL-ST | image | datasheet | deeplink | TUNGSRAM - Tungsram Auriso - 13400lm - 102W - 5000K - 70CRI - TBD[SKU] - Bracket. Y-cable | 1.64 | Bracket. Y-cable | LED | 1 | 102 | [8 empty] | CE | [6 empty] | 20 | 5000 | 382x250x75 |  | 220-240V |  | 5 | A++ | 80° | 3 | 70 |  | 5000 |  | 64000 | >=0.95 | 146000 |  |  | 131.3725 |  |  | 9 | U8 | 25 | max. 10% at 100.000 hrs |  | Available | 750/339 | Cx=0.3447;Cy=0.3553 | Class I | IK08 | IP20 | IP20 | 50 | 560 | -25 | 1 | 102 | RAL9016 | 50-60Hz | Passive | LED | dimmable | High Bay Rectangular | Tungsram Auriso | Indoor industrial |  | 23.2 | 13400 | No sensor |  | risk group 1 |  | Bracket kit. Tilted bracket kit. Busbar bracket kit. Cable hook pair
TBD | AUR-1S15-740-U8-DL-ST | image | datasheet | deeplink | TUNGSRAM - Tungsram Auriso - 13400lm - 102W - 4000K - 70CRI - TBD[SKU] - Bracket. Y-cable | 1.64 | Bracket. Y-cable | LED | 1 | 102 | [8 empty] | CE | [6 empty] | 20 | 4000 | 382x250x75 |  | 220-240V |  | 5 | A++ | 80° | 3 | 70 |  | 4000 |  | 64000 | >=0.95 | 146000 |  |  | 131.3725 |  |  | 9 | U8 | 25 | max. 10% at 100.000 hrs |  | Available | 740/339 | Cx=0.4338;Cy=0.4030 | Class I | IK08 | IP20 | IP20 | 50 | 560 | -25 | 1 | 102 | RAL9016 | 50-60Hz | Passive | LED | dimmable | High Bay Rectangular | Tungsram Auriso | Indoor industrial |  | 23.2 | 13400 | No sensor |  | risk group 1 |  | Bracket kit. Tilted bracket kit. Busbar bracket kit. Cable hook pair
TBD | AUR-1S15-730-U8-DL-ST | image | datasheet | deeplink | TUNGSRAM - Tungsram Auriso - 13000lm - 102W - 3000K - 70CRI - TBD[SKU] - Bracket. Y-cable | 1.64 | Bracket. Y-cable | LED | 1 | 102 | [8 empty] | CE | [6 empty] | 20 | 3000 | 382x250x75 |  | 220-240V |  | 5 | A++ | 80° | 3 | 70 |  | 3000 |  | 64000 | >=0.95 | 146000 |  |  | 127.451 |  |  | 9 | U8 | 25 | max. 10% at 100.000 hrs |  | Available | 730/339 | Cx=0.4338;Cy=0.4030 | Class I | IK08 | IP20 | IP20 | 50 | 560 | -25 | 1 | 102 | RAL9016 | 50-60Hz | Passive | LED | dimmable | High Bay Rectangular | Tungsram Auriso | Indoor industrial |  | 23.1 | 13000 | No sensor |  | risk group 1 |  | Bracket kit. Tilted bracket kit. Busbar bracket kit. Cable hook pair
TBD | AUR-1S15-850-U6-DL-ST | image | datasheet | deeplink | TUNGSRAM - Tungsram Auriso - 11900lm - 102W - 5000K - 80CRI - TBD[SKU] - Bracket. Y-cable | 1.64 | Bracket. Y-cable | LED | 1 | 102 | [8 empty] | CE | [6 empty] | 20 | 5000 | 382x250x75 |  | 220-240V |  | 5 | A++ | 65° | 3 | 80 |  | 5000 |  | 64000 | >=0.95 | 146000 |  |  | 116.6667 |  |  | 9 | U6 | 25 | max. 10% at 100.000 hrs |  | Available | 850/339 | Cx=0.3447;Cy=0.3553 | Class I | IK08 | IP50 | IP20 | 50 | 560 | -25 | 1 | 102 | RAL9016 | 50-60Hz | Passive | LED | dimmable | High Bay Rectangular | Tungsram Auriso | Indoor industrial |  | 21.7 | 11900 | No sensor |  | risk group 1 |  | Bracket kit. Tilted bracket kit. Busbar bracket kit. Cable hook pair
TBD | AUR-1S15-840-U6-DL-ST | image | datasheet | deeplink | TUNGSRAM - Tungsram Auriso - 11600lm - 102W - 4000K - 80CRI - TBD[SKU] - Bracket. Y-cable | 1.64 | Bracket. Y-cable | LED | 1 | 102 | [8 empty] | CE | [6 empty] | 20 | 4000 | 382x250x75 |  | 220-240V |  | 5 | A++ | 65° | 3 | 80 |  | 4000 |  | 64000 | >=0.95 | 146000 |  |  | 113.7255 |  |  | 9 | U6 | 25 | max. 10% at 100.000 hrs |  | Available | 840/339 | Cx=0.3818;Cy=0.3797 | Class I | IK08 | IP50 | IP20 | 50 | 560 | -25 | 1 | 102 | RAL9016 | 50-60Hz | Passive | LED | dimmable | High Bay Rectangular | Tungsram Auriso | Indoor industrial |  | 21.7 | 11600 | No sensor |  | risk group 1 |  | Bracket kit. Tilted bracket kit. Busbar bracket kit. Cable hook pair
TBD | AUR-1S15-830-U6-DL-ST | image | datasheet | deeplink | TUNGSRAM - Tungsram Auriso - 10900lm - 102W - 3000K - 80CRI - TBD[SKU] - Bracket. Y-cable | 1.64 | Bracket. Y-cable | LED | 1 | 102 | [8 empty] | CE | [6 empty] | 20 | 3000 | 382x250x75 |  | 220-240V |  | 5 | A++ | 65° | 3 | 80 |  | 3000 |  | 64000 | >=0.95 | 146000 |  |  | 106.8627 |  |  | 9 | U6 | 25 | max. 10% at 100.000 hrs |  | Available | 830/339 | Cx=0.4338;Cy=0.4030 | Class I | IK08 | IP50 | IP20 | 50 | 560 | -25 | 1 | 102 | RAL9016 | 50-60Hz | Passive | LED | dimmable | High Bay Rectangular | Tungsram Auriso | Indoor industrial |  | 21.5 | 10900 | No sensor |  | risk group 1 |  | Bracket kit. Tilted bracket kit. Busbar bracket kit. Cable hook pair
TBD | AUR-1S15-750-U6-DL-ST | image | datasheet | deeplink | TUNGSRAM - Tungsram Auriso - 12200lm - 102W - 5000K - 70CRI - TBD[SKU] - Bracket. Y-cable | 1.64 | Bracket. Y-cable | LED | 1 | 102 | [8 empty] | CE | [6 empty] | 20 | 5000 | 382x250x75 |  | 220-240V |  | 5 | A++ | 65° | 3 | 70 |  | 5000 |  | 64000 | >=0.95 | 146000 |  |  | 119.6078 |  |  | 9 | U6 | 25 | max. 10% at 100.000 hrs |  | Available | 750/339 | Cx=0.3447;Cy=0.3553 | Class I | IK08 | IP50 | IP20 | 50 | 560 | -25 | 1 | 102 | RAL9016 | 50-60Hz | Passive | LED | dimmable | High Bay Rectangular | Tungsram Auriso | Indoor industrial |  | 21.9 | 12200 | No sensor |  | risk group 1 |  | Bracket kit. Tilted bracket kit. Busbar bracket kit. Cable hook pair
TBD | AUR-1S15-740-U6-DL-ST | image | datasheet | deeplink | TUNGSRAM - Tungsram Auriso - 12200lm - 102W - 4000K - 70CRI - TBD[SKU] - Bracket. Y-cable | 1.64 | Bracket. Y-cable | LED | 1 | 102 | [8 empty] | CE | [6 empty] | 20 | 4000 | 382x250x75 |  | 220-240V |  | 5 | A++ | 65° | 3 | 70 |  | 4000 |  | 64000 | >=0.95 | 146000 |  |  | 119.6078 |  |  | 9 | U6 | 25 | max. 10% at 100.000 hrs |  | Available | 740/339 | Cx=0.4338;Cy=0.4030 | Class I | IK08 | IP50 | IP20 | 50 | 560 | -25 | 1 | 102 | RAL9016 | 50-60Hz | Passive | LED | dimmable | High Bay Rectangular | Tungsram Auriso | Indoor industrial |  | 21.9 | 12200 | No sensor |  | risk group 1 |  | Bracket kit. Tilted bracket kit. Busbar bracket kit. Cable hook pair
TBD | AUR-1S15-730-U6-DL-ST | image | datasheet | deeplink | TUNGSRAM - Tungsram Auriso - 11900lm - 102W - 3000K - 70CRI - TBD[SKU] - Bracket. Y-cable | 1.64 | Bracket. Y-cable | LED | 1 | 102 | [8 empty] | CE | [6 empty] | 20 | 3000 | 382x250x75 |  | 220-240V |  | 5 | A++ | 65° | 3 | 70 |  | 3000 |  | 64000 | >=0.95 | 146000 |  |  | 116.6667 |  |  | 9 | U6 | 25 | max. 10% at 100.000 hrs |  | Available | 730/339 | Cx=0.4338;Cy=0.4030 | Class I | IK08 | IP50 | IP20 | 50 | 560 | -25 | 1 | 102 | RAL9016 | 50-60Hz | Passive | LED | dimmable | High Bay Rectangular | Tungsram Auriso | Indoor industrial |  | 21.8 | 11900 | No sensor |  | risk group 1 |  | Bracket kit. Tilted bracket kit. Busbar bracket kit. Cable hook pair
TBD | AUR-1S15-850-U4-DL-ST | image | datasheet | deeplink | TUNGSRAM - Tungsram Auriso - 12400lm - 102W - 5000K - 80CRI - TBD[SKU] - Bracket. Y-cable | 1.64 | Bracket. Y-cable | LED | 1 | 102 | [8 empty] | CE | [6 empty] | 20 | 5000 | 382x250x75 |  | 220-240V |  | 5 | A++ | 45° | 3 | 80 |  | 5000 |  | 64000 | >=0.95 | 146000 |  |  | 121.5686 |  |  | 9 | U4 | 25 | max. 10% at 100.000 hrs |  | Available | 850/339 | Cx=0.3447;Cy=0.3553 | Class I | IK08 | IP50 | IP20 | 50 | 560 | -25 | 1 | 102 | RAL9016 | 50-60Hz | Passive | LED | dimmable | High Bay Rectangular | Tungsram Auriso | Indoor industrial |  | 20.9 | 12400 | No sensor |  | risk group 1 |  | Bracket kit. Tilted bracket kit. Busbar bracket kit. Cable hook pair
TBD | AUR-1S15-840-U4-DL-ST | image | datasheet | deeplink | TUNGSRAM - Tungsram Auriso - 12100lm - 102W - 4000K - 80CRI - TBD[SKU] - Bracket. Y-cable | 1.64 | Bracket. Y-cable | LED | 1 | 102 | [8 empty] | CE | [6 empty] | 20 | 4000 | 382x250x75 |  | 220-240V |  | 5 | A++ | 45° | 3 | 80 |  | 4000 |  | 64000 | >=0.95 | 146000 |  |  | 118.6275 |  |  | 9 | U4 | 25 | max. 10% at 100.000 hrs |  | Available | 840/339 | Cx=0.3818;Cy=0.3797 | Class I | IK08 | IP50 | IP20 | 50 | 560 | -25 | 1 | 102 | RAL9016 | 50-60Hz | Passive | LED | dimmable | High Bay Rectangular | Tungsram Auriso | Indoor industrial |  | 20.9 | 12100 | No sensor |  | risk group 1 |  | Bracket kit. Tilted bracket kit. Busbar bracket kit. Cable hook pair
TBD | AUR-1S15-830-U4-DL-ST | image | datasheet | deeplink | TUNGSRAM - Tungsram Auriso - 11400lm - 102W - 3000K - 80CRI - TBD[SKU] - Bracket. Y-cable | 1.64 | Bracket. Y-cable | LED | 1 | 102 | [8 empty] | CE | [6 empty] | 20 | 3000 | 382x250x75 |  | 220-240V |  | 5 | A++ | 45° | 3 | 80 |  | 3000 |  | 64000 | >=0.95 | 146000 |  |  | 111.7647 |  |  | 9 | U4 | 25 | max. 10% at 100.000 hrs |  | Available | 830/339 | Cx=0.4338;Cy=0.4030 | Class I | IK08 | IP50 | IP20 | 50 | 560 | -25 | 1 | 102 | RAL9016 | 50-60Hz | Passive | LED | dimmable | High Bay Rectangular | Tungsram Auriso | Indoor industrial |  | 20.7 | 11400 | No sensor |  | risk group 1 |  | Bracket kit. Tilted bracket kit. Busbar bracket kit. Cable hook pair
TBD | AUR-1S15-750-U4-DL-ST | image | datasheet | deeplink | TUNGSRAM - Tungsram Auriso - 12700lm - 102W - 5000K - 70CRI - TBD[SKU] - Bracket. Y-cable | 1.64 | Bracket. Y-cable | LED | 1 | 102 | [8 empty] | CE | [6 empty] | 20 | 5000 | 382x250x75 |  | 220-240V |  | 5 | A++ | 45° | 3 | 70 |  | 5000 |  | 64000 | >=0.95 | 146000 |  |  | 124.5098 |  |  | 9 | U4 | 25 | max. 10% at 100.000 hrs |  | Available | 750/339 | Cx=0.3447;Cy=0.3553 | Class I | IK08 | IP50 | IP20 | 50 | 560 | -25 | 1 | 102 | RAL9016 | 50-60Hz | Passive | LED | dimmable | High Bay Rectangular | Tungsram Auriso | Indoor industrial |  | 21.1 | 12700 | No sensor |  | risk group 1 |  | Bracket kit. Tilted bracket kit. Busbar bracket kit. Cable hook pair
TBD | AUR-1S15-740-U4-DL-ST | image | datasheet | deeplink | TUNGSRAM - Tungsram Auriso - 12700lm - 102W - 4000K - 70CRI - TBD[SKU] - Bracket. Y-cable | 1.64 | Bracket. Y-cable | LED | 1 | 102 | [8 empty] | CE | [6 empty] | 20 | 4000 | 382x250x75 |  | 220-240V |  | 5 | A++ | 45° | 3 | 70 |  | 4000 |  | 64000 | >=0.95 | 146000 |  |  | 124.5098 |  |  | 9 | U4 | 25 | max. 10% at 100.000 hrs |  | Available | 740/339 | Cx=0.4338;Cy=0.4030 | Class I | IK08 | IP50 | IP20 | 50 | 560 | -25 | 1 | 102 | RAL9016 | 50-60Hz | Passive | LED | dimmable | High Bay Rectangular | Tungsram Auriso | Indoor industrial |  | 21.1 | 12700 | No sensor |  | risk group 1 |  | Bracket kit. Tilted bracket kit. Busbar bracket kit. Cable hook pair
TBD | AUR-1S15-730-U4-DL-ST | image | datasheet | deeplink | TUNGSRAM - Tungsram Auriso - 12400lm - 102W - 3000K - 70CRI - TBD[SKU] - Bracket. Y-cable | 1.64 | Bracket. Y-cable | LED | 1 | 102 | [8 empty] | CE | [6 empty] | 20 | 3000 | 382x250x75 |  | 220-240V |  | 5 | A++ | 45° | 3 | 70 |  | 3000 |  | 64000 | >=0.95 | 146000 |  |  | 121.5686 |  |  | 9 | U4 | 25 | max. 10% at 100.000 hrs |  | Available | 730/339 | Cx=0.4338;Cy=0.4030 | Class I | IK08 | IP50 | IP20 | 50 | 560 | -25 | 1 | 102 | RAL9016 | 50-60Hz | Passive | LED | dimmable | High Bay Rectangular | Tungsram Auriso | Indoor industrial |  | 21 | 12400 | No sensor |  | risk group 1 |  | Bracket kit. Tilted bracket kit. Busbar bracket kit. Cable hook pair
TBD | AUR-1S15-850-L9-DL-ST | image | datasheet | deeplink | TUNGSRAM - Tungsram Auriso - 15000lm - 102W - 5000K - 80CRI - TBD[SKU] - Bracket. Y-cable | 1.64 | Bracket. Y-cable | LED | 1 | 102 | [8 empty] | CE | [6 empty] | 20 | 5000 | 382x250x75 |  | 220-240V |  | 5 | A++ | 90° | 3 | 80 |  | 5000 |  | 64000 | >=0.95 | 146000 |  |  | 147.0588 |  |  | 9 | L9 | 25 | max. 10% at 100.000 hrs |  | Available | 850/339 | Cx=0.3447;Cy=0.3553 | Class I | IK08 | IP50 | IP20 | 50 | 560 | -25 | 1 | 102 | RAL9016 | 50-60Hz | Passive | LED | dimmable | High Bay Rectangular | Tungsram Auriso | Indoor industrial |  | 23.4 | 15000 | No sensor |  | risk group 1 |  | Bracket kit. Tilted bracket kit. Busbar bracket kit. Cable hook pair
TBD | AUR-1S15-840-L9-DL-ST | image | datasheet | deeplink | TUNGSRAM - Tungsram Auriso - 14700lm - 102W - 4000K - 80CRI - TBD[SKU] - Bracket. Y-cable | 1.64 | Bracket. Y-cable | LED | 1 | 102 | [8 empty] | CE | [6 empty] | 20 | 4000 | 382x250x75 |  | 220-240V |  | 5 | A++ | 90° | 3 | 80 |  | 4000 |  | 64000 | >=0.95 | 146000 |  |  | 144.1176 |  |  | 9 | L9 | 25 | max. 10% at 100.000 hrs |  | Available | 840/339 | Cx=0.3818;Cy=0.3797 | Class I | IK08 | IP50 | IP20 | 50 | 560 | -25 | 1 | 102 | RAL9016 | 50-60Hz | Passive | LED | dimmable | High Bay Rectangular | Tungsram Auriso | Indoor industrial |  | 23.4 | 14700 | No sensor |  | risk group 1 |  | Bracket kit. Tilted bracket kit. Busbar bracket kit. Cable hook pair
TBD | AUR-1S15-830-L9-DL-ST | image | datasheet | deeplink | TUNGSRAM - Tungsram Auriso - 13800lm - 102W - 3000K - 80CRI - TBD[SKU] - Bracket. Y-cable | 1.64 | Bracket. Y-cable | LED | 1 | 102 | [8 empty] | CE | [6 empty] | 20 | 3000 | 382x250x75 |  | 220-240V |  | 5 | A++ | 90° | 3 | 80 |  | 3000 |  | 64000 | >=0.95 | 146000 |  |  | 135.2941 |  |  | 9 | L9 | 25 | max. 10% at 100.000 hrs |  | Available | 830/339 | Cx=0.4338;Cy=0.4030 | Class I | IK08 | IP50 | IP20 | 50 | 560 | -25 | 1 | 102 | RAL9016 | 50-60Hz | Passive | LED | dimmable | High Bay Rectangular | Tungsram Auriso | Indoor industrial |  | 23.3 | 13800 | No sensor |  | risk group 1 |  | Bracket kit. Tilted bracket kit. Busbar bracket kit. Cable hook pair
TBD | AUR-1S15-750-L9-DL-ST | image | datasheet | deeplink | TUNGSRAM - Tungsram Auriso - 15500lm - 102W - 5000K - 70CRI - TBD[SKU] - Bracket. Y-cable | 1.64 | Bracket. Y-cable | LED | 1 | 102 | [8 empty] | CE | [6 empty] | 20 | 5000 | 382x250x75 |  | 220-240V |  | 5 | A++ | 90° | 3 | 70 |  | 5000 |  | 64000 | >=0.95 | 146000 |  |  | 151.9608 |  |  | 9 | L9 | 25 | max. 10% at 100.000 hrs |  | Available | 750/339 | Cx=0.3447;Cy=0.3553 | Class I | IK08 | IP50 | IP20 | 50 | 560 | -25 | 1 | 102 | RAL9016 | 50-60Hz | Passive | LED | dimmable | High Bay Rectangular | Tungsram Auriso | Indoor industrial |  | 23.7 | 15500 | No sensor |  | risk group 1 |  | Bracket kit. Tilted bracket kit. Busbar bracket kit. Cable hook pair
TBD | AUR-1S15-740-L9-DL-ST | image | datasheet | deeplink | TUNGSRAM - Tungsram Auriso - 15400lm - 102W - 4000K - 70CRI - TBD[SKU] - Bracket. Y-cable | 1.64 | Bracket. Y-cable | LED | 1 | 102 | [8 empty] | CE | [6 empty] | 20 | 4000 | 382x250x75 |  | 220-240V |  | 5 | A++ | 90° | 3 | 70 |  | 4000 |  | 64000 | >=0.95 | 146000 |  |  | 150.9804 |  |  | 9 | L9 | 25 | max. 10% at 100.000 hrs |  | Available | 740/339 | Cx=0.4338;Cy=0.4030 | Class I | IK08 | IP50 | IP20 | 50 | 560 | -25 | 1 | 102 | RAL9016 | 50-60Hz | Passive | LED | dimmable | High Bay Rectangular | Tungsram Auriso | Indoor industrial |  | 23.7 | 15400 | No sensor |  | risk group 1 |  | Bracket kit. Tilted bracket kit. Busbar bracket kit. Cable hook pair
TBD | AUR-1S15-730-L9-DL-ST | image | datasheet | deeplink | TUNGSRAM - Tungsram Auriso - 15000lm - 102W - 3000K - 70CRI - TBD[SKU] - Bracket. Y-cable | 1.64 | Bracket. Y-cable | LED | 1 | 102 | [8 empty] | CE | [6 empty] | 20 | 3000 | 382x250x75 |  | 220-240V |  | 5 | A++ | 90° | 3 | 70 |  | 3000 |  | 64000 | >=0.95 | 146000 |  |  | 147.0588 |  |  | 9 | L9 | 25 | max. 10% at 100.000 hrs |  | Available | 730/339 | Cx=0.4338;Cy=0.4030 | Class I | IK08 | IP50 | IP20 | 50 | 560 | -25 | 1 | 102 | RAL9016 | 50-60Hz | Passive | LED | dimmable | High Bay Rectangular | Tungsram Auriso | Indoor industrial |  | 23.6 | 15000 | No sensor |  | risk group 1 |  | Bracket kit. Tilted bracket kit. Busbar bracket kit. Cable hook pair
TBD | AUR-1S15-850-L6-DL-ST | image | datasheet | deeplink | TUNGSRAM - Tungsram Auriso - 14500lm - 102W - 5000K - 80CRI - TBD[SKU] - Bracket. Y-cable | 1.64 | Bracket. Y-cable | LED | 1 | 102 | [8 empty] | CE | [6 empty] | 20 | 5000 | 382x250x75 |  | 220-240V |  | 5 | A++ | 70° | 3 | 80 |  | 5000 |  | 64000 | >=0.95 | 146000 |  |  | 142.1569 |  |  | 9 | L6 | 25 | max. 10% at 100.000 hrs |  | Available | 850/339 | Cx=0.3447;Cy=0.3553 | Class I | IK08 | IP50 | IP20 | 50 | 560 | -25 | 1 | 102 | RAL9016 | 50-60Hz | Passive | LED | dimmable | High Bay Rectangular | Tungsram Auriso | Indoor industrial |  | 21.8 | 14500 | No sensor |  | risk group 1 |  | Bracket kit. Tilted bracket kit. Busbar bracket kit. Cable hook pair
TBD | AUR-1S15-840-L6-DL-ST | image | datasheet | deeplink | TUNGSRAM - Tungsram Auriso - 14100lm - 102W - 4000K - 80CRI - TBD[SKU] - Bracket. Y-cable | 1.64 | Bracket. Y-cable | LED | 1 | 102 | [8 empty] | CE | [6 empty] | 20 | 4000 | 382x250x75 |  | 220-240V |  | 5 | A++ | 70° | 3 | 80 |  | 4000 |  | 64000 | >=0.95 | 146000 |  |  | 138.2353 |  |  | 9 | L6 | 25 | max. 10% at 100.000 hrs |  | Available | 840/339 | Cx=0.3818;Cy=0.3797 | Class I | IK08 | IP50 | IP20 | 50 | 560 | -25 | 1 | 102 | RAL9016 | 50-60Hz | Passive | LED | dimmable | High Bay Rectangular | Tungsram Auriso | Indoor industrial |  | 21.8 | 14100 | No sensor |  | risk group 1 |  | Bracket kit. Tilted bracket kit. Busbar bracket kit. Cable hook pair
TBD | AUR-1S15-830-L6-DL-ST | image | datasheet | deeplink | TUNGSRAM - Tungsram Auriso - 13300lm - 102W - 3000K - 80CRI - TBD[SKU] - Bracket. Y-cable | 1.64 | Bracket. Y-cable | LED | 1 | 102 | [8 empty] | CE | [6 empty] | 20 | 3000 | 382x250x75 |  | 220-240V |  | 5 | A++ | 70° | 3 | 80 |  | 3000 |  | 64000 | >=0.95 | 146000 |  |  | 130.3922 |  |  | 9 | L6 | 25 | max. 10% at 100.000 hrs |  | Available | 830/339 | Cx=0.4338;Cy=0.4030 | Class I | IK08 | IP50 | IP20 | 50 | 560 | -25 | 1 | 102 | RAL9016 | 50-60Hz | Passive | LED | dimmable | High Bay Rectangular | Tungsram Auriso | Indoor industrial |  | 21.7 | 13300 | No sensor |  | risk group 1 |  | Bracket kit. Tilted bracket kit. Busbar bracket kit. Cable hook pair
TBD | AUR-1S15-750-L6-DL-ST | image | datasheet | deeplink | TUNGSRAM - Tungsram Auriso - 14900lm - 102W - 5000K - 70CRI - TBD[SKU] - Bracket. Y-cable | 1.64 | Bracket. Y-cable | LED | 1 | 102 | [8 empty] | CE | [6 empty] | 20 | 5000 | 382x250x75 |  | 220-240V |  | 5 | A++ | 70° | 3 | 70 |  | 5000 |  | 64000 | >=0.95 | 146000 |  |  | 146.0784 |  |  | 9 | L6 | 25 | max. 10% at 100.000 hrs |  | Available | 750/339 | Cx=0.3447;Cy=0.3553 | Class I | IK08 | IP50 | IP20 | 50 | 560 | -25 | 1 | 102 | RAL9016 | 50-60Hz | Passive | LED | dimmable | High Bay Rectangular | Tungsram Auriso | Indoor industrial |  | 22.1 | 14900 | No sensor |  | risk group 1 |  | Bracket kit. Tilted bracket kit. Busbar bracket kit. Cable hook pair
TBD | AUR-1S15-740-L6-DL-ST | image | datasheet | deeplink | TUNGSRAM - Tungsram Auriso - 14800lm - 102W - 4000K - 70CRI - TBD[SKU] - Bracket. Y-cable | 1.64 | Bracket. Y-cable | LED | 1 | 102 | [8 empty] | CE | [6 empty] | 20 | 4000 | 382x250x75 |  | 220-240V |  | 5 | A++ | 70° | 3 | 70 |  | 4000 |  | 64000 | >=0.95 | 146000 |  |  | 145.098 |  |  | 9 | L6 | 25 | max. 10% at 100.000 hrs |  | Available | 740/339 | Cx=0.4338;Cy=0.4030 | Class I | IK08 | IP50 | IP20 | 50 | 560 | -25 | 1 | 102 | RAL9016 | 50-60Hz | Passive | LED | dimmable | High Bay Rectangular | Tungsram Auriso | Indoor industrial |  | 22.1 | 14800 | No sensor |  | risk group 1 |  | Bracket kit. Tilted bracket kit. Busbar bracket kit. Cable hook pair
TBD | AUR-1S15-730-L6-DL-ST | image | datasheet | deeplink | TUNGSRAM - Tungsram Auriso - 14400lm - 102W - 3000K - 70CRI - TBD[SKU] - Bracket. Y-cable | 1.64 | Bracket. Y-cable | LED | 1 | 102 | [8 empty] | CE | [6 empty] | 20 | 3000 | 382x250x75 |  | 220-240V |  | 5 | A++ | 70° | 3 | 70 |  | 3000 |  | 64000 | >=0.95 | 146000 |  |  | 141.1765 |  |  | 9 | L6 | 25 | max. 10% at 100.000 hrs |  | Available | 730/339 | Cx=0.4338;Cy=0.4030 | Class I | IK08 | IP50 | IP20 | 50 | 560 | -25 | 1 | 102 | RAL9016 | 50-60Hz | Passive | LED | dimmable | High Bay Rectangular | Tungsram Auriso | Indoor industrial |  | 21.9 | 14400 | No sensor |  | risk group 1 |  | Bracket kit. Tilted bracket kit. Busbar bracket kit. Cable hook pair
TBD | AUR-1S15-850-L3-DL-ST | image | datasheet | deeplink | TUNGSRAM - Tungsram Auriso - 15400lm - 102W - 5000K - 80CRI - TBD[SKU] - Bracket. Y-cable | 1.64 | Bracket. Y-cable | LED | 1 | 102 | [8 empty] | CE | [6 empty] | 20 | 5000 | 382x250x75 |  | 220-240V |  | 5 | A++ | 35° | 3 | 80 |  | 5000 |  | 64000 | >=0.95 | 146000 |  |  | 150.9804 |  |  | 9 | L3 | 25 | max. 10% at 100.000 hrs |  | Available | 850/339 | Cx=0.3447;Cy=0.3553 | Class I | IK08 | IP50 | IP20 | 50 | 560 | -25 | 1 | 102 | RAL9016 | 50-60Hz | Passive | LED | dimmable | High Bay Rectangular | Tungsram Auriso | Indoor industrial |  | 17.3 | 15400 | No sensor |  | risk group 1 |  | Bracket kit. Tilted bracket kit. Busbar bracket kit. Cable hook pair
TBD | AUR-1S15-840-L3-DL-ST | image | datasheet | deeplink | TUNGSRAM - Tungsram Auriso - 15000lm - 102W - 4000K - 80CRI - TBD[SKU] - Bracket. Y-cable | 1.64 | Bracket. Y-cable | LED | 1 | 102 | [8 empty] | CE | [6 empty] | 20 | 4000 | 382x250x75 |  | 220-240V |  | 5 | A++ | 35° | 3 | 80 |  | 4000 |  | 64000 | >=0.95 | 146000 |  |  | 147.0588 |  |  | 9 | L3 | 25 | max. 10% at 100.000 hrs |  | Available | 840/339 | Cx=0.3818;Cy=0.3797 | Class I | IK08 | IP50 | IP20 | 50 | 560 | -25 | 1 | 102 | RAL9016 | 50-60Hz | Passive | LED | dimmable | High Bay Rectangular | Tungsram Auriso | Indoor industrial |  | 17.3 | 15000 | No sensor |  | risk group 1 |  | Bracket kit. Tilted bracket kit. Busbar bracket kit. Cable hook pair
TBD | AUR-1S15-830-L3-DL-ST | image | datasheet | deeplink | TUNGSRAM - Tungsram Auriso - 14100lm - 102W - 3000K - 80CRI - TBD[SKU] - Bracket. Y-cable | 1.64 | Bracket. Y-cable | LED | 1 | 102 | [8 empty] | CE | [6 empty] | 20 | 3000 | 382x250x75 |  | 220-240V |  | 5 | A++ | 35° | 3 | 80 |  | 3000 |  | 64000 | >=0.95 | 146000 |  |  | 138.2353 |  |  | 9 | L3 | 25 | max. 10% at 100.000 hrs |  | Available | 830/339 | Cx=0.4338;Cy=0.4030 | Class I | IK08 | IP50 | IP20 | 50 | 560 | -25 | 1 | 102 | RAL9016 | 50-60Hz | Passive | LED | dimmable | High Bay Rectangular | Tungsram Auriso | Indoor industrial |  | 17.2 | 14100 | No sensor |  | risk group 1 |  | Bracket kit. Tilted bracket kit. Busbar bracket kit. Cable hook pair
TBD | AUR-1S15-750-L3-DL-ST | image | datasheet | deeplink | TUNGSRAM - Tungsram Auriso - 15800lm - 102W - 5000K - 70CRI - TBD[SKU] - Bracket. Y-cable | 1.64 | Bracket. Y-cable | LED | 1 | 102 | [8 empty] | CE | [6 empty] | 20 | 5000 | 382x250x75 |  | 220-240V |  | 5 | A++ | 35° | 3 | 70 |  | 5000 |  | 64000 | >=0.95 | 146000 |  |  | 154.902 |  |  | 9 | L3 | 25 | max. 10% at 100.000 hrs |  | Available | 750/339 | Cx=0.3447;Cy=0.3553 | Class I | IK08 | IP50 | IP20 | 50 | 560 | -25 | 1 | 102 | RAL9016 | 50-60Hz | Passive | LED | dimmable | High Bay Rectangular | Tungsram Auriso | Indoor industrial |  | 17.6 | 15800 | No sensor |  | risk group 1 |  | Bracket kit. Tilted bracket kit. Busbar bracket kit. Cable hook pair
TBD | AUR-1S15-740-L3-DL-ST | image | datasheet | deeplink | TUNGSRAM - Tungsram Auriso - 15800lm - 102W - 4000K - 70CRI - TBD[SKU] - Bracket. Y-cable | 1.64 | Bracket. Y-cable | LED | 1 | 102 | [8 empty] | CE | [6 empty] | 20 | 4000 | 382x250x75 |  | 220-240V |  | 5 | A++ | 35° | 3 | 70 |  | 4000 |  | 64000 | >=0.95 | 146000 |  |  | 154.902 |  |  | 9 | L3 | 25 | max. 10% at 100.000 hrs |  | Available | 740/339 | Cx=0.4338;Cy=0.4030 | Class I | IK08 | IP50 | IP20 | 50 | 560 | -25 | 1 | 102 | RAL9016 | 50-60Hz | Passive | LED | dimmable | High Bay Rectangular | Tungsram Auriso | Indoor industrial |  | 17.6 | 15800 | No sensor |  | risk group 1 |  | Bracket kit. Tilted bracket kit. Busbar bracket kit. Cable hook pair
TBD | AUR-1S15-730-L3-DL-ST | image | datasheet | deeplink | TUNGSRAM - Tungsram Auriso - 15300lm - 102W - 3000K - 70CRI - TBD[SKU] - Bracket. Y-cable | 1.64 | Bracket. Y-cable | LED | 1 | 102 | [8 empty] | CE | [6 empty] | 20 | 3000 | 382x250x75 |  | 220-240V |  | 5 | A++ | 35° | 3 | 70 |  | 3000 |  | 64000 | >=0.95 | 146000 |  |  | 150 |  |  | 9 | L3 | 25 | max. 10% at 100.000 hrs |  | Available | 730/339 | Cx=0.4338;Cy=0.4030 | Class I | IK08 | IP50 | IP20 | 50 | 560 | -25 | 1 | 102 | RAL9016 | 50-60Hz | Passive | LED | dimmable | High Bay Rectangular | Tungsram Auriso | Indoor industrial |  | 17.5 | 15300 | No sensor |  | risk group 1 |  | Bracket kit. Tilted bracket kit. Busbar bracket kit. Cable hook pair
TBD | AUR-1S15-850-D1-DL-ST | image | datasheet | deeplink | TUNGSRAM - Tungsram Auriso - 13100lm - 102W - 5000K - 80CRI - TBD[SKU] - Bracket. Y-cable | 1.64 | Bracket. Y-cable | LED | 1 | 102 | [8 empty] | CE | [6 empty] | 20 | 5000 | 382x250x75 |  | 220-240V |  | 5 | A++ | 100° | 3 | 80 |  | 5000 |  | 64000 | >=0.95 | 146000 |  |  | 128.4314 |  |  | 9 | D1 | 25 | max. 10% at 100.000 hrs |  | Available | 850/339 | Cx=0.3447;Cy=0.3553 | Class I | IK08 | IP20 | IP20 | 50 | 560 | -25 | 1 | 102 | RAL9016 | 50-60Hz | Passive | LED | dimmable | High Bay Rectangular | Tungsram Auriso | Indoor industrial |  | 25.6 | 13100 | No sensor |  | risk group 1 |  | Bracket kit. Tilted bracket kit. Busbar bracket kit. Cable hook pair
TBD | AUR-1S15-840-D1-DL-ST | image | datasheet | deeplink | TUNGSRAM - Tungsram Auriso - 12800lm - 102W - 4000K - 80CRI - TBD[SKU] - Bracket. Y-cable | 1.64 | Bracket. Y-cable | LED | 1 | 102 | [8 empty] | CE | [6 empty] | 20 | 4000 | 382x250x75 |  | 220-240V |  | 5 | A++ | 100° | 3 | 80 |  | 4000 |  | 64000 | >=0.95 | 146000 |  |  | 125.4902 |  |  | 9 | D1 | 25 | max. 10% at 100.000 hrs |  | Available | 840/339 | Cx=0.3818;Cy=0.3797 | Class I | IK08 | IP20 | IP20 | 50 | 560 | -25 | 1 | 102 | RAL9016 | 50-60Hz | Passive | LED | dimmable | High Bay Rectangular | Tungsram Auriso | Indoor industrial |  | 25.6 | 12800 | No sensor |  | risk group 1 |  | Bracket kit. Tilted bracket kit. Busbar bracket kit. Cable hook pair
TBD | AUR-1S15-830-D1-DL-ST | image | datasheet | deeplink | TUNGSRAM - Tungsram Auriso - 12000lm - 102W - 3000K - 80CRI - TBD[SKU] - Bracket. Y-cable | 1.64 | Bracket. Y-cable | LED | 1 | 102 | [8 empty] | CE | [6 empty] | 20 | 3000 | 382x250x75 |  | 220-240V |  | 5 | A++ | 100° | 3 | 80 |  | 3000 |  | 64000 | >=0.95 | 146000 |  |  | 117.6471 |  |  | 9 | D1 | 25 | max. 10% at 100.000 hrs |  | Available | 830/339 | Cx=0.4338;Cy=0.4030 | Class I | IK08 | IP20 | IP20 | 50 | 560 | -25 | 1 | 102 | RAL9016 | 50-60Hz | Passive | LED | dimmable | High Bay Rectangular | Tungsram Auriso | Indoor industrial |  | 25.5 | 12000 | No sensor |  | risk group 1 |  | Bracket kit. Tilted bracket kit. Busbar bracket kit. Cable hook pair
TBD | AUR-1S15-750-D1-DL-ST | image | datasheet | deeplink | TUNGSRAM - Tungsram Auriso - 13500lm - 102W - 5000K - 70CRI - TBD[SKU] - Bracket. Y-cable | 1.64 | Bracket. Y-cable | LED | 1 | 102 | [8 empty] | CE | [6 empty] | 20 | 5000 | 382x250x75 |  | 220-240V |  | 5 | A++ | 100° | 3 | 70 |  | 5000 |  | 64000 | >=0.95 | 146000 |  |  | 132.3529 |  |  | 9 | D1 | 25 | max. 10% at 100.000 hrs |  | Available | 750/339 | Cx=0.3447;Cy=0.3553 | Class I | IK08 | IP20 | IP20 | 50 | 560 | -25 | 1 | 102 | RAL9016 | 50-60Hz | Passive | LED | dimmable | High Bay Rectangular | Tungsram Auriso | Indoor industrial |  | 25.9 | 13500 | No sensor |  | risk group 1 |  | Bracket kit. Tilted bracket kit. Busbar bracket kit. Cable hook pair
TBD | AUR-1S15-740-D1-DL-ST | image | datasheet | deeplink | TUNGSRAM - Tungsram Auriso - 13500lm - 102W - 4000K - 70CRI - TBD[SKU] - Bracket. Y-cable | 1.64 | Bracket. Y-cable | LED | 1 | 102 | [8 empty] | CE | [6 empty] | 20 | 4000 | 382x250x75 |  | 220-240V |  | 5 | A++ | 100° | 3 | 70 |  | 4000 |  | 64000 | >=0.95 | 146000 |  |  | 132.3529 |  |  | 9 | D1 | 25 | max. 10% at 100.000 hrs |  | Available | 740/339 | Cx=0.4338;Cy=0.4030 | Class I | IK08 | IP20 | IP20 | 50 | 560 | -25 | 1 | 102 | RAL9016 | 50-60Hz | Passive | LED | dimmable | High Bay Rectangular | Tungsram Auriso | Indoor industrial |  | 25.9 | 13500 | No sensor |  | risk group 1 |  | Bracket kit. Tilted bracket kit. Busbar bracket kit. Cable hook pair
TBD | AUR-1S15-730-D1-DL-ST | image | datasheet | deeplink | TUNGSRAM - Tungsram Auriso - 13100lm - 102W - 3000K - 70CRI - TBD[SKU] - Bracket. Y-cable | 1.64 | Bracket. Y-cable | LED | 1 | 102 | [8 empty] | CE | [6 empty] | 20 | 3000 | 382x250x75 |  | 220-240V |  | 5 | A++ | 100° | 3 | 70 |  | 3000 |  | 64000 | >=0.95 | 146000 |  |  | 128.4314 |  |  | 9 | D1 | 25 | max. 10% at 100.000 hrs |  | Available | 730/339 | Cx=0.4338;Cy=0.4030 | Class I | IK08 | IP20 | IP20 | 50 | 560 | -25 | 1 | 102 | RAL9016 | 50-60Hz | Passive | LED | dimmable | High Bay Rectangular | Tungsram Auriso | Indoor industrial |  | 25.8 | 13100 | No sensor |  | risk group 1 |  | Bracket kit. Tilted bracket kit. Busbar bracket kit. Cable hook pair
TBD | AUR-1S15-850-C1-DL-ST | image | datasheet | deeplink | TUNGSRAM - Tungsram Auriso - 14600lm - 102W - 5000K - 80CRI - TBD[SKU] - Bracket. Y-cable | 1.64 | Bracket. Y-cable | LED | 1 | 102 | [8 empty] | CE | [6 empty] | 20 | 5000 | 382x250x75 |  | 220-240V |  | 5 | A++ | 110° | 3 | 80 |  | 5000 |  | 64000 | >=0.95 | 146000 |  |  | 143.1373 |  |  | 9 | C1 | 25 | max. 10% at 100.000 hrs |  | Available | 850/339 | Cx=0.3447;Cy=0.3553 | Class I | IK08 | IP20 | IP20 | 50 | 560 | -25 | 1 | 102 | RAL9016 | 50-60Hz | Passive | LED | dimmable | High Bay Rectangular | Tungsram Auriso | Indoor industrial |  | 25.5 | 14600 | No sensor |  | risk group 1 |  | Bracket kit. Tilted bracket kit. Busbar bracket kit. Cable hook pair
TBD | AUR-1S15-840-C1-DL-ST | image | datasheet | deeplink | TUNGSRAM - Tungsram Auriso - 14200lm - 102W - 4000K - 80CRI - TBD[SKU] - Bracket. Y-cable | 1.64 | Bracket. Y-cable | LED | 1 | 102 | [8 empty] | CE | [6 empty] | 20 | 4000 | 382x250x75 |  | 220-240V |  | 5 | A++ | 110° | 3 | 80 |  | 4000 |  | 64000 | >=0.95 | 146000 |  |  | 139.2157 |  |  | 9 | C1 | 25 | max. 10% at 100.000 hrs |  | Available | 840/339 | Cx=0.3818;Cy=0.3797 | Class I | IK08 | IP20 | IP20 | 50 | 560 | -25 | 1 | 102 | RAL9016 | 50-60Hz | Passive | LED | dimmable | High Bay Rectangular | Tungsram Auriso | Indoor industrial |  | 25.5 | 14200 | No sensor |  | risk group 1 |  | Bracket kit. Tilted bracket kit. Busbar bracket kit. Cable hook pair
TBD | AUR-1S15-830-C1-DL-ST | image | datasheet | deeplink | TUNGSRAM - Tungsram Auriso - 13400lm - 102W - 3000K - 80CRI - TBD[SKU] - Bracket. Y-cable | 1.64 | Bracket. Y-cable | LED | 1 | 102 | [8 empty] | CE | [6 empty] | 20 | 3000 | 382x250x75 |  | 220-240V |  | 5 | A++ | 110° | 3 | 80 |  | 3000 |  | 64000 | >=0.95 | 146000 |  |  | 131.3725 |  |  | 9 | C1 | 25 | max. 10% at 100.000 hrs |  | Available | 830/339 | Cx=0.4338;Cy=0.4030 | Class I | IK08 | IP20 | IP20 | 50 | 560 | -25 | 1 | 102 | RAL9016 | 50-60Hz | Passive | LED | dimmable | High Bay Rectangular | Tungsram Auriso | Indoor industrial |  | 25.4 | 13400 | No sensor |  | risk group 1 |  | Bracket kit. Tilted bracket kit. Busbar bracket kit. Cable hook pair
TBD | AUR-1S15-750-C1-DL-ST | image | datasheet | deeplink | TUNGSRAM - Tungsram Auriso - 15000lm - 102W - 5000K - 70CRI - TBD[SKU] - Bracket. Y-cable | 1.64 | Bracket. Y-cable | LED | 1 | 102 | [8 empty] | CE | [6 empty] | 20 | 5000 | 382x250x75 |  | 220-240V |  | 5 | A++ | 110° | 3 | 70 |  | 5000 |  | 64000 | >=0.95 | 146000 |  |  | 147.0588 |  |  | 9 | C1 | 25 | max. 10% at 100.000 hrs |  | Available | 750/339 | Cx=0.3447;Cy=0.3553 | Class I | IK08 | IP20 | IP20 | 50 | 560 | -25 | 1 | 102 | RAL9016 | 50-60Hz | Passive | LED | dimmable | High Bay Rectangular | Tungsram Auriso | Indoor industrial |  | 25.8 | 15000 | No sensor |  | risk group 1 |  | Bracket kit. Tilted bracket kit. Busbar bracket kit. Cable hook pair
TBD | AUR-1S15-740-C1-DL-ST | image | datasheet | deeplink | TUNGSRAM - Tungsram Auriso - 15000lm - 102W - 4000K - 70CRI - TBD[SKU] - Bracket. Y-cable | 1.64 | Bracket. Y-cable | LED | 1 | 102 | [8 empty] | CE | [6 empty] | 20 | 4000 | 382x250x75 |  | 220-240V |  | 5 | A++ | 110° | 3 | 70 |  | 4000 |  | 64000 | >=0.95 | 146000 |  |  | 147.0588 |  |  | 9 | C1 | 25 | max. 10% at 100.000 hrs |  | Available | 740/339 | Cx=0.4338;Cy=0.4030 | Class I | IK08 | IP20 | IP20 | 50 | 560 | -25 | 1 | 102 | RAL9016 | 50-60Hz | Passive | LED | dimmable | High Bay Rectangular | Tungsram Auriso | Indoor industrial |  | 25.8 | 15000 | No sensor |  | risk group 1 |  | Bracket kit. Tilted bracket kit. Busbar bracket kit. Cable hook pair
TBD | AUR-1S15-730-C1-DL-ST | image | datasheet | deeplink | TUNGSRAM - Tungsram Auriso - 14500lm - 102W - 3000K - 70CRI - TBD[SKU] - Bracket. Y-cable | 1.64 | Bracket. Y-cable | LED | 1 | 102 | [8 empty] | CE | [6 empty] | 20 | 3000 | 382x250x75 |  | 220-240V |  | 5 | A++ | 110° | 3 | 70 |  | 3000 |  | 64000 | >=0.95 | 146000 |  |  | 142.1569 |  |  | 9 | C1 | 25 | max. 10% at 100.000 hrs |  | Available | 730/339 | Cx=0.4338;Cy=0.4030 | Class I | IK08 | IP20 | IP20 | 50 | 560 | -25 | 1 | 102 | RAL9016 | 50-60Hz | Passive | LED | dimmable | High Bay Rectangular | Tungsram Auriso | Indoor industrial |  | 25.7 | 14500 | No sensor |  | risk group 1 |  | Bracket kit. Tilted bracket kit. Busbar bracket kit. Cable hook pair
TBD | AUR-1S10-850-U8-DL-ST | image | datasheet | deeplink | TUNGSRAM - Tungsram Auriso - 8900lm - 64W - 5000K - 80CRI - TBD[SKU] - Bracket. Y-cable | 1.6 | Bracket. Y-cable | LED | 1 | 64 | [8 empty] | CE | [6 empty] | 20 | 5000 | 382x250x75 |  | 220-240V |  | 5 | A++ | 80° | 3 | 80 |  | 5000 |  | 126000 | >=0.95 | 282000 |  |  | 139.0625 |  |  | 9 | U8 | 25 | max. 10% at 100.000 hrs |  | Available | 850/339 | Cx=0.3447;Cy=0.3553 | Class I | IK08 | IP20 | IP20 | 50 | 350 | -25 | 1 | 64 | RAL9016 | 50-60Hz | Passive | LED | dimmable | High Bay Rectangular | Tungsram Auriso | Indoor industrial |  | 21.6 | 8900 | No sensor |  | risk group 1 |  | Bracket kit. Tilted bracket kit. Busbar bracket kit. Cable hook pair
TBD | AUR-1S10-840-U8-DL-ST | image | datasheet | deeplink | TUNGSRAM - Tungsram Auriso - 8700lm - 64W - 4000K - 80CRI - TBD[SKU] - Bracket. Y-cable | 1.6 | Bracket. Y-cable | LED | 1 | 64 | [8 empty] | CE | [6 empty] | 20 | 4000 | 382x250x75 |  | 220-240V |  | 5 | A++ | 80° | 3 | 80 |  | 4000 |  | 126000 | >=0.95 | 282000 |  |  | 135.9375 |  |  | 9 | U8 | 25 | max. 10% at 100.000 hrs |  | Available | 840/339 | Cx=0.3818;Cy=0.3797 | Class I | IK08 | IP20 | IP20 | 50 | 350 | -25 | 1 | 64 | RAL9016 | 50-60Hz | Passive | LED | dimmable | High Bay Rectangular | Tungsram Auriso | Indoor industrial |  | 21.6 | 8700 | No sensor |  | risk group 1 |  | Bracket kit. Tilted bracket kit. Busbar bracket kit. Cable hook pair
TBD | AUR-1S10-830-U8-DL-ST | image | datasheet | deeplink | TUNGSRAM - Tungsram Auriso - 8200lm - 64W - 3000K - 80CRI - TBD[SKU] - Bracket. Y-cable | 1.6 | Bracket. Y-cable | LED | 1 | 64 | [8 empty] | CE | [6 empty] | 20 | 3000 | 382x250x75 |  | 220-240V |  | 5 | A++ | 80° | 3 | 80 |  | 3000 |  | 126000 | >=0.95 | 282000 |  |  | 128.125 |  |  | 9 | U8 | 25 | max. 10% at 100.000 hrs |  | Available | 830/339 | Cx=0.4338;Cy=0.4030 | Class I | IK08 | IP20 | IP20 | 50 | 350 | -25 | 1 | 64 | RAL9016 | 50-60Hz | Passive | LED | dimmable | High Bay Rectangular | Tungsram Auriso | Indoor industrial |  | 21.5 | 8200 | No sensor |  | risk group 1 |  | Bracket kit. Tilted bracket kit. Busbar bracket kit. Cable hook pair
TBD | AUR-1S10-750-U8-DL-ST | image | datasheet | deeplink | TUNGSRAM - Tungsram Auriso - 9200lm - 64W - 5000K - 70CRI - TBD[SKU] - Bracket. Y-cable | 1.6 | Bracket. Y-cable | LED | 1 | 64 | [8 empty] | CE | [6 empty] | 20 | 5000 | 382x250x75 |  | 220-240V |  | 5 | A++ | 80° | 3 | 70 |  | 5000 |  | 126000 | >=0.95 | 282000 |  |  | 143.75 |  |  | 9 | U8 | 25 | max. 10% at 100.000 hrs |  | Available | 750/339 | Cx=0.3447;Cy=0.3553 | Class I | IK08 | IP20 | IP20 | 50 | 350 | -25 | 1 | 64 | RAL9016 | 50-60Hz | Passive | LED | dimmable | High Bay Rectangular | Tungsram Auriso | Indoor industrial |  | 21.9 | 9200 | No sensor |  | risk group 1 |  | Bracket kit. Tilted bracket kit. Busbar bracket kit. Cable hook pair
TBD | AUR-1S10-740-U8-DL-ST | image | datasheet | deeplink | TUNGSRAM - Tungsram Auriso - 9200lm - 64W - 4000K - 70CRI - TBD[SKU] - Bracket. Y-cable | 1.6 | Bracket. Y-cable | LED | 1 | 64 | [8 empty] | CE | [6 empty] | 20 | 4000 | 382x250x75 |  | 220-240V |  | 5 | A++ | 80° | 3 | 70 |  | 4000 |  | 126000 | >=0.95 | 282000 |  |  | 143.75 |  |  | 9 | U8 | 25 | max. 10% at 100.000 hrs |  | Available | 740/339 | Cx=0.4338;Cy=0.4030 | Class I | IK08 | IP20 | IP20 | 50 | 350 | -25 | 1 | 64 | RAL9016 | 50-60Hz | Passive | LED | dimmable | High Bay Rectangular | Tungsram Auriso | Indoor industrial |  | 21.9 | 9200 | No sensor |  | risk group 1 |  | Bracket kit. Tilted bracket kit. Busbar bracket kit. Cable hook pair
TBD | AUR-1S10-730-U8-DL-ST | image | datasheet | deeplink | TUNGSRAM - Tungsram Auriso - 8900lm - 64W - 3000K - 70CRI - TBD[SKU] - Bracket. Y-cable | 1.6 | Bracket. Y-cable | LED | 1 | 64 | [8 empty] | CE | [6 empty] | 20 | 3000 | 382x250x75 |  | 220-240V |  | 5 | A++ | 80° | 3 | 70 |  | 3000 |  | 126000 | >=0.95 | 282000 |  |  | 139.0625 |  |  | 9 | U8 | 25 | max. 10% at 100.000 hrs |  | Available | 730/339 | Cx=0.4338;Cy=0.4030 | Class I | IK08 | IP20 | IP20 | 50 | 350 | -25 | 1 | 64 | RAL9016 | 50-60Hz | Passive | LED | dimmable | High Bay Rectangular | Tungsram Auriso | Indoor industrial |  | 21.8 | 8900 | No sensor |  | risk group 1 |  | Bracket kit. Tilted bracket kit. Busbar bracket kit. Cable hook pair
TBD | AUR-1S10-850-U6-DL-ST | image | datasheet | deeplink | TUNGSRAM - Tungsram Auriso - 8200lm - 64W - 5000K - 80CRI - TBD[SKU] - Bracket. Y-cable | 1.6 | Bracket. Y-cable | LED | 1 | 64 | [8 empty] | CE | [6 empty] | 20 | 5000 | 382x250x75 |  | 220-240V |  | 5 | A++ | 65° | 3 | 80 |  | 5000 |  | 126000 | >=0.95 | 282000 |  |  | 128.125 |  |  | 9 | U6 | 25 | max. 10% at 100.000 hrs |  | Available | 850/339 | Cx=0.3447;Cy=0.3553 | Class I | IK08 | IP50 | IP20 | 50 | 350 | -25 | 1 | 64 | RAL9016 | 50-60Hz | Passive | LED | dimmable | High Bay Rectangular | Tungsram Auriso | Indoor industrial |  | 20.3 | 8200 | No sensor |  | risk group 1 |  | Bracket kit. Tilted bracket kit. Busbar bracket kit. Cable hook pair
TBD | AUR-1S10-840-U6-DL-ST | image | datasheet | deeplink | TUNGSRAM - Tungsram Auriso - 8000lm - 64W - 4000K - 80CRI - TBD[SKU] - Bracket. Y-cable | 1.6 | Bracket. Y-cable | LED | 1 | 64 | [8 empty] | CE | [6 empty] | 20 | 4000 | 382x250x75 |  | 220-240V |  | 5 | A++ | 65° | 3 | 80 |  | 4000 |  | 126000 | >=0.95 | 282000 |  |  | 125 |  |  | 9 | U6 | 25 | max. 10% at 100.000 hrs |  | Available | 840/339 | Cx=0.3818;Cy=0.3797 | Class I | IK08 | IP50 | IP20 | 50 | 350 | -25 | 1 | 64 | RAL9016 | 50-60Hz | Passive | LED | dimmable | High Bay Rectangular | Tungsram Auriso | Indoor industrial |  | 20.3 | 8000 | No sensor |  | risk group 1 |  | Bracket kit. Tilted bracket kit. Busbar bracket kit. Cable hook pair
TBD | AUR-1S10-830-U6-DL-ST | image | datasheet | deeplink | TUNGSRAM - Tungsram Auriso - 7500lm - 64W - 3000K - 80CRI - TBD[SKU] - Bracket. Y-cable | 1.6 | Bracket. Y-cable | LED | 1 | 64 | [8 empty] | CE | [6 empty] | 20 | 3000 | 382x250x75 |  | 220-240V |  | 5 | A++ | 65° | 3 | 80 |  | 3000 |  | 126000 | >=0.95 | 282000 |  |  | 117.1875 |  |  | 9 | U6 | 25 | max. 10% at 100.000 hrs |  | Available | 830/339 | Cx=0.4338;Cy=0.4030 | Class I | IK08 | IP50 | IP20 | 50 | 350 | -25 | 1 | 64 | RAL9016 | 50-60Hz | Passive | LED | dimmable | High Bay Rectangular | Tungsram Auriso | Indoor industrial |  | 20.2 | 7500 | No sensor |  | risk group 1 |  | Bracket kit. Tilted bracket kit. Busbar bracket kit. Cable hook pair
TBD | AUR-1S10-750-U6-DL-ST | image | datasheet | deeplink | TUNGSRAM - Tungsram Auriso - 8400lm - 64W - 5000K - 70CRI - TBD[SKU] - Bracket. Y-cable | 1.6 | Bracket. Y-cable | LED | 1 | 64 | [8 empty] | CE | [6 empty] | 20 | 5000 | 382x250x75 |  | 220-240V |  | 5 | A++ | 65° | 3 | 70 |  | 5000 |  | 126000 | >=0.95 | 282000 |  |  | 131.25 |  |  | 9 | U6 | 25 | max. 10% at 100.000 hrs |  | Available | 750/339 | Cx=0.3447;Cy=0.3553 | Class I | IK08 | IP50 | IP20 | 50 | 350 | -25 | 1 | 64 | RAL9016 | 50-60Hz | Passive | LED | dimmable | High Bay Rectangular | Tungsram Auriso | Indoor industrial |  | 20.6 | 8400 | No sensor |  | risk group 1 |  | Bracket kit. Tilted bracket kit. Busbar bracket kit. Cable hook pair
TBD | AUR-1S10-740-U6-DL-ST | image | datasheet | deeplink | TUNGSRAM - Tungsram Auriso - 8400lm - 64W - 4000K - 70CRI - TBD[SKU] - Bracket. Y-cable | 1.6 | Bracket. Y-cable | LED | 1 | 64 | [8 empty] | CE | [6 empty] | 20 | 4000 | 382x250x75 |  | 220-240V |  | 5 | A++ | 65° | 3 | 70 |  | 4000 |  | 126000 | >=0.95 | 282000 |  |  | 131.25 |  |  | 9 | U6 | 25 | max. 10% at 100.000 hrs |  | Available | 740/339 | Cx=0.4338;Cy=0.4030 | Class I | IK08 | IP50 | IP20 | 50 | 350 | -25 | 1 | 64 | RAL9016 | 50-60Hz | Passive | LED | dimmable | High Bay Rectangular | Tungsram Auriso | Indoor industrial |  | 20.6 | 8400 | No sensor |  | risk group 1 |  | Bracket kit. Tilted bracket kit. Busbar bracket kit. Cable hook pair
TBD | AUR-1S10-730-U6-DL-ST | image | datasheet | deeplink | TUNGSRAM - Tungsram Auriso - 8100lm - 64W - 3000K - 70CRI - TBD[SKU] - Bracket. Y-cable | 1.6 | Bracket. Y-cable | LED | 1 | 64 | [8 empty] | CE | [6 empty] | 20 | 3000 | 382x250x75 |  | 220-240V |  | 5 | A++ | 65° | 3 | 70 |  | 3000 |  | 126000 | >=0.95 | 282000 |  |  | 126.5625 |  |  | 9 | U6 | 25 | max. 10% at 100.000 hrs |  | Available | 730/339 | Cx=0.4338;Cy=0.4030 | Class I | IK08 | IP50 | IP20 | 50 | 350 | -25 | 1 | 64 | RAL9016 | 50-60Hz | Passive | LED | dimmable | High Bay Rectangular | Tungsram Auriso | Indoor industrial |  | 20.5 | 8100 | No sensor |  | risk group 1 |  | Bracket kit. Tilted bracket kit. Busbar bracket kit. Cable hook pair
TBD | AUR-1S10-850-U4-DL-ST | image | datasheet | deeplink | TUNGSRAM - Tungsram Auriso - 8500lm - 64W - 5000K - 80CRI - TBD[SKU] - Bracket. Y-cable | 1.6 | Bracket. Y-cable | LED | 1 | 64 | [8 empty] | CE | [6 empty] | 20 | 5000 | 382x250x75 |  | 220-240V |  | 5 | A++ | 45° | 3 | 80 |  | 5000 |  | 126000 | >=0.95 | 282000 |  |  | 132.8125 |  |  | 9 | U4 | 25 | max. 10% at 100.000 hrs |  | Available | 850/339 | Cx=0.3447;Cy=0.3553 | Class I | IK08 | IP50 | IP20 | 50 | 350 | -25 | 1 | 64 | RAL9016 | 50-60Hz | Passive | LED | dimmable | High Bay Rectangular | Tungsram Auriso | Indoor industrial |  | 19.6 | 8500 | No sensor |  | risk group 1 |  | Bracket kit. Tilted bracket kit. Busbar bracket kit. Cable hook pair
TBD | AUR-1S10-840-U4-DL-ST | image | datasheet | deeplink | TUNGSRAM - Tungsram Auriso - 8300lm - 64W - 4000K - 80CRI - TBD[SKU] - Bracket. Y-cable | 1.6 | Bracket. Y-cable | LED | 1 | 64 | [8 empty] | CE | [6 empty] | 20 | 4000 | 382x250x75 |  | 220-240V |  | 5 | A++ | 45° | 3 | 80 |  | 4000 |  | 126000 | >=0.95 | 282000 |  |  | 129.6875 |  |  | 9 | U4 | 25 | max. 10% at 100.000 hrs |  | Available | 840/339 | Cx=0.3818;Cy=0.3797 | Class I | IK08 | IP50 | IP20 | 50 | 350 | -25 | 1 | 64 | RAL9016 | 50-60Hz | Passive | LED | dimmable | High Bay Rectangular | Tungsram Auriso | Indoor industrial |  | 19.6 | 8300 | No sensor |  | risk group 1 |  | Bracket kit. Tilted bracket kit. Busbar bracket kit. Cable hook pair
TBD | AUR-1S10-830-U4-DL-ST | image | datasheet | deeplink | TUNGSRAM - Tungsram Auriso - 7800lm - 64W - 3000K - 80CRI - TBD[SKU] - Bracket. Y-cable | 1.6 | Bracket. Y-cable | LED | 1 | 64 | [8 empty] | CE | [6 empty] | 20 | 3000 | 382x250x75 |  | 220-240V |  | 5 | A++ | 45° | 3 | 80 |  | 3000 |  | 126000 | >=0.95 | 282000 |  |  | 121.875 |  |  | 9 | U4 | 25 | max. 10% at 100.000 hrs |  | Available | 830/339 | Cx=0.4338;Cy=0.4030 | Class I | IK08 | IP50 | IP20 | 50 | 350 | -25 | 1 | 64 | RAL9016 | 50-60Hz | Passive | LED | dimmable | High Bay Rectangular | Tungsram Auriso | Indoor industrial |  | 19.4 | 7800 | No sensor |  | risk group 1 |  | Bracket kit. Tilted bracket kit. Busbar bracket kit. Cable hook pair
TBD | AUR-1S10-750-U4-DL-ST | image | datasheet | deeplink | TUNGSRAM - Tungsram Auriso - 8800lm - 64W - 5000K - 70CRI - TBD[SKU] - Bracket. Y-cable | 1.6 | Bracket. Y-cable | LED | 1 | 64 | [8 empty] | CE | [6 empty] | 20 | 5000 | 382x250x75 |  | 220-240V |  | 5 | A++ | 45° | 3 | 70 |  | 5000 |  | 126000 | >=0.95 | 282000 |  |  | 137.5 |  |  | 9 | U4 | 25 | max. 10% at 100.000 hrs |  | Available | 750/339 | Cx=0.3447;Cy=0.3553 | Class I | IK08 | IP50 | IP20 | 50 | 350 | -25 | 1 | 64 | RAL9016 | 50-60Hz | Passive | LED | dimmable | High Bay Rectangular | Tungsram Auriso | Indoor industrial |  | 19.8 | 8800 | No sensor |  | risk group 1 |  | Bracket kit. Tilted bracket kit. Busbar bracket kit. Cable hook pair
TBD | AUR-1S10-740-U4-DL-ST | image | datasheet | deeplink | TUNGSRAM - Tungsram Auriso - 8700lm - 64W - 4000K - 70CRI - TBD[SKU] - Bracket. Y-cable | 1.6 | Bracket. Y-cable | LED | 1 | 64 | [8 empty] | CE | [6 empty] | 20 | 4000 | 382x250x75 |  | 220-240V |  | 5 | A++ | 45° | 3 | 70 |  | 4000 |  | 126000 | >=0.95 | 282000 |  |  | 135.9375 |  |  | 9 | U4 | 25 | max. 10% at 100.000 hrs |  | Available | 740/339 | Cx=0.4338;Cy=0.4030 | Class I | IK08 | IP50 | IP20 | 50 | 350 | -25 | 1 | 64 | RAL9016 | 50-60Hz | Passive | LED | dimmable | High Bay Rectangular | Tungsram Auriso | Indoor industrial |  | 19.8 | 8700 | No sensor |  | risk group 1 |  | Bracket kit. Tilted bracket kit. Busbar bracket kit. Cable hook pair
TBD | AUR-1S10-730-U4-DL-ST | image | datasheet | deeplink | TUNGSRAM - Tungsram Auriso - 8500lm - 64W - 3000K - 70CRI - TBD[SKU] - Bracket. Y-cable | 1.6 | Bracket. Y-cable | LED | 1 | 64 | [8 empty] | CE | [6 empty] | 20 | 3000 | 382x250x75 |  | 220-240V |  | 5 | A++ | 45° | 3 | 70 |  | 3000 |  | 126000 | >=0.95 | 282000 |  |  | 132.8125 |  |  | 9 | U4 | 25 | max. 10% at 100.000 hrs |  | Available | 730/339 | Cx=0.4338;Cy=0.4030 | Class I | IK08 | IP50 | IP20 | 50 | 350 | -25 | 1 | 64 | RAL9016 | 50-60Hz | Passive | LED | dimmable | High Bay Rectangular | Tungsram Auriso | Indoor industrial |  | 19.7 | 8500 | No sensor |  | risk group 1 |  | Bracket kit. Tilted bracket kit. Busbar bracket kit. Cable hook pair
TBD | AUR-1S10-850-L9-DL-ST | image | datasheet | deeplink | TUNGSRAM - Tungsram Auriso - 10300lm - 64W - 5000K - 80CRI - TBD[SKU] - Bracket. Y-cable | 1.6 | Bracket. Y-cable | LED | 1 | 64 | [8 empty] | CE | [6 empty] | 20 | 5000 | 382x250x75 |  | 220-240V |  | 5 | A++ | 90° | 3 | 80 |  | 5000 |  | 126000 | >=0.95 | 282000 |  |  | 160.9375 |  |  | 9 | L9 | 25 | max. 10% at 100.000 hrs |  | Available | 850/339 | Cx=0.3447;Cy=0.3553 | Class I | IK08 | IP50 | IP20 | 50 | 350 | -25 | 1 | 64 | RAL9016 | 50-60Hz | Passive | LED | dimmable | High Bay Rectangular | Tungsram Auriso | Indoor industrial |  | 22.1 | 10300 | No sensor |  | risk group 1 |  | Bracket kit. Tilted bracket kit. Busbar bracket kit. Cable hook pair
TBD | AUR-1S10-840-L9-DL-ST | image | datasheet | deeplink | TUNGSRAM - Tungsram Auriso - 10100lm - 64W - 4000K - 80CRI - TBD[SKU] - Bracket. Y-cable | 1.6 | Bracket. Y-cable | LED | 1 | 64 | [8 empty] | CE | [6 empty] | 20 | 4000 | 382x250x75 |  | 220-240V |  | 5 | A++ | 90° | 3 | 80 |  | 4000 |  | 126000 | >=0.95 | 282000 |  |  | 157.8125 |  |  | 9 | L9 | 25 | max. 10% at 100.000 hrs |  | Available | 840/339 | Cx=0.3818;Cy=0.3797 | Class I | IK08 | IP50 | IP20 | 50 | 350 | -25 | 1 | 64 | RAL9016 | 50-60Hz | Passive | LED | dimmable | High Bay Rectangular | Tungsram Auriso | Indoor industrial |  | 22.1 | 10100 | No sensor |  | risk group 1 |  | Bracket kit. Tilted bracket kit. Busbar bracket kit. Cable hook pair
TBD | AUR-1S10-830-L9-DL-ST | image | datasheet | deeplink | TUNGSRAM - Tungsram Auriso - 9500lm - 64W - 3000K - 80CRI - TBD[SKU] - Bracket. Y-cable | 1.6 | Bracket. Y-cable | LED | 1 | 64 | [8 empty] | CE | [6 empty] | 20 | 3000 | 382x250x75 |  | 220-240V |  | 5 | A++ | 90° | 3 | 80 |  | 3000 |  | 126000 | >=0.95 | 282000 |  |  | 148.4375 |  |  | 9 | L9 | 25 | max. 10% at 100.000 hrs |  | Available | 830/339 | Cx=0.4338;Cy=0.4030 | Class I | IK08 | IP50 | IP20 | 50 | 350 | -25 | 1 | 64 | RAL9016 | 50-60Hz | Passive | LED | dimmable | High Bay Rectangular | Tungsram Auriso | Indoor industrial |  | 22 | 9500 | No sensor |  | risk group 1 |  | Bracket kit. Tilted bracket kit. Busbar bracket kit. Cable hook pair
TBD | AUR-1S10-750-L9-DL-ST | image | datasheet | deeplink | TUNGSRAM - Tungsram Auriso - 10600lm - 64W - 5000K - 70CRI - TBD[SKU] - Bracket. Y-cable | 1.6 | Bracket. Y-cable | LED | 1 | 64 | [8 empty] | CE | [6 empty] | 20 | 5000 | 382x250x75 |  | 220-240V |  | 5 | A++ | 90° | 3 | 70 |  | 5000 |  | 126000 | >=0.95 | 282000 |  |  | 165.625 |  |  | 9 | L9 | 25 | max. 10% at 100.000 hrs |  | Available | 750/339 | Cx=0.3447;Cy=0.3553 | Class I | IK08 | IP50 | IP20 | 50 | 350 | -25 | 1 | 64 | RAL9016 | 50-60Hz | Passive | LED | dimmable | High Bay Rectangular | Tungsram Auriso | Indoor industrial |  | 22.4 | 10600 | No sensor |  | risk group 1 |  | Bracket kit. Tilted bracket kit. Busbar bracket kit. Cable hook pair
TBD | AUR-1S10-740-L9-DL-ST | image | datasheet | deeplink | TUNGSRAM - Tungsram Auriso - 10600lm - 64W - 4000K - 70CRI - TBD[SKU] - Bracket. Y-cable | 1.6 | Bracket. Y-cable | LED | 1 | 64 | [8 empty] | CE | [6 empty] | 20 | 4000 | 382x250x75 |  | 220-240V |  | 5 | A++ | 90° | 3 | 70 |  | 4000 |  | 126000 | >=0.95 | 282000 |  |  | 165.625 |  |  | 9 | L9 | 25 | max. 10% at 100.000 hrs |  | Available | 740/339 | Cx=0.4338;Cy=0.4030 | Class I | IK08 | IP50 | IP20 | 50 | 350 | -25 | 1 | 64 | RAL9016 | 50-60Hz | Passive | LED | dimmable | High Bay Rectangular | Tungsram Auriso | Indoor industrial |  | 22.4 | 10600 | No sensor |  | risk group 1 |  | Bracket kit. Tilted bracket kit. Busbar bracket kit. Cable hook pair
TBD | AUR-1S10-730-L9-DL-ST | image | datasheet | deeplink | TUNGSRAM - Tungsram Auriso - 10300lm - 64W - 3000K - 70CRI - TBD[SKU] - Bracket. Y-cable | 1.6 | Bracket. Y-cable | LED | 1 | 64 | [8 empty] | CE | [6 empty] | 20 | 3000 | 382x250x75 |  | 220-240V |  | 5 | A++ | 90° | 3 | 70 |  | 3000 |  | 126000 | >=0.95 | 282000 |  |  | 160.9375 |  |  | 9 | L9 | 25 | max. 10% at 100.000 hrs |  | Available | 730/339 | Cx=0.4338;Cy=0.4030 | Class I | IK08 | IP50 | IP20 | 50 | 350 | -25 | 1 | 64 | RAL9016 | 50-60Hz | Passive | LED | dimmable | High Bay Rectangular | Tungsram Auriso | Indoor industrial |  | 22.3 | 10300 | No sensor |  | risk group 1 |  | Bracket kit. Tilted bracket kit. Busbar bracket kit. Cable hook pair
TBD | AUR-1S10-850-L6-DL-ST | image | datasheet | deeplink | TUNGSRAM - Tungsram Auriso - 9900lm - 64W - 5000K - 80CRI - TBD[SKU] - Bracket. Y-cable | 1.6 | Bracket. Y-cable | LED | 1 | 64 | [8 empty] | CE | [6 empty] | 20 | 5000 | 382x250x75 |  | 220-240V |  | 5 | A++ | 70° | 3 | 80 |  | 5000 |  | 126000 | >=0.95 | 282000 |  |  | 154.6875 |  |  | 9 | L6 | 25 | max. 10% at 100.000 hrs |  | Available | 850/339 | Cx=0.3447;Cy=0.3553 | Class I | IK08 | IP50 | IP20 | 50 | 350 | -25 | 1 | 64 | RAL9016 | 50-60Hz | Passive | LED | dimmable | High Bay Rectangular | Tungsram Auriso | Indoor industrial |  | 20.5 | 9900 | No sensor |  | risk group 1 |  | Bracket kit. Tilted bracket kit. Busbar bracket kit. Cable hook pair
TBD | AUR-1S10-840-L6-DL-ST | image | datasheet | deeplink | TUNGSRAM - Tungsram Auriso - 9700lm - 64W - 4000K - 80CRI - TBD[SKU] - Bracket. Y-cable | 1.6 | Bracket. Y-cable | LED | 1 | 64 | [8 empty] | CE | [6 empty] | 20 | 4000 | 382x250x75 |  | 220-240V |  | 5 | A++ | 70° | 3 | 80 |  | 4000 |  | 126000 | >=0.95 | 282000 |  |  | 151.5625 |  |  | 9 | L6 | 25 | max. 10% at 100.000 hrs |  | Available | 840/339 | Cx=0.3818;Cy=0.3797 | Class I | IK08 | IP50 | IP20 | 50 | 350 | -25 | 1 | 64 | RAL9016 | 50-60Hz | Passive | LED | dimmable | High Bay Rectangular | Tungsram Auriso | Indoor industrial |  | 20.5 | 9700 | No sensor |  | risk group 1 |  | Bracket kit. Tilted bracket kit. Busbar bracket kit. Cable hook pair
TBD | AUR-1S10-830-L6-DL-ST | image | datasheet | deeplink | TUNGSRAM - Tungsram Auriso - 9100lm - 64W - 3000K - 80CRI - TBD[SKU] - Bracket. Y-cable | 1.6 | Bracket. Y-cable | LED | 1 | 64 | [8 empty] | CE | [6 empty] | 20 | 3000 | 382x250x75 |  | 220-240V |  | 5 | A++ | 70° | 3 | 80 |  | 3000 |  | 126000 | >=0.95 | 282000 |  |  | 142.1875 |  |  | 9 | L6 | 25 | max. 10% at 100.000 hrs |  | Available | 830/339 | Cx=0.4338;Cy=0.4030 | Class I | IK08 | IP50 | IP20 | 50 | 350 | -25 | 1 | 64 | RAL9016 | 50-60Hz | Passive | LED | dimmable | High Bay Rectangular | Tungsram Auriso | Indoor industrial |  | 20.4 | 9100 | No sensor |  | risk group 1 |  | Bracket kit. Tilted bracket kit. Busbar bracket kit. Cable hook pair
TBD | AUR-1S10-750-L6-DL-ST | image | datasheet | deeplink | TUNGSRAM - Tungsram Auriso - 10200lm - 64W - 5000K - 70CRI - TBD[SKU] - Bracket. Y-cable | 1.6 | Bracket. Y-cable | LED | 1 | 64 | [8 empty] | CE | [6 empty] | 20 | 5000 | 382x250x75 |  | 220-240V |  | 5 | A++ | 70° | 3 | 70 |  | 5000 |  | 126000 | >=0.95 | 282000 |  |  | 159.375 |  |  | 9 | L6 | 25 | max. 10% at 100.000 hrs |  | Available | 750/339 | Cx=0.3447;Cy=0.3553 | Class I | IK08 | IP50 | IP20 | 50 | 350 | -25 | 1 | 64 | RAL9016 | 50-60Hz | Passive | LED | dimmable | High Bay Rectangular | Tungsram Auriso | Indoor industrial |  | 20.8 | 10200 | No sensor |  | risk group 1 |  | Bracket kit. Tilted bracket kit. Busbar bracket kit. Cable hook pair
TBD | AUR-1S10-740-L6-DL-ST | image | datasheet | deeplink | TUNGSRAM - Tungsram Auriso - 10200lm - 64W - 4000K - 70CRI - TBD[SKU] - Bracket. Y-cable | 1.6 | Bracket. Y-cable | LED | 1 | 64 | [8 empty] | CE | [6 empty] | 20 | 4000 | 382x250x75 |  | 220-240V |  | 5 | A++ | 70° | 3 | 70 |  | 4000 |  | 126000 | >=0.95 | 282000 |  |  | 159.375 |  |  | 9 | L6 | 25 | max. 10% at 100.000 hrs |  | Available | 740/339 | Cx=0.4338;Cy=0.4030 | Class I | IK08 | IP50 | IP20 | 50 | 350 | -25 | 1 | 64 | RAL9016 | 50-60Hz | Passive | LED | dimmable | High Bay Rectangular | Tungsram Auriso | Indoor industrial |  | 20.8 | 10200 | No sensor |  | risk group 1 |  | Bracket kit. Tilted bracket kit. Busbar bracket kit. Cable hook pair
TBD | AUR-1S10-730-L6-DL-ST | image | datasheet | deeplink | TUNGSRAM - Tungsram Auriso - 9900lm - 64W - 3000K - 70CRI - TBD[SKU] - Bracket. Y-cable | 1.6 | Bracket. Y-cable | LED | 1 | 64 | [8 empty] | CE | [6 empty] | 20 | 3000 | 382x250x75 |  | 220-240V |  | 5 | A++ | 70° | 3 | 70 |  | 3000 |  | 126000 | >=0.95 | 282000 |  |  | 154.6875 |  |  | 9 | L6 | 25 | max. 10% at 100.000 hrs |  | Available | 730/339 | Cx=0.4338;Cy=0.4030 | Class I | IK08 | IP50 | IP20 | 50 | 350 | -25 | 1 | 64 | RAL9016 | 50-60Hz | Passive | LED | dimmable | High Bay Rectangular | Tungsram Auriso | Indoor industrial |  | 20.6 | 9900 | No sensor |  | risk group 1 |  | Bracket kit. Tilted bracket kit. Busbar bracket kit. Cable hook pair
TBD | AUR-1S10-850-L3-DL-ST | image | datasheet | deeplink | TUNGSRAM - Tungsram Auriso - 10600lm - 64W - 5000K - 80CRI - TBD[SKU] - Bracket. Y-cable | 1.6 | Bracket. Y-cable | LED | 1 | 64 | [8 empty] | CE | [6 empty] | 20 | 5000 | 382x250x75 |  | 220-240V |  | 5 | A++ | 35° | 3 | 80 |  | 5000 |  | 126000 | >=0.95 | 282000 |  |  | 165.625 |  |  | 9 | L3 | 25 | max. 10% at 100.000 hrs |  | Available | 850/339 | Cx=0.3447;Cy=0.3553 | Class I | IK08 | IP50 | IP20 | 50 | 350 | -25 | 1 | 64 | RAL9016 | 50-60Hz | Passive | LED | dimmable | High Bay Rectangular | Tungsram Auriso | Indoor industrial |  | 16 | 10600 | No sensor |  | risk group 1 |  | Bracket kit. Tilted bracket kit. Busbar bracket kit. Cable hook pair
TBD | AUR-1S10-840-L3-DL-ST | image | datasheet | deeplink | TUNGSRAM - Tungsram Auriso - 10300lm - 64W - 4000K - 80CRI - TBD[SKU] - Bracket. Y-cable | 1.6 | Bracket. Y-cable | LED | 1 | 64 | [8 empty] | CE | [6 empty] | 20 | 4000 | 382x250x75 |  | 220-240V |  | 5 | A++ | 35° | 3 | 80 |  | 4000 |  | 126000 | >=0.95 | 282000 |  |  | 160.9375 |  |  | 9 | L3 | 25 | max. 10% at 100.000 hrs |  | Available | 840/339 | Cx=0.3818;Cy=0.3797 | Class I | IK08 | IP50 | IP20 | 50 | 350 | -25 | 1 | 64 | RAL9016 | 50-60Hz | Passive | LED | dimmable | High Bay Rectangular | Tungsram Auriso | Indoor industrial |  | 16 | 10300 | No sensor |  | risk group 1 |  | Bracket kit. Tilted bracket kit. Busbar bracket kit. Cable hook pair
TBD | AUR-1S10-830-L3-DL-ST | image | datasheet | deeplink | TUNGSRAM - Tungsram Auriso - 9700lm - 64W - 3000K - 80CRI - TBD[SKU] - Bracket. Y-cable | 1.6 | Bracket. Y-cable | LED | 1 | 64 | [8 empty] | CE | [6 empty] | 20 | 3000 | 382x250x75 |  | 220-240V |  | 5 | A++ | 35° | 3 | 80 |  | 3000 |  | 126000 | >=0.95 | 282000 |  |  | 151.5625 |  |  | 9 | L3 | 25 | max. 10% at 100.000 hrs |  | Available | 830/339 | Cx=0.4338;Cy=0.4030 | Class I | IK08 | IP50 | IP20 | 50 | 350 | -25 | 1 | 64 | RAL9016 | 50-60Hz | Passive | LED | dimmable | High Bay Rectangular | Tungsram Auriso | Indoor industrial |  | 15.9 | 9700 | No sensor |  | risk group 1 |  | Bracket kit. Tilted bracket kit. Busbar bracket kit. Cable hook pair
TBD | AUR-1S10-750-L3-DL-ST | image | datasheet | deeplink | TUNGSRAM - Tungsram Auriso - 10900lm - 64W - 5000K - 70CRI - TBD[SKU] - Bracket. Y-cable | 1.6 | Bracket. Y-cable | LED | 1 | 64 | [8 empty] | CE | [6 empty] | 20 | 5000 | 382x250x75 |  | 220-240V |  | 5 | A++ | 35° | 3 | 70 |  | 5000 |  | 126000 | >=0.95 | 282000 |  |  | 170.3125 |  |  | 9 | L3 | 25 | max. 10% at 100.000 hrs |  | Available | 750/339 | Cx=0.3447;Cy=0.3553 | Class I | IK08 | IP50 | IP20 | 50 | 350 | -25 | 1 | 64 | RAL9016 | 50-60Hz | Passive | LED | dimmable | High Bay Rectangular | Tungsram Auriso | Indoor industrial |  | 16.3 | 10900 | No sensor |  | risk group 1 |  | Bracket kit. Tilted bracket kit. Busbar bracket kit. Cable hook pair
TBD | AUR-1S10-740-L3-DL-ST | image | datasheet | deeplink | TUNGSRAM - Tungsram Auriso - 10800lm - 64W - 4000K - 70CRI - TBD[SKU] - Bracket. Y-cable | 1.6 | Bracket. Y-cable | LED | 1 | 64 | [8 empty] | CE | [6 empty] | 20 | 4000 | 382x250x75 |  | 220-240V |  | 5 | A++ | 35° | 3 | 70 |  | 4000 |  | 126000 | >=0.95 | 282000 |  |  | 168.75 |  |  | 9 | L3 | 25 | max. 10% at 100.000 hrs |  | Available | 740/339 | Cx=0.4338;Cy=0.4030 | Class I | IK08 | IP50 | IP20 | 50 | 350 | -25 | 1 | 64 | RAL9016 | 50-60Hz | Passive | LED | dimmable | High Bay Rectangular | Tungsram Auriso | Indoor industrial |  | 16.3 | 10800 | No sensor |  | risk group 1 |  | Bracket kit. Tilted bracket kit. Busbar bracket kit. Cable hook pair
TBD | AUR-1S10-730-L3-DL-ST | image | datasheet | deeplink | TUNGSRAM - Tungsram Auriso - 10500lm - 64W - 3000K - 70CRI - TBD[SKU] - Bracket. Y-cable | 1.6 | Bracket. Y-cable | LED | 1 | 64 | [8 empty] | CE | [6 empty] | 20 | 3000 | 382x250x75 |  | 220-240V |  | 5 | A++ | 35° | 3 | 70 |  | 3000 |  | 126000 | >=0.95 | 282000 |  |  | 164.0625 |  |  | 9 | L3 | 25 | max. 10% at 100.000 hrs |  | Available | 730/339 | Cx=0.4338;Cy=0.4030 | Class I | IK08 | IP50 | IP20 | 50 | 350 | -25 | 1 | 64 | RAL9016 | 50-60Hz | Passive | LED | dimmable | High Bay Rectangular | Tungsram Auriso | Indoor industrial |  | 16.1 | 10500 | No sensor |  | risk group 1 |  | Bracket kit. Tilted bracket kit. Busbar bracket kit. Cable hook pair
TBD | AUR-1S10-850-D1-DL-ST | image | datasheet | deeplink | TUNGSRAM - Tungsram Auriso - 9000lm - 64W - 5000K - 80CRI - TBD[SKU] - Bracket. Y-cable | 1.6 | Bracket. Y-cable | LED | 1 | 64 | [8 empty] | CE | [6 empty] | 20 | 5000 | 382x250x75 |  | 220-240V |  | 5 | A++ | 100° | 3 | 80 |  | 5000 |  | 126000 | >=0.95 | 282000 |  |  | 140.625 |  |  | 9 | D1 | 25 | max. 10% at 100.000 hrs |  | Available | 850/339 | Cx=0.3447;Cy=0.3553 | Class I | IK08 | IP20 | IP20 | 50 | 350 | -25 | 1 | 64 | RAL9016 | 50-60Hz | Passive | LED | dimmable | High Bay Rectangular | Tungsram Auriso | Indoor industrial |  | 24.4 | 9000 | No sensor |  | risk group 1 |  | Bracket kit. Tilted bracket kit. Busbar bracket kit. Cable hook pair
TBD | AUR-1S10-840-D1-DL-ST | image | datasheet | deeplink | TUNGSRAM - Tungsram Auriso - 8800lm - 64W - 4000K - 80CRI - TBD[SKU] - Bracket. Y-cable | 1.6 | Bracket. Y-cable | LED | 1 | 64 | [8 empty] | CE | [6 empty] | 20 | 4000 | 382x250x75 |  | 220-240V |  | 5 | A++ | 100° | 3 | 80 |  | 4000 |  | 126000 | >=0.95 | 282000 |  |  | 137.5 |  |  | 9 | D1 | 25 | max. 10% at 100.000 hrs |  | Available | 840/339 | Cx=0.3818;Cy=0.3797 | Class I | IK08 | IP20 | IP20 | 50 | 350 | -25 | 1 | 64 | RAL9016 | 50-60Hz | Passive | LED | dimmable | High Bay Rectangular | Tungsram Auriso | Indoor industrial |  | 24.4 | 8800 | No sensor |  | risk group 1 |  | Bracket kit. Tilted bracket kit. Busbar bracket kit. Cable hook pair
TBD | AUR-1S10-830-D1-DL-ST | image | datasheet | deeplink | TUNGSRAM - Tungsram Auriso - 8300lm - 64W - 3000K - 80CRI - TBD[SKU] - Bracket. Y-cable | 1.6 | Bracket. Y-cable | LED | 1 | 64 | [8 empty] | CE | [6 empty] | 20 | 3000 | 382x250x75 |  | 220-240V |  | 5 | A++ | 100° | 3 | 80 |  | 3000 |  | 126000 | >=0.95 | 282000 |  |  | 129.6875 |  |  | 9 | D1 | 25 | max. 10% at 100.000 hrs |  | Available | 830/339 | Cx=0.4338;Cy=0.4030 | Class I | IK08 | IP20 | IP20 | 50 | 350 | -25 | 1 | 64 | RAL9016 | 50-60Hz | Passive | LED | dimmable | High Bay Rectangular | Tungsram Auriso | Indoor industrial |  | 24.2 | 8300 | No sensor |  | risk group 1 |  | Bracket kit. Tilted bracket kit. Busbar bracket kit. Cable hook pair
TBD | AUR-1S10-750-D1-DL-ST | image | datasheet | deeplink | TUNGSRAM - Tungsram Auriso - 9300lm - 64W - 5000K - 70CRI - TBD[SKU] - Bracket. Y-cable | 1.6 | Bracket. Y-cable | LED | 1 | 64 | [8 empty] | CE | [6 empty] | 20 | 5000 | 382x250x75 |  | 220-240V |  | 5 | A++ | 100° | 3 | 70 |  | 5000 |  | 126000 | >=0.95 | 282000 |  |  | 145.3125 |  |  | 9 | D1 | 25 | max. 10% at 100.000 hrs |  | Available | 750/339 | Cx=0.3447;Cy=0.3553 | Class I | IK08 | IP20 | IP20 | 50 | 350 | -25 | 1 | 64 | RAL9016 | 50-60Hz | Passive | LED | dimmable | High Bay Rectangular | Tungsram Auriso | Indoor industrial |  | 24.6 | 9300 | No sensor |  | risk group 1 |  | Bracket kit. Tilted bracket kit. Busbar bracket kit. Cable hook pair
TBD | AUR-1S10-740-D1-DL-ST | image | datasheet | deeplink | TUNGSRAM - Tungsram Auriso - 9200lm - 64W - 4000K - 70CRI - TBD[SKU] - Bracket. Y-cable | 1.6 | Bracket. Y-cable | LED | 1 | 64 | [8 empty] | CE | [6 empty] | 20 | 4000 | 382x250x75 |  | 220-240V |  | 5 | A++ | 100° | 3 | 70 |  | 4000 |  | 126000 | >=0.95 | 282000 |  |  | 143.75 |  |  | 9 | D1 | 25 | max. 10% at 100.000 hrs |  | Available | 740/339 | Cx=0.4338;Cy=0.4030 | Class I | IK08 | IP20 | IP20 | 50 | 350 | -25 | 1 | 64 | RAL9016 | 50-60Hz | Passive | LED | dimmable | High Bay Rectangular | Tungsram Auriso | Indoor industrial |  | 24.6 | 9200 | No sensor |  | risk group 1 |  | Bracket kit. Tilted bracket kit. Busbar bracket kit. Cable hook pair
TBD | AUR-1S10-730-D1-DL-ST | image | datasheet | deeplink | TUNGSRAM - Tungsram Auriso - 9000lm - 64W - 3000K - 70CRI - TBD[SKU] - Bracket. Y-cable | 1.6 | Bracket. Y-cable | LED | 1 | 64 | [8 empty] | CE | [6 empty] | 20 | 3000 | 382x250x75 |  | 220-240V |  | 5 | A++ | 100° | 3 | 70 |  | 3000 |  | 126000 | >=0.95 | 282000 |  |  | 140.625 |  |  | 9 | D1 | 25 | max. 10% at 100.000 hrs |  | Available | 730/339 | Cx=0.4338;Cy=0.4030 | Class I | IK08 | IP20 | IP20 | 50 | 350 | -25 | 1 | 64 | RAL9016 | 50-60Hz | Passive | LED | dimmable | High Bay Rectangular | Tungsram Auriso | Indoor industrial |  | 24.5 | 9000 | No sensor |  | risk group 1 |  | Bracket kit. Tilted bracket kit. Busbar bracket kit. Cable hook pair
TBD | AUR-1S10-850-C1-DL-ST | image | datasheet | deeplink | TUNGSRAM - Tungsram Auriso - 10000lm - 64W - 5000K - 80CRI - TBD[SKU] - Bracket. Y-cable | 1.6 | Bracket. Y-cable | LED | 1 | 64 | [8 empty] | CE | [6 empty] | 20 | 5000 | 382x250x75 |  | 220-240V |  | 5 | A++ | 110° | 3 | 80 |  | 5000 |  | 126000 | >=0.95 | 282000 |  |  | 156.25 |  |  | 9 | C1 | 25 | max. 10% at 100.000 hrs |  | Available | 850/339 | Cx=0.3447;Cy=0.3553 | Class I | IK08 | IP20 | IP20 | 50 | 350 | -25 | 1 | 64 | RAL9016 | 50-60Hz | Passive | LED | dimmable | High Bay Rectangular | Tungsram Auriso | Indoor industrial |  | 24.2 | 10000 | No sensor |  | risk group 1 |  | Bracket kit. Tilted bracket kit. Busbar bracket kit. Cable hook pair
TBD | AUR-1S10-840-C1-DL-ST | image | datasheet | deeplink | TUNGSRAM - Tungsram Auriso - 9800lm - 64W - 4000K - 80CRI - TBD[SKU] - Bracket. Y-cable | 1.6 | Bracket. Y-cable | LED | 1 | 64 | [8 empty] | CE | [6 empty] | 20 | 4000 | 382x250x75 |  | 220-240V |  | 5 | A++ | 110° | 3 | 80 |  | 4000 |  | 126000 | >=0.95 | 282000 |  |  | 153.125 |  |  | 9 | C1 | 25 | max. 10% at 100.000 hrs |  | Available | 840/339 | Cx=0.3818;Cy=0.3797 | Class I | IK08 | IP20 | IP20 | 50 | 350 | -25 | 1 | 64 | RAL9016 | 50-60Hz | Passive | LED | dimmable | High Bay Rectangular | Tungsram Auriso | Indoor industrial |  | 24.2 | 9800 | No sensor |  | risk group 1 |  | Bracket kit. Tilted bracket kit. Busbar bracket kit. Cable hook pair
TBD | AUR-1S10-830-C1-DL-ST | image | datasheet | deeplink | TUNGSRAM - Tungsram Auriso - 9200lm - 64W - 3000K - 80CRI - TBD[SKU] - Bracket. Y-cable | 1.6 | Bracket. Y-cable | LED | 1 | 64 | [8 empty] | CE | [6 empty] | 20 | 3000 | 382x250x75 |  | 220-240V |  | 5 | A++ | 110° | 3 | 80 |  | 3000 |  | 126000 | >=0.95 | 282000 |  |  | 143.75 |  |  | 9 | C1 | 25 | max. 10% at 100.000 hrs |  | Available | 830/339 | Cx=0.4338;Cy=0.4030 | Class I | IK08 | IP20 | IP20 | 50 | 350 | -25 | 1 | 64 | RAL9016 | 50-60Hz | Passive | LED | dimmable | High Bay Rectangular | Tungsram Auriso | Indoor industrial |  | 24.1 | 9200 | No sensor |  | risk group 1 |  | Bracket kit. Tilted bracket kit. Busbar bracket kit. Cable hook pair
TBD | AUR-1S10-750-C1-DL-ST | image | datasheet | deeplink | TUNGSRAM - Tungsram Auriso - 10300lm - 64W - 5000K - 70CRI - TBD[SKU] - Bracket. Y-cable | 1.6 | Bracket. Y-cable | LED | 1 | 64 | [8 empty] | CE | [6 empty] | 20 | 5000 | 382x250x75 |  | 220-240V |  | 5 | A++ | 110° | 3 | 70 |  | 5000 |  | 126000 | >=0.95 | 282000 |  |  | 160.9375 |  |  | 9 | C1 | 25 | max. 10% at 100.000 hrs |  | Available | 750/339 | Cx=0.3447;Cy=0.3553 | Class I | IK08 | IP20 | IP20 | 50 | 350 | -25 | 1 | 64 | RAL9016 | 50-60Hz | Passive | LED | dimmable | High Bay Rectangular | Tungsram Auriso | Indoor industrial |  | 24.5 | 10300 | No sensor |  | risk group 1 |  | Bracket kit. Tilted bracket kit. Busbar bracket kit. Cable hook pair
TBD | AUR-1S10-740-C1-DL-ST | image | datasheet | deeplink | TUNGSRAM - Tungsram Auriso - 10300lm - 64W - 4000K - 70CRI - TBD[SKU] - Bracket. Y-cable | 1.6 | Bracket. Y-cable | LED | 1 | 64 | [8 empty] | CE | [6 empty] | 20 | 4000 | 382x250x75 |  | 220-240V |  | 5 | A++ | 110° | 3 | 70 |  | 4000 |  | 126000 | >=0.95 | 282000 |  |  | 160.9375 |  |  | 9 | C1 | 25 | max. 10% at 100.000 hrs |  | Available | 740/339 | Cx=0.4338;Cy=0.4030 | Class I | IK08 | IP20 | IP20 | 50 | 350 | -25 | 1 | 64 | RAL9016 | 50-60Hz | Passive | LED | dimmable | High Bay Rectangular | Tungsram Auriso | Indoor industrial |  | 24.5 | 10300 | No sensor |  | risk group 1 |  | Bracket kit. Tilted bracket kit. Busbar bracket kit. Cable hook pair
TBD | AUR-1S10-730-C1-DL-ST | image | datasheet | deeplink | TUNGSRAM - Tungsram Auriso - 10000lm - 64W - 3000K - 70CRI - TBD[SKU] - Bracket. Y-cable | 1.6 | Bracket. Y-cable | LED | 1 | 64 | [8 empty] | CE | [6 empty] | 20 | 3000 | 382x250x75 |  | 220-240V |  | 5 | A++ | 110° | 3 | 70 |  | 3000 |  | 126000 | >=0.95 | 282000 |  |  | 156.25 |  |  | 9 | C1 | 25 | max. 10% at 100.000 hrs |  | Available | 730/339 | Cx=0.4338;Cy=0.4030 | Class I | IK08 | IP20 | IP20 | 50 | 350 | -25 | 1 | 64 | RAL9016 | 50-60Hz | Passive | LED | dimmable | High Bay Rectangular | Tungsram Auriso | Indoor industrial |  | 24.4 | 10000 | No sensor |  | risk group 1 |  | Bracket kit. Tilted bracket kit. Busbar bracket kit. Cable hook pair
TBD | AUR-2S60-850-U8-FX-ST | image | datasheet | deeplink | TUNGSRAM - Tungsram Auriso - 50600lm - 426W - 5000K - 80CRI - TBD[SKU] - Bracket. Y-cable | 3.19 | Bracket. Y-cable | LED | 1 | 426 | [8 empty] | CE | [6 empty] | 20 | 5000 | 752x250x75 |  | 220-240V |  | 5 | A++ | 80° | 3 | 80 |  | 5000 |  | 67000 | >=0.95 | 163000 |  |  | 118.7793 |  |  | 9 | U8 | 25 | max. 10% at 100.000 hrs |  | Available | 850/339 | Cx=0.3447;Cy=0.3553 | Class I | IK08 | IP20 | IP20 | 45 | 2320 | -25 | 1 | 426 | RAL9016 | 50-60Hz | Passive | LED | none | High Bay Rectangular | Tungsram Auriso | Indoor industrial |  | 25.4 | 50600 | No sensor |  | risk group 1 |  | Bracket kit. Tilted bracket kit. Busbar bracket kit. Cable hook pair
TBD | AUR-2S60-840-U8-FX-ST | image | datasheet | deeplink | TUNGSRAM - Tungsram Auriso - 49300lm - 426W - 4000K - 80CRI - TBD[SKU] - Bracket. Y-cable | 3.19 | Bracket. Y-cable | LED | 1 | 426 | [8 empty] | CE | [6 empty] | 20 | 4000 | 752x250x75 |  | 220-240V |  | 5 | A++ | 80° | 3 | 80 |  | 4000 |  | 67000 | >=0.95 | 163000 |  |  | 115.7277 |  |  | 9 | U8 | 25 | max. 10% at 100.000 hrs |  | Available | 840/339 | Cx=0.3818;Cy=0.3797 | Class I | IK08 | IP20 | IP20 | 45 | 2320 | -25 | 1 | 426 | RAL9016 | 50-60Hz | Passive | LED | none | High Bay Rectangular | Tungsram Auriso | Indoor industrial |  | 25.4 | 49300 | No sensor |  | risk group 1 |  | Bracket kit. Tilted bracket kit. Busbar bracket kit. Cable hook pair
TBD | AUR-2S60-830-U8-FX-ST | image | datasheet | deeplink | TUNGSRAM - Tungsram Auriso - 46500lm - 426W - 3000K - 80CRI - TBD[SKU] - Bracket. Y-cable | 3.19 | Bracket. Y-cable | LED | 1 | 426 | [8 empty] | CE | [6 empty] | 20 | 3000 | 752x250x75 |  | 220-240V |  | 5 | A++ | 80° | 3 | 80 |  | 3000 |  | 67000 | >=0.95 | 163000 |  |  | 109.1549 |  |  | 9 | U8 | 25 | max. 10% at 100.000 hrs |  | Available | 830/339 | Cx=0.4338;Cy=0.4030 | Class I | IK08 | IP20 | IP20 | 45 | 2320 | -25 | 1 | 426 | RAL9016 | 50-60Hz | Passive | LED | none | High Bay Rectangular | Tungsram Auriso | Indoor industrial |  | 25.3 | 46500 | No sensor |  | risk group 1 |  | Bracket kit. Tilted bracket kit. Busbar bracket kit. Cable hook pair
TBD | AUR-2S60-750-U8-FX-ST | image | datasheet | deeplink | TUNGSRAM - Tungsram Auriso - 52100lm - 426W - 5000K - 70CRI - TBD[SKU] - Bracket. Y-cable | 3.19 | Bracket. Y-cable | LED | 1 | 426 | [8 empty] | CE | [6 empty] | 20 | 5000 | 752x250x75 |  | 220-240V |  | 5 | A++ | 80° | 3 | 70 |  | 5000 |  | 67000 | >=0.95 | 163000 |  |  | 122.3005 |  |  | 9 | U8 | 25 | max. 10% at 100.000 hrs |  | Available | 750/339 | Cx=0.3447;Cy=0.3553 | Class I | IK08 | IP20 | IP20 | 45 | 2320 | -25 | 1 | 426 | RAL9016 | 50-60Hz | Passive | LED | none | High Bay Rectangular | Tungsram Auriso | Indoor industrial |  | 25.7 | 52100 | No sensor |  | risk group 1 |  | Bracket kit. Tilted bracket kit. Busbar bracket kit. Cable hook pair
TBD | AUR-2S60-740-U8-FX-ST | image | datasheet | deeplink | TUNGSRAM - Tungsram Auriso - 51900lm - 426W - 4000K - 70CRI - TBD[SKU] - Bracket. Y-cable | 3.19 | Bracket. Y-cable | LED | 1 | 426 | [8 empty] | CE | [6 empty] | 20 | 4000 | 752x250x75 |  | 220-240V |  | 5 | A++ | 80° | 3 | 70 |  | 4000 |  | 67000 | >=0.95 | 163000 |  |  | 121.831 |  |  | 9 | U8 | 25 | max. 10% at 100.000 hrs |  | Available | 740/339 | Cx=0.4338;Cy=0.4030 | Class I | IK08 | IP20 | IP20 | 45 | 2320 | -25 | 1 | 426 | RAL9016 | 50-60Hz | Passive | LED | none | High Bay Rectangular | Tungsram Auriso | Indoor industrial |  | 25.7 | 51900 | No sensor |  | risk group 1 |  | Bracket kit. Tilted bracket kit. Busbar bracket kit. Cable hook pair
TBD | AUR-2S60-730-U8-FX-ST | image | datasheet | deeplink | TUNGSRAM - Tungsram Auriso - 50500lm - 426W - 3000K - 70CRI - TBD[SKU] - Bracket. Y-cable | 3.19 | Bracket. Y-cable | LED | 1 | 426 | [8 empty] | CE | [6 empty] | 20 | 3000 | 752x250x75 |  | 220-240V |  | 5 | A++ | 80° | 3 | 70 |  | 3000 |  | 67000 | >=0.95 | 163000 |  |  | 118.5446 |  |  | 9 | U8 | 25 | max. 10% at 100.000 hrs |  | Available | 730/339 | Cx=0.4338;Cy=0.4030 | Class I | IK08 | IP20 | IP20 | 45 | 2320 | -25 | 1 | 426 | RAL9016 | 50-60Hz | Passive | LED | none | High Bay Rectangular | Tungsram Auriso | Indoor industrial |  | 25.6 | 50500 | No sensor |  | risk group 1 |  | Bracket kit. Tilted bracket kit. Busbar bracket kit. Cable hook pair
TBD | AUR-2S60-850-U6-FX-ST | image | datasheet | deeplink | TUNGSRAM - Tungsram Auriso - 46300lm - 426W - 5000K - 80CRI - TBD[SKU] - Bracket. Y-cable | 3.19 | Bracket. Y-cable | LED | 1 | 426 | [8 empty] | CE | [6 empty] | 20 | 5000 | 752x250x75 |  | 220-240V |  | 5 | A++ | 65° | 3 | 80 |  | 5000 |  | 67000 | >=0.95 | 163000 |  |  | 108.6854 |  |  | 9 | U6 | 25 | max. 10% at 100.000 hrs |  | Available | 850/339 | Cx=0.3447;Cy=0.3553 | Class I | IK08 | IP50 | IP20 | 45 | 2320 | -25 | 1 | 426 | RAL9016 | 50-60Hz | Passive | LED | none | High Bay Rectangular | Tungsram Auriso | Indoor industrial |  | 24.1 | 46300 | No sensor |  | risk group 1 |  | Bracket kit. Tilted bracket kit. Busbar bracket kit. Cable hook pair
TBD | AUR-2S60-840-U6-FX-ST | image | datasheet | deeplink | TUNGSRAM - Tungsram Auriso - 45100lm - 426W - 4000K - 80CRI - TBD[SKU] - Bracket. Y-cable | 3.19 | Bracket. Y-cable | LED | 1 | 426 | [8 empty] | CE | [6 empty] | 20 | 4000 | 752x250x75 |  | 220-240V |  | 5 | A++ | 65° | 3 | 80 |  | 4000 |  | 67000 | >=0.95 | 163000 |  |  | 105.8685 |  |  | 9 | U6 | 25 | max. 10% at 100.000 hrs |  | Available | 840/339 | Cx=0.3818;Cy=0.3797 | Class I | IK08 | IP50 | IP20 | 45 | 2320 | -25 | 1 | 426 | RAL9016 | 50-60Hz | Passive | LED | none | High Bay Rectangular | Tungsram Auriso | Indoor industrial |  | 24.1 | 45100 | No sensor |  | risk group 1 |  | Bracket kit. Tilted bracket kit. Busbar bracket kit. Cable hook pair
TBD | AUR-2S60-830-U6-FX-ST | image | datasheet | deeplink | TUNGSRAM - Tungsram Auriso - 42400lm - 426W - 3000K - 80CRI - TBD[SKU] - Bracket. Y-cable | 3.19 | Bracket. Y-cable | LED | 1 | 426 | [8 empty] | CE | [6 empty] | 20 | 3000 | 752x250x75 |  | 220-240V |  | 5 | A++ | 65° | 3 | 80 |  | 3000 |  | 67000 | >=0.95 | 163000 |  |  | 99.5305 |  |  | 9 | U6 | 25 | max. 10% at 100.000 hrs |  | Available | 830/339 | Cx=0.4338;Cy=0.4030 | Class I | IK08 | IP50 | IP20 | 45 | 2320 | -25 | 1 | 426 | RAL9016 | 50-60Hz | Passive | LED | none | High Bay Rectangular | Tungsram Auriso | Indoor industrial |  | 23.9 | 42400 | No sensor |  | risk group 1 |  | Bracket kit. Tilted bracket kit. Busbar bracket kit. Cable hook pair
TBD | AUR-2S60-750-U6-FX-ST | image | datasheet | deeplink | TUNGSRAM - Tungsram Auriso - 47600lm - 426W - 5000K - 70CRI - TBD[SKU] - Bracket. Y-cable | 3.19 | Bracket. Y-cable | LED | 1 | 426 | [8 empty] | CE | [6 empty] | 20 | 5000 | 752x250x75 |  | 220-240V |  | 5 | A++ | 65° | 3 | 70 |  | 5000 |  | 67000 | >=0.95 | 163000 |  |  | 111.7371 |  |  | 9 | U6 | 25 | max. 10% at 100.000 hrs |  | Available | 750/339 | Cx=0.3447;Cy=0.3553 | Class I | IK08 | IP50 | IP20 | 45 | 2320 | -25 | 1 | 426 | RAL9016 | 50-60Hz | Passive | LED | none | High Bay Rectangular | Tungsram Auriso | Indoor industrial |  | 24.3 | 47600 | No sensor |  | risk group 1 |  | Bracket kit. Tilted bracket kit. Busbar bracket kit. Cable hook pair
TBD | AUR-2S60-740-U6-FX-ST | image | datasheet | deeplink | TUNGSRAM - Tungsram Auriso - 47400lm - 426W - 4000K - 70CRI - TBD[SKU] - Bracket. Y-cable | 3.19 | Bracket. Y-cable | LED | 1 | 426 | [8 empty] | CE | [6 empty] | 20 | 4000 | 752x250x75 |  | 220-240V |  | 5 | A++ | 65° | 3 | 70 |  | 4000 |  | 67000 | >=0.95 | 163000 |  |  | 111.2676 |  |  | 9 | U6 | 25 | max. 10% at 100.000 hrs |  | Available | 740/339 | Cx=0.4338;Cy=0.4030 | Class I | IK08 | IP50 | IP20 | 45 | 2320 | -25 | 1 | 426 | RAL9016 | 50-60Hz | Passive | LED | none | High Bay Rectangular | Tungsram Auriso | Indoor industrial |  | 24.3 | 47400 | No sensor |  | risk group 1 |  | Bracket kit. Tilted bracket kit. Busbar bracket kit. Cable hook pair
TBD | AUR-2S60-730-U6-FX-ST | image | datasheet | deeplink | TUNGSRAM - Tungsram Auriso - 46100lm - 426W - 3000K - 70CRI - TBD[SKU] - Bracket. Y-cable | 3.19 | Bracket. Y-cable | LED | 1 | 426 | [8 empty] | CE | [6 empty] | 20 | 3000 | 752x250x75 |  | 220-240V |  | 5 | A++ | 65° | 3 | 70 |  | 3000 |  | 67000 | >=0.95 | 163000 |  |  | 108.216 |  |  | 9 | U6 | 25 | max. 10% at 100.000 hrs |  | Available | 730/339 | Cx=0.4338;Cy=0.4030 | Class I | IK08 | IP50 | IP20 | 45 | 2320 | -25 | 1 | 426 | RAL9016 | 50-60Hz | Passive | LED | none | High Bay Rectangular | Tungsram Auriso | Indoor industrial |  | 24.2 | 46100 | No sensor |  | risk group 1 |  | Bracket kit. Tilted bracket kit. Busbar bracket kit. Cable hook pair
TBD | AUR-2S60-850-U4-FX-ST | image | datasheet | deeplink | TUNGSRAM - Tungsram Auriso - 48200lm - 426W - 5000K - 80CRI - TBD[SKU] - Bracket. Y-cable | 3.19 | Bracket. Y-cable | LED | 1 | 426 | [8 empty] | CE | [6 empty] | 20 | 5000 | 752x250x75 |  | 220-240V |  | 5 | A++ | 45° | 3 | 80 |  | 5000 |  | 67000 | >=0.95 | 163000 |  |  | 113.1455 |  |  | 9 | U4 | 25 | max. 10% at 100.000 hrs |  | Available | 850/339 | Cx=0.3447;Cy=0.3553 | Class I | IK08 | IP50 | IP20 | 45 | 2320 | -25 | 1 | 426 | RAL9016 | 50-60Hz | Passive | LED | none | High Bay Rectangular | Tungsram Auriso | Indoor industrial |  | 23.4 | 48200 | No sensor |  | risk group 1 |  | Bracket kit. Tilted bracket kit. Busbar bracket kit. Cable hook pair
TBD | AUR-2S60-840-U4-FX-ST | image | datasheet | deeplink | TUNGSRAM - Tungsram Auriso - 47000lm - 426W - 4000K - 80CRI - TBD[SKU] - Bracket. Y-cable | 3.19 | Bracket. Y-cable | LED | 1 | 426 | [8 empty] | CE | [6 empty] | 20 | 4000 | 752x250x75 |  | 220-240V |  | 5 | A++ | 45° | 3 | 80 |  | 4000 |  | 67000 | >=0.95 | 163000 |  |  | 110.3286 |  |  | 9 | U4 | 25 | max. 10% at 100.000 hrs |  | Available | 840/339 | Cx=0.3818;Cy=0.3797 | Class I | IK08 | IP50 | IP20 | 45 | 2320 | -25 | 1 | 426 | RAL9016 | 50-60Hz | Passive | LED | none | High Bay Rectangular | Tungsram Auriso | Indoor industrial |  | 23.4 | 47000 | No sensor |  | risk group 1 |  | Bracket kit. Tilted bracket kit. Busbar bracket kit. Cable hook pair
TBD | AUR-2S60-830-U4-FX-ST | image | datasheet | deeplink | TUNGSRAM - Tungsram Auriso - 44200lm - 426W - 3000K - 80CRI - TBD[SKU] - Bracket. Y-cable | 3.19 | Bracket. Y-cable | LED | 1 | 426 | [8 empty] | CE | [6 empty] | 20 | 3000 | 752x250x75 |  | 220-240V |  | 5 | A++ | 45° | 3 | 80 |  | 3000 |  | 67000 | >=0.95 | 163000 |  |  | 103.7559 |  |  | 9 | U4 | 25 | max. 10% at 100.000 hrs |  | Available | 830/339 | Cx=0.4338;Cy=0.4030 | Class I | IK08 | IP50 | IP20 | 45 | 2320 | -25 | 1 | 426 | RAL9016 | 50-60Hz | Passive | LED | none | High Bay Rectangular | Tungsram Auriso | Indoor industrial |  | 23.3 | 44200 | No sensor |  | risk group 1 |  | Bracket kit. Tilted bracket kit. Busbar bracket kit. Cable hook pair
TBD | AUR-2S60-750-U4-FX-ST | image | datasheet | deeplink | TUNGSRAM - Tungsram Auriso - 49600lm - 426W - 5000K - 70CRI - TBD[SKU] - Bracket. Y-cable | 3.19 | Bracket. Y-cable | LED | 1 | 426 | [8 empty] | CE | [6 empty] | 20 | 5000 | 752x250x75 |  | 220-240V |  | 5 | A++ | 45° | 3 | 70 |  | 5000 |  | 67000 | >=0.95 | 163000 |  |  | 116.4319 |  |  | 9 | U4 | 25 | max. 10% at 100.000 hrs |  | Available | 750/339 | Cx=0.3447;Cy=0.3553 | Class I | IK08 | IP50 | IP20 | 45 | 2320 | -25 | 1 | 426 | RAL9016 | 50-60Hz | Passive | LED | none | High Bay Rectangular | Tungsram Auriso | Indoor industrial |  | 23.6 | 49600 | No sensor |  | risk group 1 |  | Bracket kit. Tilted bracket kit. Busbar bracket kit. Cable hook pair
TBD | AUR-2S60-740-U4-FX-ST | image | datasheet | deeplink | TUNGSRAM - Tungsram Auriso - 49400lm - 426W - 4000K - 70CRI - TBD[SKU] - Bracket. Y-cable | 3.19 | Bracket. Y-cable | LED | 1 | 426 | [8 empty] | CE | [6 empty] | 20 | 4000 | 752x250x75 |  | 220-240V |  | 5 | A++ | 45° | 3 | 70 |  | 4000 |  | 67000 | >=0.95 | 163000 |  |  | 115.9624 |  |  | 9 | U4 | 25 | max. 10% at 100.000 hrs |  | Available | 740/339 | Cx=0.4338;Cy=0.4030 | Class I | IK08 | IP50 | IP20 | 45 | 2320 | -25 | 1 | 426 | RAL9016 | 50-60Hz | Passive | LED | none | High Bay Rectangular | Tungsram Auriso | Indoor industrial |  | 23.6 | 49400 | No sensor |  | risk group 1 |  | Bracket kit. Tilted bracket kit. Busbar bracket kit. Cable hook pair
TBD | AUR-2S60-730-U4-FX-ST | image | datasheet | deeplink | TUNGSRAM - Tungsram Auriso - 48100lm - 426W - 3000K - 70CRI - TBD[SKU] - Bracket. Y-cable | 3.19 | Bracket. Y-cable | LED | 1 | 426 | [8 empty] | CE | [6 empty] | 20 | 3000 | 752x250x75 |  | 220-240V |  | 5 | A++ | 45° | 3 | 70 |  | 3000 |  | 67000 | >=0.95 | 163000 |  |  | 112.9108 |  |  | 9 | U4 | 25 | max. 10% at 100.000 hrs |  | Available | 730/339 | Cx=0.4338;Cy=0.4030 | Class I | IK08 | IP50 | IP20 | 45 | 2320 | -25 | 1 | 426 | RAL9016 | 50-60Hz | Passive | LED | none | High Bay Rectangular | Tungsram Auriso | Indoor industrial |  | 23.5 | 48100 | No sensor |  | risk group 1 |  | Bracket kit. Tilted bracket kit. Busbar bracket kit. Cable hook pair
TBD | AUR-2S60-850-L9-FX-ST | image | datasheet | deeplink | TUNGSRAM - Tungsram Auriso - 58500lm - 426W - 5000K - 80CRI - TBD[SKU] - Bracket. Y-cable | 3.19 | Bracket. Y-cable | LED | 1 | 426 | [8 empty] | CE | [6 empty] | 20 | 5000 | 752x250x75 |  | 220-240V |  | 5 | A++ | 90° | 3 | 80 |  | 5000 |  | 67000 | >=0.95 | 163000 |  |  | 137.3239 |  |  | 9 | L9 | 25 | max. 10% at 100.000 hrs |  | Available | 850/339 | Cx=0.3447;Cy=0.3553 | Class I | IK08 | IP50 | IP20 | 45 | 2320 | -25 | 1 | 426 | RAL9016 | 50-60Hz | Passive | LED | none | High Bay Rectangular | Tungsram Auriso | Indoor industrial |  | 25.9 | 58500 | No sensor |  | risk group 1 |  | Bracket kit. Tilted bracket kit. Busbar bracket kit. Cable hook pair
TBD | AUR-2S60-840-L9-FX-ST | image | datasheet | deeplink | TUNGSRAM - Tungsram Auriso - 57000lm - 426W - 4000K - 80CRI - TBD[SKU] - Bracket. Y-cable | 3.19 | Bracket. Y-cable | LED | 1 | 426 | [8 empty] | CE | [6 empty] | 20 | 4000 | 752x250x75 |  | 220-240V |  | 5 | A++ | 90° | 3 | 80 |  | 4000 |  | 67000 | >=0.95 | 163000 |  |  | 133.8028 |  |  | 9 | L9 | 25 | max. 10% at 100.000 hrs |  | Available | 840/339 | Cx=0.3818;Cy=0.3797 | Class I | IK08 | IP50 | IP20 | 45 | 2320 | -25 | 1 | 426 | RAL9016 | 50-60Hz | Passive | LED | none | High Bay Rectangular | Tungsram Auriso | Indoor industrial |  | 25.9 | 57000 | No sensor |  | risk group 1 |  | Bracket kit. Tilted bracket kit. Busbar bracket kit. Cable hook pair
TBD | AUR-2S60-830-L9-FX-ST | image | datasheet | deeplink | TUNGSRAM - Tungsram Auriso - 53700lm - 426W - 3000K - 80CRI - TBD[SKU] - Bracket. Y-cable | 3.19 | Bracket. Y-cable | LED | 1 | 426 | [8 empty] | CE | [6 empty] | 20 | 3000 | 752x250x75 |  | 220-240V |  | 5 | A++ | 90° | 3 | 80 |  | 3000 |  | 67000 | >=0.95 | 163000 |  |  | 126.0563 |  |  | 9 | L9 | 25 | max. 10% at 100.000 hrs |  | Available | 830/339 | Cx=0.4338;Cy=0.4030 | Class I | IK08 | IP50 | IP20 | 45 | 2320 | -25 | 1 | 426 | RAL9016 | 50-60Hz | Passive | LED | none | High Bay Rectangular | Tungsram Auriso | Indoor industrial |  | 25.7 | 53700 | No sensor |  | risk group 1 |  | Bracket kit. Tilted bracket kit. Busbar bracket kit. Cable hook pair
TBD | AUR-2S60-750-L9-FX-ST | image | datasheet | deeplink | TUNGSRAM - Tungsram Auriso - 60100lm - 426W - 5000K - 70CRI - TBD[SKU] - Bracket. Y-cable | 3.19 | Bracket. Y-cable | LED | 1 | 426 | [8 empty] | CE | [6 empty] | 20 | 5000 | 752x250x75 |  | 220-240V |  | 5 | A++ | 90° | 3 | 70 |  | 5000 |  | 67000 | >=0.95 | 163000 |  |  | 141.0798 |  |  | 9 | L9 | 25 | max. 10% at 100.000 hrs |  | Available | 750/339 | Cx=0.3447;Cy=0.3553 | Class I | IK08 | IP50 | IP20 | 45 | 2320 | -25 | 1 | 426 | RAL9016 | 50-60Hz | Passive | LED | none | High Bay Rectangular | Tungsram Auriso | Indoor industrial |  | 26.1 | 60100 | No sensor |  | risk group 1 |  | Bracket kit. Tilted bracket kit. Busbar bracket kit. Cable hook pair
TBD | AUR-2S60-740-L9-FX-ST | image | datasheet | deeplink | TUNGSRAM - Tungsram Auriso - 60000lm - 426W - 4000K - 70CRI - TBD[SKU] - Bracket. Y-cable | 3.19 | Bracket. Y-cable | LED | 1 | 426 | [8 empty] | CE | [6 empty] | 20 | 4000 | 752x250x75 |  | 220-240V |  | 5 | A++ | 90° | 3 | 70 |  | 4000 |  | 67000 | >=0.95 | 163000 |  |  | 140.8451 |  |  | 9 | L9 | 25 | max. 10% at 100.000 hrs |  | Available | 740/339 | Cx=0.4338;Cy=0.4030 | Class I | IK08 | IP50 | IP20 | 45 | 2320 | -25 | 1 | 426 | RAL9016 | 50-60Hz | Passive | LED | none | High Bay Rectangular | Tungsram Auriso | Indoor industrial |  | 26.1 | 60000 | No sensor |  | risk group 1 |  | Bracket kit. Tilted bracket kit. Busbar bracket kit. Cable hook pair
TBD | AUR-2S60-730-L9-FX-ST | image | datasheet | deeplink | TUNGSRAM - Tungsram Auriso - 58300lm - 426W - 3000K - 70CRI - TBD[SKU] - Bracket. Y-cable | 3.19 | Bracket. Y-cable | LED | 1 | 426 | [8 empty] | CE | [6 empty] | 20 | 3000 | 752x250x75 |  | 220-240V |  | 5 | A++ | 90° | 3 | 70 |  | 3000 |  | 67000 | >=0.95 | 163000 |  |  | 136.8545 |  |  | 9 | L9 | 25 | max. 10% at 100.000 hrs |  | Available | 730/339 | Cx=0.4338;Cy=0.4030 | Class I | IK08 | IP50 | IP20 | 45 | 2320 | -25 | 1 | 426 | RAL9016 | 50-60Hz | Passive | LED | none | High Bay Rectangular | Tungsram Auriso | Indoor industrial |  | 26 | 58300 | No sensor |  | risk group 1 |  | Bracket kit. Tilted bracket kit. Busbar bracket kit. Cable hook pair
TBD | AUR-2S60-850-L6-FX-ST | image | datasheet | deeplink | TUNGSRAM - Tungsram Auriso - 56200lm - 426W - 5000K - 80CRI - TBD[SKU] - Bracket. Y-cable | 3.19 | Bracket. Y-cable | LED | 1 | 426 | [8 empty] | CE | [6 empty] | 20 | 5000 | 752x250x75 |  | 220-240V |  | 5 | A++ | 70° | 3 | 80 |  | 5000 |  | 67000 | >=0.95 | 163000 |  |  | 131.9249 |  |  | 9 | L6 | 25 | max. 10% at 100.000 hrs |  | Available | 850/339 | Cx=0.3447;Cy=0.3553 | Class I | IK08 | IP50 | IP20 | 45 | 2320 | -25 | 1 | 426 | RAL9016 | 50-60Hz | Passive | LED | none | High Bay Rectangular | Tungsram Auriso | Indoor industrial |  | 24.3 | 56200 | No sensor |  | risk group 1 |  | Bracket kit. Tilted bracket kit. Busbar bracket kit. Cable hook pair
TBD | AUR-2S60-840-L6-FX-ST | image | datasheet | deeplink | TUNGSRAM - Tungsram Auriso - 54800lm - 426W - 4000K - 80CRI - TBD[SKU] - Bracket. Y-cable | 3.19 | Bracket. Y-cable | LED | 1 | 426 | [8 empty] | CE | [6 empty] | 20 | 4000 | 752x250x75 |  | 220-240V |  | 5 | A++ | 70° | 3 | 80 |  | 4000 |  | 67000 | >=0.95 | 163000 |  |  | 128.6385 |  |  | 9 | L6 | 25 | max. 10% at 100.000 hrs |  | Available | 840/339 | Cx=0.3818;Cy=0.3797 | Class I | IK08 | IP50 | IP20 | 45 | 2320 | -25 | 1 | 426 | RAL9016 | 50-60Hz | Passive | LED | none | High Bay Rectangular | Tungsram Auriso | Indoor industrial |  | 24.3 | 54800 | No sensor |  | risk group 1 |  | Bracket kit. Tilted bracket kit. Busbar bracket kit. Cable hook pair
TBD | AUR-2S60-830-L6-FX-ST | image | datasheet | deeplink | TUNGSRAM - Tungsram Auriso - 51600lm - 426W - 3000K - 80CRI - TBD[SKU] - Bracket. Y-cable | 3.19 | Bracket. Y-cable | LED | 1 | 426 | [8 empty] | CE | [6 empty] | 20 | 3000 | 752x250x75 |  | 220-240V |  | 5 | A++ | 70° | 3 | 80 |  | 3000 |  | 67000 | >=0.95 | 163000 |  |  | 121.1268 |  |  | 9 | L6 | 25 | max. 10% at 100.000 hrs |  | Available | 830/339 | Cx=0.4338;Cy=0.4030 | Class I | IK08 | IP50 | IP20 | 45 | 2320 | -25 | 1 | 426 | RAL9016 | 50-60Hz | Passive | LED | none | High Bay Rectangular | Tungsram Auriso | Indoor industrial |  | 24.2 | 51600 | No sensor |  | risk group 1 |  | Bracket kit. Tilted bracket kit. Busbar bracket kit. Cable hook pair
TBD | AUR-2S60-750-L6-FX-ST | image | datasheet | deeplink | TUNGSRAM - Tungsram Auriso - 57800lm - 426W - 5000K - 70CRI - TBD[SKU] - Bracket. Y-cable | 3.19 | Bracket. Y-cable | LED | 1 | 426 | [8 empty] | CE | [6 empty] | 20 | 5000 | 752x250x75 |  | 220-240V |  | 5 | A++ | 70° | 3 | 70 |  | 5000 |  | 67000 | >=0.95 | 163000 |  |  | 135.6808 |  |  | 9 | L6 | 25 | max. 10% at 100.000 hrs |  | Available | 750/339 | Cx=0.3447;Cy=0.3553 | Class I | IK08 | IP50 | IP20 | 45 | 2320 | -25 | 1 | 426 | RAL9016 | 50-60Hz | Passive | LED | none | High Bay Rectangular | Tungsram Auriso | Indoor industrial |  | 24.6 | 57800 | No sensor |  | risk group 1 |  | Bracket kit. Tilted bracket kit. Busbar bracket kit. Cable hook pair
TBD | AUR-2S60-740-L6-FX-ST | image | datasheet | deeplink | TUNGSRAM - Tungsram Auriso - 57700lm - 426W - 4000K - 70CRI - TBD[SKU] - Bracket. Y-cable | 3.19 | Bracket. Y-cable | LED | 1 | 426 | [8 empty] | CE | [6 empty] | 20 | 4000 | 752x250x75 |  | 220-240V |  | 5 | A++ | 70° | 3 | 70 |  | 4000 |  | 67000 | >=0.95 | 163000 |  |  | 135.446 |  |  | 9 | L6 | 25 | max. 10% at 100.000 hrs |  | Available | 740/339 | Cx=0.4338;Cy=0.4030 | Class I | IK08 | IP50 | IP20 | 45 | 2320 | -25 | 1 | 426 | RAL9016 | 50-60Hz | Passive | LED | none | High Bay Rectangular | Tungsram Auriso | Indoor industrial |  | 24.6 | 57700 | No sensor |  | risk group 1 |  | Bracket kit. Tilted bracket kit. Busbar bracket kit. Cable hook pair
TBD | AUR-2S60-730-L6-FX-ST | image | datasheet | deeplink | TUNGSRAM - Tungsram Auriso - 56100lm - 426W - 3000K - 70CRI - TBD[SKU] - Bracket. Y-cable | 3.19 | Bracket. Y-cable | LED | 1 | 426 | [8 empty] | CE | [6 empty] | 20 | 3000 | 752x250x75 |  | 220-240V |  | 5 | A++ | 70° | 3 | 70 |  | 3000 |  | 67000 | >=0.95 | 163000 |  |  | 131.6901 |  |  | 9 | L6 | 25 | max. 10% at 100.000 hrs |  | Available | 730/339 | Cx=0.4338;Cy=0.4030 | Class I | IK08 | IP50 | IP20 | 45 | 2320 | -25 | 1 | 426 | RAL9016 | 50-60Hz | Passive | LED | none | High Bay Rectangular | Tungsram Auriso | Indoor industrial |  | 24.5 | 56100 | No sensor |  | risk group 1 |  | Bracket kit. Tilted bracket kit. Busbar bracket kit. Cable hook pair
TBD | AUR-2S60-850-L3-FX-ST | image | datasheet | deeplink | TUNGSRAM - Tungsram Auriso - 59700lm - 426W - 5000K - 80CRI - TBD[SKU] - Bracket. Y-cable | 3.19 | Bracket. Y-cable | LED | 1 | 426 | [8 empty] | CE | [6 empty] | 20 | 5000 | 752x250x75 |  | 220-240V |  | 5 | A++ | 35° | 3 | 80 |  | 5000 |  | 67000 | >=0.95 | 163000 |  |  | 140.1408 |  |  | 9 | L3 | 25 | max. 10% at 100.000 hrs |  | Available | 850/339 | Cx=0.3447;Cy=0.3553 | Class I | IK08 | IP50 | IP20 | 45 | 2320 | -25 | 1 | 426 | RAL9016 | 50-60Hz | Passive | LED | none | High Bay Rectangular | Tungsram Auriso | Indoor industrial |  | 19.9 | 59700 | No sensor |  | risk group 1 |  | Bracket kit. Tilted bracket kit. Busbar bracket kit. Cable hook pair
TBD | AUR-2S60-840-L3-FX-ST | image | datasheet | deeplink | TUNGSRAM - Tungsram Auriso - 58200lm - 426W - 4000K - 80CRI - TBD[SKU] - Bracket. Y-cable | 3.19 | Bracket. Y-cable | LED | 1 | 426 | [8 empty] | CE | [6 empty] | 20 | 4000 | 752x250x75 |  | 220-240V |  | 5 | A++ | 35° | 3 | 80 |  | 4000 |  | 67000 | >=0.95 | 163000 |  |  | 136.6197 |  |  | 9 | L3 | 25 | max. 10% at 100.000 hrs |  | Available | 840/339 | Cx=0.3818;Cy=0.3797 | Class I | IK08 | IP50 | IP20 | 45 | 2320 | -25 | 1 | 426 | RAL9016 | 50-60Hz | Passive | LED | none | High Bay Rectangular | Tungsram Auriso | Indoor industrial |  | 19.9 | 58200 | No sensor |  | risk group 1 |  | Bracket kit. Tilted bracket kit. Busbar bracket kit. Cable hook pair
TBD | AUR-2S60-830-L3-FX-ST | image | datasheet | deeplink | TUNGSRAM - Tungsram Auriso - 54800lm - 426W - 3000K - 80CRI - TBD[SKU] - Bracket. Y-cable | 3.19 | Bracket. Y-cable | LED | 1 | 426 | [8 empty] | CE | [6 empty] | 20 | 3000 | 752x250x75 |  | 220-240V |  | 5 | A++ | 35° | 3 | 80 |  | 3000 |  | 67000 | >=0.95 | 163000 |  |  | 128.6385 |  |  | 9 | L3 | 25 | max. 10% at 100.000 hrs |  | Available | 830/339 | Cx=0.4338;Cy=0.4030 | Class I | IK08 | IP50 | IP20 | 45 | 2320 | -25 | 1 | 426 | RAL9016 | 50-60Hz | Passive | LED | none | High Bay Rectangular | Tungsram Auriso | Indoor industrial |  | 19.8 | 54800 | No sensor |  | risk group 1 |  | Bracket kit. Tilted bracket kit. Busbar bracket kit. Cable hook pair
TBD | AUR-2S60-750-L3-FX-ST | image | datasheet | deeplink | TUNGSRAM - Tungsram Auriso - 61400lm - 426W - 5000K - 70CRI - TBD[SKU] - Bracket. Y-cable | 3.19 | Bracket. Y-cable | LED | 1 | 426 | [8 empty] | CE | [6 empty] | 20 | 5000 | 752x250x75 |  | 220-240V |  | 5 | A++ | 35° | 3 | 70 |  | 5000 |  | 67000 | >=0.95 | 163000 |  |  | 144.1315 |  |  | 9 | L3 | 25 | max. 10% at 100.000 hrs |  | Available | 750/339 | Cx=0.3447;Cy=0.3553 | Class I | IK08 | IP50 | IP20 | 45 | 2320 | -25 | 1 | 426 | RAL9016 | 50-60Hz | Passive | LED | none | High Bay Rectangular | Tungsram Auriso | Indoor industrial |  | 20.2 | 61400 | No sensor |  | risk group 1 |  | Bracket kit. Tilted bracket kit. Busbar bracket kit. Cable hook pair
TBD | AUR-2S60-740-L3-FX-ST | image | datasheet | deeplink | TUNGSRAM - Tungsram Auriso - 61200lm - 426W - 4000K - 70CRI - TBD[SKU] - Bracket. Y-cable | 3.19 | Bracket. Y-cable | LED | 1 | 426 | [8 empty] | CE | [6 empty] | 20 | 4000 | 752x250x75 |  | 220-240V |  | 5 | A++ | 35° | 3 | 70 |  | 4000 |  | 67000 | >=0.95 | 163000 |  |  | 143.662 |  |  | 9 | L3 | 25 | max. 10% at 100.000 hrs |  | Available | 740/339 | Cx=0.4338;Cy=0.4030 | Class I | IK08 | IP50 | IP20 | 45 | 2320 | -25 | 1 | 426 | RAL9016 | 50-60Hz | Passive | LED | none | High Bay Rectangular | Tungsram Auriso | Indoor industrial |  | 20.2 | 61200 | No sensor |  | risk group 1 |  | Bracket kit. Tilted bracket kit. Busbar bracket kit. Cable hook pair
TBD | AUR-2S60-730-L3-FX-ST | image | datasheet | deeplink | TUNGSRAM - Tungsram Auriso - 59500lm - 426W - 3000K - 70CRI - TBD[SKU] - Bracket. Y-cable | 3.19 | Bracket. Y-cable | LED | 1 | 426 | [8 empty] | CE | [6 empty] | 20 | 3000 | 752x250x75 |  | 220-240V |  | 5 | A++ | 35° | 3 | 70 |  | 3000 |  | 67000 | >=0.95 | 163000 |  |  | 139.6714 |  |  | 9 | L3 | 25 | max. 10% at 100.000 hrs |  | Available | 730/339 | Cx=0.4338;Cy=0.4030 | Class I | IK08 | IP50 | IP20 | 45 | 2320 | -25 | 1 | 426 | RAL9016 | 50-60Hz | Passive | LED | none | High Bay Rectangular | Tungsram Auriso | Indoor industrial |  | 20.1 | 59500 | No sensor |  | risk group 1 |  | Bracket kit. Tilted bracket kit. Busbar bracket kit. Cable hook pair
TBD | AUR-2S60-850-D1-FX-ST | image | datasheet | deeplink | TUNGSRAM - Tungsram Auriso - 51000lm - 426W - 5000K - 80CRI - TBD[SKU] - Bracket. Y-cable | 3.19 | Bracket. Y-cable | LED | 1 | 426 | [8 empty] | CE | [6 empty] | 20 | 5000 | 752x250x75 |  | 220-240V |  | 5 | A++ | 100° | 3 | 80 |  | 5000 |  | 67000 | >=0.95 | 163000 |  |  | 119.7183 |  |  | 9 | D1 | 25 | max. 10% at 100.000 hrs |  | Available | 850/339 | Cx=0.3447;Cy=0.3553 | Class I | IK08 | IP20 | IP20 | 45 | 2320 | -25 | 1 | 426 | RAL9016 | 50-60Hz | Passive | LED | none | High Bay Rectangular | Tungsram Auriso | Indoor industrial |  | 28.2 | 51000 | No sensor |  | risk group 1 |  | Bracket kit. Tilted bracket kit. Busbar bracket kit. Cable hook pair
TBD | AUR-2S60-840-D1-FX-ST | image | datasheet | deeplink | TUNGSRAM - Tungsram Auriso - 49700lm - 426W - 4000K - 80CRI - TBD[SKU] - Bracket. Y-cable | 3.19 | Bracket. Y-cable | LED | 1 | 426 | [8 empty] | CE | [6 empty] | 20 | 4000 | 752x250x75 |  | 220-240V |  | 5 | A++ | 100° | 3 | 80 |  | 4000 |  | 67000 | >=0.95 | 163000 |  |  | 116.6667 |  |  | 9 | D1 | 25 | max. 10% at 100.000 hrs |  | Available | 840/339 | Cx=0.3818;Cy=0.3797 | Class I | IK08 | IP20 | IP20 | 45 | 2320 | -25 | 1 | 426 | RAL9016 | 50-60Hz | Passive | LED | none | High Bay Rectangular | Tungsram Auriso | Indoor industrial |  | 28.2 | 49700 | No sensor |  | risk group 1 |  | Bracket kit. Tilted bracket kit. Busbar bracket kit. Cable hook pair
TBD | AUR-2S60-830-D1-FX-ST | image | datasheet | deeplink | TUNGSRAM - Tungsram Auriso - 46800lm - 426W - 3000K - 80CRI - TBD[SKU] - Bracket. Y-cable | 3.19 | Bracket. Y-cable | LED | 1 | 426 | [8 empty] | CE | [6 empty] | 20 | 3000 | 752x250x75 |  | 220-240V |  | 5 | A++ | 100° | 3 | 80 |  | 3000 |  | 67000 | >=0.95 | 163000 |  |  | 109.8592 |  |  | 9 | D1 | 25 | max. 10% at 100.000 hrs |  | Available | 830/339 | Cx=0.4338;Cy=0.4030 | Class I | IK08 | IP20 | IP20 | 45 | 2320 | -25 | 1 | 426 | RAL9016 | 50-60Hz | Passive | LED | none | High Bay Rectangular | Tungsram Auriso | Indoor industrial |  | 28 | 46800 | No sensor |  | risk group 1 |  | Bracket kit. Tilted bracket kit. Busbar bracket kit. Cable hook pair
TBD | AUR-2S60-750-D1-FX-ST | image | datasheet | deeplink | TUNGSRAM - Tungsram Auriso - 52500lm - 426W - 5000K - 70CRI - TBD[SKU] - Bracket. Y-cable | 3.19 | Bracket. Y-cable | LED | 1 | 426 | [8 empty] | CE | [6 empty] | 20 | 5000 | 752x250x75 |  | 220-240V |  | 5 | A++ | 100° | 3 | 70 |  | 5000 |  | 67000 | >=0.95 | 163000 |  |  | 123.2394 |  |  | 9 | D1 | 25 | max. 10% at 100.000 hrs |  | Available | 750/339 | Cx=0.3447;Cy=0.3553 | Class I | IK08 | IP20 | IP20 | 45 | 2320 | -25 | 1 | 426 | RAL9016 | 50-60Hz | Passive | LED | none | High Bay Rectangular | Tungsram Auriso | Indoor industrial |  | 28.4 | 52500 | No sensor |  | risk group 1 |  | Bracket kit. Tilted bracket kit. Busbar bracket kit. Cable hook pair
TBD | AUR-2S60-740-D1-FX-ST | image | datasheet | deeplink | TUNGSRAM - Tungsram Auriso - 52300lm - 426W - 4000K - 70CRI - TBD[SKU] - Bracket. Y-cable | 3.19 | Bracket. Y-cable | LED | 1 | 426 | [8 empty] | CE | [6 empty] | 20 | 4000 | 752x250x75 |  | 220-240V |  | 5 | A++ | 100° | 3 | 70 |  | 4000 |  | 67000 | >=0.95 | 163000 |  |  | 122.77 |  |  | 9 | D1 | 25 | max. 10% at 100.000 hrs |  | Available | 740/339 | Cx=0.4338;Cy=0.4030 | Class I | IK08 | IP20 | IP20 | 45 | 2320 | -25 | 1 | 426 | RAL9016 | 50-60Hz | Passive | LED | none | High Bay Rectangular | Tungsram Auriso | Indoor industrial |  | 28.4 | 52300 | No sensor |  | risk group 1 |  | Bracket kit. Tilted bracket kit. Busbar bracket kit. Cable hook pair
TBD | AUR-2S60-730-D1-FX-ST | image | datasheet | deeplink | TUNGSRAM - Tungsram Auriso - 50900lm - 426W - 3000K - 70CRI - TBD[SKU] - Bracket. Y-cable | 3.19 | Bracket. Y-cable | LED | 1 | 426 | [8 empty] | CE | [6 empty] | 20 | 3000 | 752x250x75 |  | 220-240V |  | 5 | A++ | 100° | 3 | 70 |  | 3000 |  | 67000 | >=0.95 | 163000 |  |  | 119.4836 |  |  | 9 | D1 | 25 | max. 10% at 100.000 hrs |  | Available | 730/339 | Cx=0.4338;Cy=0.4030 | Class I | IK08 | IP20 | IP20 | 45 | 2320 | -25 | 1 | 426 | RAL9016 | 50-60Hz | Passive | LED | none | High Bay Rectangular | Tungsram Auriso | Indoor industrial |  | 28.3 | 50900 | No sensor |  | risk group 1 |  | Bracket kit. Tilted bracket kit. Busbar bracket kit. Cable hook pair
TBD | AUR-2S60-850-C1-FX-ST | image | datasheet | deeplink | TUNGSRAM - Tungsram Auriso - 56700lm - 426W - 5000K - 80CRI - TBD[SKU] - Bracket. Y-cable | 3.19 | Bracket. Y-cable | LED | 1 | 426 | [8 empty] | CE | [6 empty] | 20 | 5000 | 752x250x75 |  | 220-240V |  | 5 | A++ | 110° | 3 | 80 |  | 5000 |  | 67000 | >=0.95 | 163000 |  |  | 133.0986 |  |  | 9 | C1 | 25 | max. 10% at 100.000 hrs |  | Available | 850/339 | Cx=0.3447;Cy=0.3553 | Class I | IK08 | IP20 | IP20 | 45 | 2320 | -25 | 1 | 426 | RAL9016 | 50-60Hz | Passive | LED | none | High Bay Rectangular | Tungsram Auriso | Indoor industrial |  | 28 | 56700 | No sensor |  | risk group 1 |  | Bracket kit. Tilted bracket kit. Busbar bracket kit. Cable hook pair
TBD | AUR-2S60-840-C1-FX-ST | image | datasheet | deeplink | TUNGSRAM - Tungsram Auriso - 55200lm - 426W - 4000K - 80CRI - TBD[SKU] - Bracket. Y-cable | 3.19 | Bracket. Y-cable | LED | 1 | 426 | [8 empty] | CE | [6 empty] | 20 | 4000 | 752x250x75 |  | 220-240V |  | 5 | A++ | 110° | 3 | 80 |  | 4000 |  | 67000 | >=0.95 | 163000 |  |  | 129.5775 |  |  | 9 | C1 | 25 | max. 10% at 100.000 hrs |  | Available | 840/339 | Cx=0.3818;Cy=0.3797 | Class I | IK08 | IP20 | IP20 | 45 | 2320 | -25 | 1 | 426 | RAL9016 | 50-60Hz | Passive | LED | none | High Bay Rectangular | Tungsram Auriso | Indoor industrial |  | 28 | 55200 | No sensor |  | risk group 1 |  | Bracket kit. Tilted bracket kit. Busbar bracket kit. Cable hook pair
TBD | AUR-2S60-830-C1-FX-ST | image | datasheet | deeplink | TUNGSRAM - Tungsram Auriso - 52000lm - 426W - 3000K - 80CRI - TBD[SKU] - Bracket. Y-cable | 3.19 | Bracket. Y-cable | LED | 1 | 426 | [8 empty] | CE | [6 empty] | 20 | 3000 | 752x250x75 |  | 220-240V |  | 5 | A++ | 110° | 3 | 80 |  | 3000 |  | 67000 | >=0.95 | 163000 |  |  | 122.0657 |  |  | 9 | C1 | 25 | max. 10% at 100.000 hrs |  | Available | 830/339 | Cx=0.4338;Cy=0.4030 | Class I | IK08 | IP20 | IP20 | 45 | 2320 | -25 | 1 | 426 | RAL9016 | 50-60Hz | Passive | LED | none | High Bay Rectangular | Tungsram Auriso | Indoor industrial |  | 27.9 | 52000 | No sensor |  | risk group 1 |  | Bracket kit. Tilted bracket kit. Busbar bracket kit. Cable hook pair
TBD | AUR-2S60-750-C1-FX-ST | image | datasheet | deeplink | TUNGSRAM - Tungsram Auriso - 58300lm - 426W - 5000K - 70CRI - TBD[SKU] - Bracket. Y-cable | 3.19 | Bracket. Y-cable | LED | 1 | 426 | [8 empty] | CE | [6 empty] | 20 | 5000 | 752x250x75 |  | 220-240V |  | 5 | A++ | 110° | 3 | 70 |  | 5000 |  | 67000 | >=0.95 | 163000 |  |  | 136.8545 |  |  | 9 | C1 | 25 | max. 10% at 100.000 hrs |  | Available | 750/339 | Cx=0.3447;Cy=0.3553 | Class I | IK08 | IP20 | IP20 | 45 | 2320 | -25 | 1 | 426 | RAL9016 | 50-60Hz | Passive | LED | none | High Bay Rectangular | Tungsram Auriso | Indoor industrial |  | 28.3 | 58300 | No sensor |  | risk group 1 |  | Bracket kit. Tilted bracket kit. Busbar bracket kit. Cable hook pair
TBD | AUR-2S60-740-C1-FX-ST | image | datasheet | deeplink | TUNGSRAM - Tungsram Auriso - 58100lm - 426W - 4000K - 70CRI - TBD[SKU] - Bracket. Y-cable | 3.19 | Bracket. Y-cable | LED | 1 | 426 | [8 empty] | CE | [6 empty] | 20 | 4000 | 752x250x75 |  | 220-240V |  | 5 | A++ | 110° | 3 | 70 |  | 4000 |  | 67000 | >=0.95 | 163000 |  |  | 136.385 |  |  | 9 | C1 | 25 | max. 10% at 100.000 hrs |  | Available | 740/339 | Cx=0.4338;Cy=0.4030 | Class I | IK08 | IP20 | IP20 | 45 | 2320 | -25 | 1 | 426 | RAL9016 | 50-60Hz | Passive | LED | none | High Bay Rectangular | Tungsram Auriso | Indoor industrial |  | 28.3 | 58100 | No sensor |  | risk group 1 |  | Bracket kit. Tilted bracket kit. Busbar bracket kit. Cable hook pair
TBD | AUR-2S60-730-C1-FX-ST | image | datasheet | deeplink | TUNGSRAM - Tungsram Auriso - 56500lm - 426W - 3000K - 70CRI - TBD[SKU] - Bracket. Y-cable | 3.19 | Bracket. Y-cable | LED | 1 | 426 | [8 empty] | CE | [6 empty] | 20 | 3000 | 752x250x75 |  | 220-240V |  | 5 | A++ | 110° | 3 | 70 |  | 3000 |  | 67000 | >=0.95 | 163000 |  |  | 132.6291 |  |  | 9 | C1 | 25 | max. 10% at 100.000 hrs |  | Available | 730/339 | Cx=0.4338;Cy=0.4030 | Class I | IK08 | IP20 | IP20 | 45 | 2320 | -25 | 1 | 426 | RAL9016 | 50-60Hz | Passive | LED | none | High Bay Rectangular | Tungsram Auriso | Indoor industrial |  | 28.2 | 56500 | No sensor |  | risk group 1 |  | Bracket kit. Tilted bracket kit. Busbar bracket kit. Cable hook pair
TBD | AUR-2S55-850-U8-FX-ST | image | datasheet | deeplink | TUNGSRAM - Tungsram Auriso - 48300lm - 380W - 5000K - 80CRI - TBD[SKU] - Bracket. Y-cable | 3.19 | Bracket. Y-cable | LED | 1 | 380 | [8 empty] | CE | [6 empty] | 20 | 5000 | 752x250x75 |  | 220-240V |  | 5 | A++ | 80° | 3 | 80 |  | 5000 |  | 71000 | >=0.95 | 173000 |  |  | 127.1053 |  |  | 9 | U8 | 25 | max. 10% at 100.000 hrs |  | Available | 850/339 | Cx=0.3447;Cy=0.3553 | Class I | IK08 | IP20 | IP20 | 45 | 2070 | -25 | 1 | 380 | RAL9016 | 50-60Hz | Passive | LED | none | High Bay Rectangular | Tungsram Auriso | Indoor industrial |  | 25.3 | 48300 | No sensor |  | risk group 1 |  | Bracket kit. Tilted bracket kit. Busbar bracket kit. Cable hook pair
TBD | AUR-2S55-840-U8-FX-ST | image | datasheet | deeplink | TUNGSRAM - Tungsram Auriso - 47100lm - 380W - 4000K - 80CRI - TBD[SKU] - Bracket. Y-cable | 3.19 | Bracket. Y-cable | LED | 1 | 380 | [8 empty] | CE | [6 empty] | 20 | 4000 | 752x250x75 |  | 220-240V |  | 5 | A++ | 80° | 3 | 80 |  | 4000 |  | 71000 | >=0.95 | 173000 |  |  | 123.9474 |  |  | 9 | U8 | 25 | max. 10% at 100.000 hrs |  | Available | 840/339 | Cx=0.3818;Cy=0.3797 | Class I | IK08 | IP20 | IP20 | 45 | 2070 | -25 | 1 | 380 | RAL9016 | 50-60Hz | Passive | LED | none | High Bay Rectangular | Tungsram Auriso | Indoor industrial |  | 25.3 | 47100 | No sensor |  | risk group 1 |  | Bracket kit. Tilted bracket kit. Busbar bracket kit. Cable hook pair
TBD | AUR-2S55-830-U8-FX-ST | image | datasheet | deeplink | TUNGSRAM - Tungsram Auriso - 44400lm - 380W - 3000K - 80CRI - TBD[SKU] - Bracket. Y-cable | 3.19 | Bracket. Y-cable | LED | 1 | 380 | [8 empty] | CE | [6 empty] | 20 | 3000 | 752x250x75 |  | 220-240V |  | 5 | A++ | 80° | 3 | 80 |  | 3000 |  | 71000 | >=0.95 | 173000 |  |  | 116.8421 |  |  | 9 | U8 | 25 | max. 10% at 100.000 hrs |  | Available | 830/339 | Cx=0.4338;Cy=0.4030 | Class I | IK08 | IP20 | IP20 | 45 | 2070 | -25 | 1 | 380 | RAL9016 | 50-60Hz | Passive | LED | none | High Bay Rectangular | Tungsram Auriso | Indoor industrial |  | 25.2 | 44400 | No sensor |  | risk group 1 |  | Bracket kit. Tilted bracket kit. Busbar bracket kit. Cable hook pair
TBD | AUR-2S55-750-U8-FX-ST | image | datasheet | deeplink | TUNGSRAM - Tungsram Auriso - 49700lm - 380W - 5000K - 70CRI - TBD[SKU] - Bracket. Y-cable | 3.19 | Bracket. Y-cable | LED | 1 | 380 | [8 empty] | CE | [6 empty] | 20 | 5000 | 752x250x75 |  | 220-240V |  | 5 | A++ | 80° | 3 | 70 |  | 5000 |  | 71000 | >=0.95 | 173000 |  |  | 130.7895 |  |  | 9 | U8 | 25 | max. 10% at 100.000 hrs |  | Available | 750/339 | Cx=0.3447;Cy=0.3553 | Class I | IK08 | IP20 | IP20 | 45 | 2070 | -25 | 1 | 380 | RAL9016 | 50-60Hz | Passive | LED | none | High Bay Rectangular | Tungsram Auriso | Indoor industrial |  | 25.6 | 49700 | No sensor |  | risk group 1 |  | Bracket kit. Tilted bracket kit. Busbar bracket kit. Cable hook pair
TBD | AUR-2S55-740-U8-FX-ST | image | datasheet | deeplink | TUNGSRAM - Tungsram Auriso - 49600lm - 380W - 4000K - 70CRI - TBD[SKU] - Bracket. Y-cable | 3.19 | Bracket. Y-cable | LED | 1 | 380 | [8 empty] | CE | [6 empty] | 20 | 4000 | 752x250x75 |  | 220-240V |  | 5 | A++ | 80° | 3 | 70 |  | 4000 |  | 71000 | >=0.95 | 173000 |  |  | 130.5263 |  |  | 9 | U8 | 25 | max. 10% at 100.000 hrs |  | Available | 740/339 | Cx=0.4338;Cy=0.4030 | Class I | IK08 | IP20 | IP20 | 45 | 2070 | -25 | 1 | 380 | RAL9016 | 50-60Hz | Passive | LED | none | High Bay Rectangular | Tungsram Auriso | Indoor industrial |  | 25.6 | 49600 | No sensor |  | risk group 1 |  | Bracket kit. Tilted bracket kit. Busbar bracket kit. Cable hook pair
TBD | AUR-2S55-730-U8-FX-ST | image | datasheet | deeplink | TUNGSRAM - Tungsram Auriso - 48200lm - 380W - 3000K - 70CRI - TBD[SKU] - Bracket. Y-cable | 3.19 | Bracket. Y-cable | LED | 1 | 380 | [8 empty] | CE | [6 empty] | 20 | 3000 | 752x250x75 |  | 220-240V |  | 5 | A++ | 80° | 3 | 70 |  | 3000 |  | 71000 | >=0.95 | 173000 |  |  | 126.8421 |  |  | 9 | U8 | 25 | max. 10% at 100.000 hrs |  | Available | 730/339 | Cx=0.4338;Cy=0.4030 | Class I | IK08 | IP20 | IP20 | 45 | 2070 | -25 | 1 | 380 | RAL9016 | 50-60Hz | Passive | LED | none | High Bay Rectangular | Tungsram Auriso | Indoor industrial |  | 25.4 | 48200 | No sensor |  | risk group 1 |  | Bracket kit. Tilted bracket kit. Busbar bracket kit. Cable hook pair
TBD | AUR-2S55-850-U6-FX-ST | image | datasheet | deeplink | TUNGSRAM - Tungsram Auriso - 44200lm - 380W - 5000K - 80CRI - TBD[SKU] - Bracket. Y-cable | 3.19 | Bracket. Y-cable | LED | 1 | 380 | [8 empty] | CE | [6 empty] | 20 | 5000 | 752x250x75 |  | 220-240V |  | 5 | A++ | 65° | 3 | 80 |  | 5000 |  | 71000 | >=0.95 | 173000 |  |  | 116.3158 |  |  | 9 | U6 | 25 | max. 10% at 100.000 hrs |  | Available | 850/339 | Cx=0.3447;Cy=0.3553 | Class I | IK08 | IP50 | IP20 | 45 | 2070 | -25 | 1 | 380 | RAL9016 | 50-60Hz | Passive | LED | none | High Bay Rectangular | Tungsram Auriso | Indoor industrial |  | 23.9 | 44200 | No sensor |  | risk group 1 |  | Bracket kit. Tilted bracket kit. Busbar bracket kit. Cable hook pair
TBD | AUR-2S55-840-U6-FX-ST | image | datasheet | deeplink | TUNGSRAM - Tungsram Auriso - 43000lm - 380W - 4000K - 80CRI - TBD[SKU] - Bracket. Y-cable | 3.19 | Bracket. Y-cable | LED | 1 | 380 | [8 empty] | CE | [6 empty] | 20 | 4000 | 752x250x75 |  | 220-240V |  | 5 | A++ | 65° | 3 | 80 |  | 4000 |  | 71000 | >=0.95 | 173000 |  |  | 113.1579 |  |  | 9 | U6 | 25 | max. 10% at 100.000 hrs |  | Available | 840/339 | Cx=0.3818;Cy=0.3797 | Class I | IK08 | IP50 | IP20 | 45 | 2070 | -25 | 1 | 380 | RAL9016 | 50-60Hz | Passive | LED | none | High Bay Rectangular | Tungsram Auriso | Indoor industrial |  | 23.9 | 43000 | No sensor |  | risk group 1 |  | Bracket kit. Tilted bracket kit. Busbar bracket kit. Cable hook pair
TBD | AUR-2S55-830-U6-FX-ST | image | datasheet | deeplink | TUNGSRAM - Tungsram Auriso - 40500lm - 380W - 3000K - 80CRI - TBD[SKU] - Bracket. Y-cable | 3.19 | Bracket. Y-cable | LED | 1 | 380 | [8 empty] | CE | [6 empty] | 20 | 3000 | 752x250x75 |  | 220-240V |  | 5 | A++ | 65° | 3 | 80 |  | 3000 |  | 71000 | >=0.95 | 173000 |  |  | 106.5789 |  |  | 9 | U6 | 25 | max. 10% at 100.000 hrs |  | Available | 830/339 | Cx=0.4338;Cy=0.4030 | Class I | IK08 | IP50 | IP20 | 45 | 2070 | -25 | 1 | 380 | RAL9016 | 50-60Hz | Passive | LED | none | High Bay Rectangular | Tungsram Auriso | Indoor industrial |  | 23.8 | 40500 | No sensor |  | risk group 1 |  | Bracket kit. Tilted bracket kit. Busbar bracket kit. Cable hook pair
TBD | AUR-2S55-750-U6-FX-ST | image | datasheet | deeplink | TUNGSRAM - Tungsram Auriso - 45400lm - 380W - 5000K - 70CRI - TBD[SKU] - Bracket. Y-cable | 3.19 | Bracket. Y-cable | LED | 1 | 380 | [8 empty] | CE | [6 empty] | 20 | 5000 | 752x250x75 |  | 220-240V |  | 5 | A++ | 65° | 3 | 70 |  | 5000 |  | 71000 | >=0.95 | 173000 |  |  | 119.4737 |  |  | 9 | U6 | 25 | max. 10% at 100.000 hrs |  | Available | 750/339 | Cx=0.3447;Cy=0.3553 | Class I | IK08 | IP50 | IP20 | 45 | 2070 | -25 | 1 | 380 | RAL9016 | 50-60Hz | Passive | LED | none | High Bay Rectangular | Tungsram Auriso | Indoor industrial |  | 24.2 | 45400 | No sensor |  | risk group 1 |  | Bracket kit. Tilted bracket kit. Busbar bracket kit. Cable hook pair
TBD | AUR-2S55-740-U6-FX-ST | image | datasheet | deeplink | TUNGSRAM - Tungsram Auriso - 45300lm - 380W - 4000K - 70CRI - TBD[SKU] - Bracket. Y-cable | 3.19 | Bracket. Y-cable | LED | 1 | 380 | [8 empty] | CE | [6 empty] | 20 | 4000 | 752x250x75 |  | 220-240V |  | 5 | A++ | 65° | 3 | 70 |  | 4000 |  | 71000 | >=0.95 | 173000 |  |  | 119.2105 |  |  | 9 | U6 | 25 | max. 10% at 100.000 hrs |  | Available | 740/339 | Cx=0.4338;Cy=0.4030 | Class I | IK08 | IP50 | IP20 | 45 | 2070 | -25 | 1 | 380 | RAL9016 | 50-60Hz | Passive | LED | none | High Bay Rectangular | Tungsram Auriso | Indoor industrial |  | 24.2 | 45300 | No sensor |  | risk group 1 |  | Bracket kit. Tilted bracket kit. Busbar bracket kit. Cable hook pair
TBD | AUR-2S55-730-U6-FX-ST | image | datasheet | deeplink | TUNGSRAM - Tungsram Auriso - 44000lm - 380W - 3000K - 70CRI - TBD[SKU] - Bracket. Y-cable | 3.19 | Bracket. Y-cable | LED | 1 | 380 | [8 empty] | CE | [6 empty] | 20 | 3000 | 752x250x75 |  | 220-240V |  | 5 | A++ | 65° | 3 | 70 |  | 3000 |  | 71000 | >=0.95 | 173000 |  |  | 115.7895 |  |  | 9 | U6 | 25 | max. 10% at 100.000 hrs |  | Available | 730/339 | Cx=0.4338;Cy=0.4030 | Class I | IK08 | IP50 | IP20 | 45 | 2070 | -25 | 1 | 380 | RAL9016 | 50-60Hz | Passive | LED | none | High Bay Rectangular | Tungsram Auriso | Indoor industrial |  | 24.1 | 44000 | No sensor |  | risk group 1 |  | Bracket kit. Tilted bracket kit. Busbar bracket kit. Cable hook pair
TBD | AUR-2S55-850-U4-FX-ST | image | datasheet | deeplink | TUNGSRAM - Tungsram Auriso - 46000lm - 380W - 5000K - 80CRI - TBD[SKU] - Bracket. Y-cable | 3.19 | Bracket. Y-cable | LED | 1 | 380 | [8 empty] | CE | [6 empty] | 20 | 5000 | 752x250x75 |  | 220-240V |  | 5 | A++ | 45° | 3 | 80 |  | 5000 |  | 71000 | >=0.95 | 173000 |  |  | 121.0526 |  |  | 9 | U4 | 25 | max. 10% at 100.000 hrs |  | Available | 850/339 | Cx=0.3447;Cy=0.3553 | Class I | IK08 | IP50 | IP20 | 45 | 2070 | -25 | 1 | 380 | RAL9016 | 50-60Hz | Passive | LED | none | High Bay Rectangular | Tungsram Auriso | Indoor industrial |  | 23.2 | 46000 | No sensor |  | risk group 1 |  | Bracket kit. Tilted bracket kit. Busbar bracket kit. Cable hook pair
TBD | AUR-2S55-840-U4-FX-ST | image | datasheet | deeplink | TUNGSRAM - Tungsram Auriso - 44900lm - 380W - 4000K - 80CRI - TBD[SKU] - Bracket. Y-cable | 3.19 | Bracket. Y-cable | LED | 1 | 380 | [8 empty] | CE | [6 empty] | 20 | 4000 | 752x250x75 |  | 220-240V |  | 5 | A++ | 45° | 3 | 80 |  | 4000 |  | 71000 | >=0.95 | 173000 |  |  | 118.1579 |  |  | 9 | U4 | 25 | max. 10% at 100.000 hrs |  | Available | 840/339 | Cx=0.3818;Cy=0.3797 | Class I | IK08 | IP50 | IP20 | 45 | 2070 | -25 | 1 | 380 | RAL9016 | 50-60Hz | Passive | LED | none | High Bay Rectangular | Tungsram Auriso | Indoor industrial |  | 23.2 | 44900 | No sensor |  | risk group 1 |  | Bracket kit. Tilted bracket kit. Busbar bracket kit. Cable hook pair
TBD | AUR-2S55-830-U4-FX-ST | image | datasheet | deeplink | TUNGSRAM - Tungsram Auriso - 42300lm - 380W - 3000K - 80CRI - TBD[SKU] - Bracket. Y-cable | 3.19 | Bracket. Y-cable | LED | 1 | 380 | [8 empty] | CE | [6 empty] | 20 | 3000 | 752x250x75 |  | 220-240V |  | 5 | A++ | 45° | 3 | 80 |  | 3000 |  | 71000 | >=0.95 | 173000 |  |  | 111.3158 |  |  | 9 | U4 | 25 | max. 10% at 100.000 hrs |  | Available | 830/339 | Cx=0.4338;Cy=0.4030 | Class I | IK08 | IP50 | IP20 | 45 | 2070 | -25 | 1 | 380 | RAL9016 | 50-60Hz | Passive | LED | none | High Bay Rectangular | Tungsram Auriso | Indoor industrial |  | 23.1 | 42300 | No sensor |  | risk group 1 |  | Bracket kit. Tilted bracket kit. Busbar bracket kit. Cable hook pair
TBD | AUR-2S55-750-U4-FX-ST | image | datasheet | deeplink | TUNGSRAM - Tungsram Auriso - 47400lm - 380W - 5000K - 70CRI - TBD[SKU] - Bracket. Y-cable | 3.19 | Bracket. Y-cable | LED | 1 | 380 | [8 empty] | CE | [6 empty] | 20 | 5000 | 752x250x75 |  | 220-240V |  | 5 | A++ | 45° | 3 | 70 |  | 5000 |  | 71000 | >=0.95 | 173000 |  |  | 124.7368 |  |  | 9 | U4 | 25 | max. 10% at 100.000 hrs |  | Available | 750/339 | Cx=0.3447;Cy=0.3553 | Class I | IK08 | IP50 | IP20 | 45 | 2070 | -25 | 1 | 380 | RAL9016 | 50-60Hz | Passive | LED | none | High Bay Rectangular | Tungsram Auriso | Indoor industrial |  | 23.5 | 47400 | No sensor |  | risk group 1 |  | Bracket kit. Tilted bracket kit. Busbar bracket kit. Cable hook pair
TBD | AUR-2S55-740-U4-FX-ST | image | datasheet | deeplink | TUNGSRAM - Tungsram Auriso - 47200lm - 380W - 4000K - 70CRI - TBD[SKU] - Bracket. Y-cable | 3.19 | Bracket. Y-cable | LED | 1 | 380 | [8 empty] | CE | [6 empty] | 20 | 4000 | 752x250x75 |  | 220-240V |  | 5 | A++ | 45° | 3 | 70 |  | 4000 |  | 71000 | >=0.95 | 173000 |  |  | 124.2105 |  |  | 9 | U4 | 25 | max. 10% at 100.000 hrs |  | Available | 740/339 | Cx=0.4338;Cy=0.4030 | Class I | IK08 | IP50 | IP20 | 45 | 2070 | -25 | 1 | 380 | RAL9016 | 50-60Hz | Passive | LED | none | High Bay Rectangular | Tungsram Auriso | Indoor industrial |  | 23.5 | 47200 | No sensor |  | risk group 1 |  | Bracket kit. Tilted bracket kit. Busbar bracket kit. Cable hook pair
TBD | AUR-2S55-730-U4-FX-ST | image | datasheet | deeplink | TUNGSRAM - Tungsram Auriso - 45900lm - 380W - 3000K - 70CRI - TBD[SKU] - Bracket. Y-cable | 3.19 | Bracket. Y-cable | LED | 1 | 380 | [8 empty] | CE | [6 empty] | 20 | 3000 | 752x250x75 |  | 220-240V |  | 5 | A++ | 45° | 3 | 70 |  | 3000 |  | 71000 | >=0.95 | 173000 |  |  | 120.7895 |  |  | 9 | U4 | 25 | max. 10% at 100.000 hrs |  | Available | 730/339 | Cx=0.4338;Cy=0.4030 | Class I | IK08 | IP50 | IP20 | 45 | 2070 | -25 | 1 | 380 | RAL9016 | 50-60Hz | Passive | LED | none | High Bay Rectangular | Tungsram Auriso | Indoor industrial |  | 23.4 | 45900 | No sensor |  | risk group 1 |  | Bracket kit. Tilted bracket kit. Busbar bracket kit. Cable hook pair
TBD | AUR-2S55-850-L9-FX-ST | image | datasheet | deeplink | TUNGSRAM - Tungsram Auriso - 55900lm - 380W - 5000K - 80CRI - TBD[SKU] - Bracket. Y-cable | 3.19 | Bracket. Y-cable | LED | 1 | 380 | [8 empty] | CE | [6 empty] | 20 | 5000 | 752x250x75 |  | 220-240V |  | 5 | A++ | 90° | 3 | 80 |  | 5000 |  | 71000 | >=0.95 | 173000 |  |  | 147.1053 |  |  | 9 | L9 | 25 | max. 10% at 100.000 hrs |  | Available | 850/339 | Cx=0.3447;Cy=0.3553 | Class I | IK08 | IP50 | IP20 | 45 | 2070 | -25 | 1 | 380 | RAL9016 | 50-60Hz | Passive | LED | none | High Bay Rectangular | Tungsram Auriso | Indoor industrial |  | 25.7 | 55900 | No sensor |  | risk group 1 |  | Bracket kit. Tilted bracket kit. Busbar bracket kit. Cable hook pair
TBD | AUR-2S55-840-L9-FX-ST | image | datasheet | deeplink | TUNGSRAM - Tungsram Auriso - 54400lm - 380W - 4000K - 80CRI - TBD[SKU] - Bracket. Y-cable | 3.19 | Bracket. Y-cable | LED | 1 | 380 | [8 empty] | CE | [6 empty] | 20 | 4000 | 752x250x75 |  | 220-240V |  | 5 | A++ | 90° | 3 | 80 |  | 4000 |  | 71000 | >=0.95 | 173000 |  |  | 143.1579 |  |  | 9 | L9 | 25 | max. 10% at 100.000 hrs |  | Available | 840/339 | Cx=0.3818;Cy=0.3797 | Class I | IK08 | IP50 | IP20 | 45 | 2070 | -25 | 1 | 380 | RAL9016 | 50-60Hz | Passive | LED | none | High Bay Rectangular | Tungsram Auriso | Indoor industrial |  | 25.7 | 54400 | No sensor |  | risk group 1 |  | Bracket kit. Tilted bracket kit. Busbar bracket kit. Cable hook pair
TBD | AUR-2S55-830-L9-FX-ST | image | datasheet | deeplink | TUNGSRAM - Tungsram Auriso - 51300lm - 380W - 3000K - 80CRI - TBD[SKU] - Bracket. Y-cable | 3.19 | Bracket. Y-cable | LED | 1 | 380 | [8 empty] | CE | [6 empty] | 20 | 3000 | 752x250x75 |  | 220-240V |  | 5 | A++ | 90° | 3 | 80 |  | 3000 |  | 71000 | >=0.95 | 173000 |  |  | 135 |  |  | 9 | L9 | 25 | max. 10% at 100.000 hrs |  | Available | 830/339 | Cx=0.4338;Cy=0.4030 | Class I | IK08 | IP50 | IP20 | 45 | 2070 | -25 | 1 | 380 | RAL9016 | 50-60Hz | Passive | LED | none | High Bay Rectangular | Tungsram Auriso | Indoor industrial |  | 25.6 | 51300 | No sensor |  | risk group 1 |  | Bracket kit. Tilted bracket kit. Busbar bracket kit. Cable hook pair
TBD | AUR-2S55-750-L9-FX-ST | image | datasheet | deeplink | TUNGSRAM - Tungsram Auriso - 57400lm - 380W - 5000K - 70CRI - TBD[SKU] - Bracket. Y-cable | 3.19 | Bracket. Y-cable | LED | 1 | 380 | [8 empty] | CE | [6 empty] | 20 | 5000 | 752x250x75 |  | 220-240V |  | 5 | A++ | 90° | 3 | 70 |  | 5000 |  | 71000 | >=0.95 | 173000 |  |  | 151.0526 |  |  | 9 | L9 | 25 | max. 10% at 100.000 hrs |  | Available | 750/339 | Cx=0.3447;Cy=0.3553 | Class I | IK08 | IP50 | IP20 | 45 | 2070 | -25 | 1 | 380 | RAL9016 | 50-60Hz | Passive | LED | none | High Bay Rectangular | Tungsram Auriso | Indoor industrial |  | 26 | 57400 | No sensor |  | risk group 1 |  | Bracket kit. Tilted bracket kit. Busbar bracket kit. Cable hook pair
TBD | AUR-2S55-740-L9-FX-ST | image | datasheet | deeplink | TUNGSRAM - Tungsram Auriso - 57300lm - 380W - 4000K - 70CRI - TBD[SKU] - Bracket. Y-cable | 3.19 | Bracket. Y-cable | LED | 1 | 380 | [8 empty] | CE | [6 empty] | 20 | 4000 | 752x250x75 |  | 220-240V |  | 5 | A++ | 90° | 3 | 70 |  | 4000 |  | 71000 | >=0.95 | 173000 |  |  | 150.7895 |  |  | 9 | L9 | 25 | max. 10% at 100.000 hrs |  | Available | 740/339 | Cx=0.4338;Cy=0.4030 | Class I | IK08 | IP50 | IP20 | 45 | 2070 | -25 | 1 | 380 | RAL9016 | 50-60Hz | Passive | LED | none | High Bay Rectangular | Tungsram Auriso | Indoor industrial |  | 26 | 57300 | No sensor |  | risk group 1 |  | Bracket kit. Tilted bracket kit. Busbar bracket kit. Cable hook pair
TBD | AUR-2S55-730-L9-FX-ST | image | datasheet | deeplink | TUNGSRAM - Tungsram Auriso - 55700lm - 380W - 3000K - 70CRI - TBD[SKU] - Bracket. Y-cable | 3.19 | Bracket. Y-cable | LED | 1 | 380 | [8 empty] | CE | [6 empty] | 20 | 3000 | 752x250x75 |  | 220-240V |  | 5 | A++ | 90° | 3 | 70 |  | 3000 |  | 71000 | >=0.95 | 173000 |  |  | 146.5789 |  |  | 9 | L9 | 25 | max. 10% at 100.000 hrs |  | Available | 730/339 | Cx=0.4338;Cy=0.4030 | Class I | IK08 | IP50 | IP20 | 45 | 2070 | -25 | 1 | 380 | RAL9016 | 50-60Hz | Passive | LED | none | High Bay Rectangular | Tungsram Auriso | Indoor industrial |  | 25.8 | 55700 | No sensor |  | risk group 1 |  | Bracket kit. Tilted bracket kit. Busbar bracket kit. Cable hook pair
TBD | AUR-2S55-850-L6-FX-ST | image | datasheet | deeplink | TUNGSRAM - Tungsram Auriso - 53700lm - 380W - 5000K - 80CRI - TBD[SKU] - Bracket. Y-cable | 3.19 | Bracket. Y-cable | LED | 1 | 380 | [8 empty] | CE | [6 empty] | 20 | 5000 | 752x250x75 |  | 220-240V |  | 5 | A++ | 70° | 3 | 80 |  | 5000 |  | 71000 | >=0.95 | 173000 |  |  | 141.3158 |  |  | 9 | L6 | 25 | max. 10% at 100.000 hrs |  | Available | 850/339 | Cx=0.3447;Cy=0.3553 | Class I | IK08 | IP50 | IP20 | 45 | 2070 | -25 | 1 | 380 | RAL9016 | 50-60Hz | Passive | LED | none | High Bay Rectangular | Tungsram Auriso | Indoor industrial |  | 24.2 | 53700 | No sensor |  | risk group 1 |  | Bracket kit. Tilted bracket kit. Busbar bracket kit. Cable hook pair
TBD | AUR-2S55-840-L6-FX-ST | image | datasheet | deeplink | TUNGSRAM - Tungsram Auriso - 52300lm - 380W - 4000K - 80CRI - TBD[SKU] - Bracket. Y-cable | 3.19 | Bracket. Y-cable | LED | 1 | 380 | [8 empty] | CE | [6 empty] | 20 | 4000 | 752x250x75 |  | 220-240V |  | 5 | A++ | 70° | 3 | 80 |  | 4000 |  | 71000 | >=0.95 | 173000 |  |  | 137.6316 |  |  | 9 | L6 | 25 | max. 10% at 100.000 hrs |  | Available | 840/339 | Cx=0.3818;Cy=0.3797 | Class I | IK08 | IP50 | IP20 | 45 | 2070 | -25 | 1 | 380 | RAL9016 | 50-60Hz | Passive | LED | none | High Bay Rectangular | Tungsram Auriso | Indoor industrial |  | 24.2 | 52300 | No sensor |  | risk group 1 |  | Bracket kit. Tilted bracket kit. Busbar bracket kit. Cable hook pair
TBD | AUR-2S55-830-L6-FX-ST | image | datasheet | deeplink | TUNGSRAM - Tungsram Auriso - 49300lm - 380W - 3000K - 80CRI - TBD[SKU] - Bracket. Y-cable | 3.19 | Bracket. Y-cable | LED | 1 | 380 | [8 empty] | CE | [6 empty] | 20 | 3000 | 752x250x75 |  | 220-240V |  | 5 | A++ | 70° | 3 | 80 |  | 3000 |  | 71000 | >=0.95 | 173000 |  |  | 129.7368 |  |  | 9 | L6 | 25 | max. 10% at 100.000 hrs |  | Available | 830/339 | Cx=0.4338;Cy=0.4030 | Class I | IK08 | IP50 | IP20 | 45 | 2070 | -25 | 1 | 380 | RAL9016 | 50-60Hz | Passive | LED | none | High Bay Rectangular | Tungsram Auriso | Indoor industrial |  | 24 | 49300 | No sensor |  | risk group 1 |  | Bracket kit. Tilted bracket kit. Busbar bracket kit. Cable hook pair
TBD | AUR-2S55-750-L6-FX-ST | image | datasheet | deeplink | TUNGSRAM - Tungsram Auriso - 55200lm - 380W - 5000K - 70CRI - TBD[SKU] - Bracket. Y-cable | 3.19 | Bracket. Y-cable | LED | 1 | 380 | [8 empty] | CE | [6 empty] | 20 | 5000 | 752x250x75 |  | 220-240V |  | 5 | A++ | 70° | 3 | 70 |  | 5000 |  | 71000 | >=0.95 | 173000 |  |  | 145.2632 |  |  | 9 | L6 | 25 | max. 10% at 100.000 hrs |  | Available | 750/339 | Cx=0.3447;Cy=0.3553 | Class I | IK08 | IP50 | IP20 | 45 | 2070 | -25 | 1 | 380 | RAL9016 | 50-60Hz | Passive | LED | none | High Bay Rectangular | Tungsram Auriso | Indoor industrial |  | 24.4 | 55200 | No sensor |  | risk group 1 |  | Bracket kit. Tilted bracket kit. Busbar bracket kit. Cable hook pair
TBD | AUR-2S55-740-L6-FX-ST | image | datasheet | deeplink | TUNGSRAM - Tungsram Auriso - 55100lm - 380W - 4000K - 70CRI - TBD[SKU] - Bracket. Y-cable | 3.19 | Bracket. Y-cable | LED | 1 | 380 | [8 empty] | CE | [6 empty] | 20 | 4000 | 752x250x75 |  | 220-240V |  | 5 | A++ | 70° | 3 | 70 |  | 4000 |  | 71000 | >=0.95 | 173000 |  |  | 145 |  |  | 9 | L6 | 25 | max. 10% at 100.000 hrs |  | Available | 740/339 | Cx=0.4338;Cy=0.4030 | Class I | IK08 | IP50 | IP20 | 45 | 2070 | -25 | 1 | 380 | RAL9016 | 50-60Hz | Passive | LED | none | High Bay Rectangular | Tungsram Auriso | Indoor industrial |  | 24.4 | 55100 | No sensor |  | risk group 1 |  | Bracket kit. Tilted bracket kit. Busbar bracket kit. Cable hook pair
TBD | AUR-2S55-730-L6-FX-ST | image | datasheet | deeplink | TUNGSRAM - Tungsram Auriso - 53500lm - 380W - 3000K - 70CRI - TBD[SKU] - Bracket. Y-cable | 3.19 | Bracket. Y-cable | LED | 1 | 380 | [8 empty] | CE | [6 empty] | 20 | 3000 | 752x250x75 |  | 220-240V |  | 5 | A++ | 70° | 3 | 70 |  | 3000 |  | 71000 | >=0.95 | 173000 |  |  | 140.7895 |  |  | 9 | L6 | 25 | max. 10% at 100.000 hrs |  | Available | 730/339 | Cx=0.4338;Cy=0.4030 | Class I | IK08 | IP50 | IP20 | 45 | 2070 | -25 | 1 | 380 | RAL9016 | 50-60Hz | Passive | LED | none | High Bay Rectangular | Tungsram Auriso | Indoor industrial |  | 24.3 | 53500 | No sensor |  | risk group 1 |  | Bracket kit. Tilted bracket kit. Busbar bracket kit. Cable hook pair
TBD | AUR-2S55-850-L3-FX-ST | image | datasheet | deeplink | TUNGSRAM - Tungsram Auriso - 57000lm - 380W - 5000K - 80CRI - TBD[SKU] - Bracket. Y-cable | 3.19 | Bracket. Y-cable | LED | 1 | 380 | [8 empty] | CE | [6 empty] | 20 | 5000 | 752x250x75 |  | 220-240V |  | 5 | A++ | 35° | 3 | 80 |  | 5000 |  | 71000 | >=0.95 | 173000 |  |  | 150 |  |  | 9 | L3 | 25 | max. 10% at 100.000 hrs |  | Available | 850/339 | Cx=0.3447;Cy=0.3553 | Class I | IK08 | IP50 | IP20 | 45 | 2070 | -25 | 1 | 380 | RAL9016 | 50-60Hz | Passive | LED | none | High Bay Rectangular | Tungsram Auriso | Indoor industrial |  | 19.8 | 57000 | No sensor |  | risk group 1 |  | Bracket kit. Tilted bracket kit. Busbar bracket kit. Cable hook pair
TBD | AUR-2S55-840-L3-FX-ST | image | datasheet | deeplink | TUNGSRAM - Tungsram Auriso - 55600lm - 380W - 4000K - 80CRI - TBD[SKU] - Bracket. Y-cable | 3.19 | Bracket. Y-cable | LED | 1 | 380 | [8 empty] | CE | [6 empty] | 20 | 4000 | 752x250x75 |  | 220-240V |  | 5 | A++ | 35° | 3 | 80 |  | 4000 |  | 71000 | >=0.95 | 173000 |  |  | 146.3158 |  |  | 9 | L3 | 25 | max. 10% at 100.000 hrs |  | Available | 840/339 | Cx=0.3818;Cy=0.3797 | Class I | IK08 | IP50 | IP20 | 45 | 2070 | -25 | 1 | 380 | RAL9016 | 50-60Hz | Passive | LED | none | High Bay Rectangular | Tungsram Auriso | Indoor industrial |  | 19.8 | 55600 | No sensor |  | risk group 1 |  | Bracket kit. Tilted bracket kit. Busbar bracket kit. Cable hook pair
TBD | AUR-2S55-830-L3-FX-ST | image | datasheet | deeplink | TUNGSRAM - Tungsram Auriso - 52300lm - 380W - 3000K - 80CRI - TBD[SKU] - Bracket. Y-cable | 3.19 | Bracket. Y-cable | LED | 1 | 380 | [8 empty] | CE | [6 empty] | 20 | 3000 | 752x250x75 |  | 220-240V |  | 5 | A++ | 35° | 3 | 80 |  | 3000 |  | 71000 | >=0.95 | 173000 |  |  | 137.6316 |  |  | 9 | L3 | 25 | max. 10% at 100.000 hrs |  | Available | 830/339 | Cx=0.4338;Cy=0.4030 | Class I | IK08 | IP50 | IP20 | 45 | 2070 | -25 | 1 | 380 | RAL9016 | 50-60Hz | Passive | LED | none | High Bay Rectangular | Tungsram Auriso | Indoor industrial |  | 19.6 | 52300 | No sensor |  | risk group 1 |  | Bracket kit. Tilted bracket kit. Busbar bracket kit. Cable hook pair
TBD | AUR-2S55-750-L3-FX-ST | image | datasheet | deeplink | TUNGSRAM - Tungsram Auriso - 58600lm - 380W - 5000K - 70CRI - TBD[SKU] - Bracket. Y-cable | 3.19 | Bracket. Y-cable | LED | 1 | 380 | [8 empty] | CE | [6 empty] | 20 | 5000 | 752x250x75 |  | 220-240V |  | 5 | A++ | 35° | 3 | 70 |  | 5000 |  | 71000 | >=0.95 | 173000 |  |  | 154.2105 |  |  | 9 | L3 | 25 | max. 10% at 100.000 hrs |  | Available | 750/339 | Cx=0.3447;Cy=0.3553 | Class I | IK08 | IP50 | IP20 | 45 | 2070 | -25 | 1 | 380 | RAL9016 | 50-60Hz | Passive | LED | none | High Bay Rectangular | Tungsram Auriso | Indoor industrial |  | 20 | 58600 | No sensor |  | risk group 1 |  | Bracket kit. Tilted bracket kit. Busbar bracket kit. Cable hook pair
TBD | AUR-2S55-740-L3-FX-ST | image | datasheet | deeplink | TUNGSRAM - Tungsram Auriso - 58500lm - 380W - 4000K - 70CRI - TBD[SKU] - Bracket. Y-cable | 3.19 | Bracket. Y-cable | LED | 1 | 380 | [8 empty] | CE | [6 empty] | 20 | 4000 | 752x250x75 |  | 220-240V |  | 5 | A++ | 35° | 3 | 70 |  | 4000 |  | 71000 | >=0.95 | 173000 |  |  | 153.9474 |  |  | 9 | L3 | 25 | max. 10% at 100.000 hrs |  | Available | 740/339 | Cx=0.4338;Cy=0.4030 | Class I | IK08 | IP50 | IP20 | 45 | 2070 | -25 | 1 | 380 | RAL9016 | 50-60Hz | Passive | LED | none | High Bay Rectangular | Tungsram Auriso | Indoor industrial |  | 20 | 58500 | No sensor |  | risk group 1 |  | Bracket kit. Tilted bracket kit. Busbar bracket kit. Cable hook pair
TBD | AUR-2S55-730-L3-FX-ST | image | datasheet | deeplink | TUNGSRAM - Tungsram Auriso - 56900lm - 380W - 3000K - 70CRI - TBD[SKU] - Bracket. Y-cable | 3.19 | Bracket. Y-cable | LED | 1 | 380 | [8 empty] | CE | [6 empty] | 20 | 3000 | 752x250x75 |  | 220-240V |  | 5 | A++ | 35° | 3 | 70 |  | 3000 |  | 71000 | >=0.95 | 173000 |  |  | 149.7368 |  |  | 9 | L3 | 25 | max. 10% at 100.000 hrs |  | Available | 730/339 | Cx=0.4338;Cy=0.4030 | Class I | IK08 | IP50 | IP20 | 45 | 2070 | -25 | 1 | 380 | RAL9016 | 50-60Hz | Passive | LED | none | High Bay Rectangular | Tungsram Auriso | Indoor industrial |  | 19.9 | 56900 | No sensor |  | risk group 1 |  | Bracket kit. Tilted bracket kit. Busbar bracket kit. Cable hook pair
TBD | AUR-2S55-850-D1-FX-ST | image | datasheet | deeplink | TUNGSRAM - Tungsram Auriso - 48700lm - 380W - 5000K - 80CRI - TBD[SKU] - Bracket. Y-cable | 3.19 | Bracket. Y-cable | LED | 1 | 380 | [8 empty] | CE | [6 empty] | 20 | 5000 | 752x250x75 |  | 220-240V |  | 5 | A++ | 100° | 3 | 80 |  | 5000 |  | 71000 | >=0.95 | 173000 |  |  | 128.1579 |  |  | 9 | D1 | 25 | max. 10% at 100.000 hrs |  | Available | 850/339 | Cx=0.3447;Cy=0.3553 | Class I | IK08 | IP20 | IP20 | 45 | 2070 | -25 | 1 | 380 | RAL9016 | 50-60Hz | Passive | LED | none | High Bay Rectangular | Tungsram Auriso | Indoor industrial |  | 28 | 48700 | No sensor |  | risk group 1 |  | Bracket kit. Tilted bracket kit. Busbar bracket kit. Cable hook pair
TBD | AUR-2S55-840-D1-FX-ST | image | datasheet | deeplink | TUNGSRAM - Tungsram Auriso - 47500lm - 380W - 4000K - 80CRI - TBD[SKU] - Bracket. Y-cable | 3.19 | Bracket. Y-cable | LED | 1 | 380 | [8 empty] | CE | [6 empty] | 20 | 4000 | 752x250x75 |  | 220-240V |  | 5 | A++ | 100° | 3 | 80 |  | 4000 |  | 71000 | >=0.95 | 173000 |  |  | 125 |  |  | 9 | D1 | 25 | max. 10% at 100.000 hrs |  | Available | 840/339 | Cx=0.3818;Cy=0.3797 | Class I | IK08 | IP20 | IP20 | 45 | 2070 | -25 | 1 | 380 | RAL9016 | 50-60Hz | Passive | LED | none | High Bay Rectangular | Tungsram Auriso | Indoor industrial |  | 28 | 47500 | No sensor |  | risk group 1 |  | Bracket kit. Tilted bracket kit. Busbar bracket kit. Cable hook pair
TBD | AUR-2S55-830-D1-FX-ST | image | datasheet | deeplink | TUNGSRAM - Tungsram Auriso - 44700lm - 380W - 3000K - 80CRI - TBD[SKU] - Bracket. Y-cable | 3.19 | Bracket. Y-cable | LED | 1 | 380 | [8 empty] | CE | [6 empty] | 20 | 3000 | 752x250x75 |  | 220-240V |  | 5 | A++ | 100° | 3 | 80 |  | 3000 |  | 71000 | >=0.95 | 173000 |  |  | 117.6316 |  |  | 9 | D1 | 25 | max. 10% at 100.000 hrs |  | Available | 830/339 | Cx=0.4338;Cy=0.4030 | Class I | IK08 | IP20 | IP20 | 45 | 2070 | -25 | 1 | 380 | RAL9016 | 50-60Hz | Passive | LED | none | High Bay Rectangular | Tungsram Auriso | Indoor industrial |  | 27.9 | 44700 | No sensor |  | risk group 1 |  | Bracket kit. Tilted bracket kit. Busbar bracket kit. Cable hook pair
TBD | AUR-2S55-750-D1-FX-ST | image | datasheet | deeplink | TUNGSRAM - Tungsram Auriso - 50100lm - 380W - 5000K - 70CRI - TBD[SKU] - Bracket. Y-cable | 3.19 | Bracket. Y-cable | LED | 1 | 380 | [8 empty] | CE | [6 empty] | 20 | 5000 | 752x250x75 |  | 220-240V |  | 5 | A++ | 100° | 3 | 70 |  | 5000 |  | 71000 | >=0.95 | 173000 |  |  | 131.8421 |  |  | 9 | D1 | 25 | max. 10% at 100.000 hrs |  | Available | 750/339 | Cx=0.3447;Cy=0.3553 | Class I | IK08 | IP20 | IP20 | 45 | 2070 | -25 | 1 | 380 | RAL9016 | 50-60Hz | Passive | LED | none | High Bay Rectangular | Tungsram Auriso | Indoor industrial |  | 28.3 | 50100 | No sensor |  | risk group 1 |  | Bracket kit. Tilted bracket kit. Busbar bracket kit. Cable hook pair
TBD | AUR-2S55-740-D1-FX-ST | image | datasheet | deeplink | TUNGSRAM - Tungsram Auriso - 50000lm - 380W - 4000K - 70CRI - TBD[SKU] - Bracket. Y-cable | 3.19 | Bracket. Y-cable | LED | 1 | 380 | [8 empty] | CE | [6 empty] | 20 | 4000 | 752x250x75 |  | 220-240V |  | 5 | A++ | 100° | 3 | 70 |  | 4000 |  | 71000 | >=0.95 | 173000 |  |  | 131.5789 |  |  | 9 | D1 | 25 | max. 10% at 100.000 hrs |  | Available | 740/339 | Cx=0.4338;Cy=0.4030 | Class I | IK08 | IP20 | IP20 | 45 | 2070 | -25 | 1 | 380 | RAL9016 | 50-60Hz | Passive | LED | none | High Bay Rectangular | Tungsram Auriso | Indoor industrial |  | 28.3 | 50000 | No sensor |  | risk group 1 |  | Bracket kit. Tilted bracket kit. Busbar bracket kit. Cable hook pair
TBD | AUR-2S55-730-D1-FX-ST | image | datasheet | deeplink | TUNGSRAM - Tungsram Auriso - 48600lm - 380W - 3000K - 70CRI - TBD[SKU] - Bracket. Y-cable | 3.19 | Bracket. Y-cable | LED | 1 | 380 | [8 empty] | CE | [6 empty] | 20 | 3000 | 752x250x75 |  | 220-240V |  | 5 | A++ | 100° | 3 | 70 |  | 3000 |  | 71000 | >=0.95 | 173000 |  |  | 127.8947 |  |  | 9 | D1 | 25 | max. 10% at 100.000 hrs |  | Available | 730/339 | Cx=0.4338;Cy=0.4030 | Class I | IK08 | IP20 | IP20 | 45 | 2070 | -25 | 1 | 380 | RAL9016 | 50-60Hz | Passive | LED | none | High Bay Rectangular | Tungsram Auriso | Indoor industrial |  | 28.2 | 48600 | No sensor |  | risk group 1 |  | Bracket kit. Tilted bracket kit. Busbar bracket kit. Cable hook pair
TBD | AUR-2S55-850-C1-FX-ST | image | datasheet | deeplink | TUNGSRAM - Tungsram Auriso - 54100lm - 380W - 5000K - 80CRI - TBD[SKU] - Bracket. Y-cable | 3.19 | Bracket. Y-cable | LED | 1 | 380 | [8 empty] | CE | [6 empty] | 20 | 5000 | 752x250x75 |  | 220-240V |  | 5 | A++ | 110° | 3 | 80 |  | 5000 |  | 71000 | >=0.95 | 173000 |  |  | 142.3684 |  |  | 9 | C1 | 25 | max. 10% at 100.000 hrs |  | Available | 850/339 | Cx=0.3447;Cy=0.3553 | Class I | IK08 | IP20 | IP20 | 45 | 2070 | -25 | 1 | 380 | RAL9016 | 50-60Hz | Passive | LED | none | High Bay Rectangular | Tungsram Auriso | Indoor industrial |  | 27.9 | 54100 | No sensor |  | risk group 1 |  | Bracket kit. Tilted bracket kit. Busbar bracket kit. Cable hook pair
TBD | AUR-2S55-840-C1-FX-ST | image | datasheet | deeplink | TUNGSRAM - Tungsram Auriso - 52800lm - 380W - 4000K - 80CRI - TBD[SKU] - Bracket. Y-cable | 3.19 | Bracket. Y-cable | LED | 1 | 380 | [8 empty] | CE | [6 empty] | 20 | 4000 | 752x250x75 |  | 220-240V |  | 5 | A++ | 110° | 3 | 80 |  | 4000 |  | 71000 | >=0.95 | 173000 |  |  | 138.9474 |  |  | 9 | C1 | 25 | max. 10% at 100.000 hrs |  | Available | 840/339 | Cx=0.3818;Cy=0.3797 | Class I | IK08 | IP20 | IP20 | 45 | 2070 | -25 | 1 | 380 | RAL9016 | 50-60Hz | Passive | LED | none | High Bay Rectangular | Tungsram Auriso | Indoor industrial |  | 27.9 | 52800 | No sensor |  | risk group 1 |  | Bracket kit. Tilted bracket kit. Busbar bracket kit. Cable hook pair
TBD | AUR-2S55-830-C1-FX-ST | image | datasheet | deeplink | TUNGSRAM - Tungsram Auriso - 49700lm - 380W - 3000K - 80CRI - TBD[SKU] - Bracket. Y-cable | 3.19 | Bracket. Y-cable | LED | 1 | 380 | [8 empty] | CE | [6 empty] | 20 | 3000 | 752x250x75 |  | 220-240V |  | 5 | A++ | 110° | 3 | 80 |  | 3000 |  | 71000 | >=0.95 | 173000 |  |  | 130.7895 |  |  | 9 | C1 | 25 | max. 10% at 100.000 hrs |  | Available | 830/339 | Cx=0.4338;Cy=0.4030 | Class I | IK08 | IP20 | IP20 | 45 | 2070 | -25 | 1 | 380 | RAL9016 | 50-60Hz | Passive | LED | none | High Bay Rectangular | Tungsram Auriso | Indoor industrial |  | 27.8 | 49700 | No sensor |  | risk group 1 |  | Bracket kit. Tilted bracket kit. Busbar bracket kit. Cable hook pair
TBD | AUR-2S55-750-C1-FX-ST | image | datasheet | deeplink | TUNGSRAM - Tungsram Auriso - 55700lm - 380W - 5000K - 70CRI - TBD[SKU] - Bracket. Y-cable | 3.19 | Bracket. Y-cable | LED | 1 | 380 | [8 empty] | CE | [6 empty] | 20 | 5000 | 752x250x75 |  | 220-240V |  | 5 | A++ | 110° | 3 | 70 |  | 5000 |  | 71000 | >=0.95 | 173000 |  |  | 146.5789 |  |  | 9 | C1 | 25 | max. 10% at 100.000 hrs |  | Available | 750/339 | Cx=0.3447;Cy=0.3553 | Class I | IK08 | IP20 | IP20 | 45 | 2070 | -25 | 1 | 380 | RAL9016 | 50-60Hz | Passive | LED | none | High Bay Rectangular | Tungsram Auriso | Indoor industrial |  | 28.2 | 55700 | No sensor |  | risk group 1 |  | Bracket kit. Tilted bracket kit. Busbar bracket kit. Cable hook pair
TBD | AUR-2S55-740-C1-FX-ST | image | datasheet | deeplink | TUNGSRAM - Tungsram Auriso - 55500lm - 380W - 4000K - 70CRI - TBD[SKU] - Bracket. Y-cable | 3.19 | Bracket. Y-cable | LED | 1 | 380 | [8 empty] | CE | [6 empty] | 20 | 4000 | 752x250x75 |  | 220-240V |  | 5 | A++ | 110° | 3 | 70 |  | 4000 |  | 71000 | >=0.95 | 173000 |  |  | 146.0526 |  |  | 9 | C1 | 25 | max. 10% at 100.000 hrs |  | Available | 740/339 | Cx=0.4338;Cy=0.4030 | Class I | IK08 | IP20 | IP20 | 45 | 2070 | -25 | 1 | 380 | RAL9016 | 50-60Hz | Passive | LED | none | High Bay Rectangular | Tungsram Auriso | Indoor industrial |  | 28.2 | 55500 | No sensor |  | risk group 1 |  | Bracket kit. Tilted bracket kit. Busbar bracket kit. Cable hook pair
TBD | AUR-2S55-730-C1-FX-ST | image | datasheet | deeplink | TUNGSRAM - Tungsram Auriso - 54000lm - 380W - 3000K - 70CRI - TBD[SKU] - Bracket. Y-cable | 3.19 | Bracket. Y-cable | LED | 1 | 380 | [8 empty] | CE | [6 empty] | 20 | 3000 | 752x250x75 |  | 220-240V |  | 5 | A++ | 110° | 3 | 70 |  | 3000 |  | 71000 | >=0.95 | 173000 |  |  | 142.1053 |  |  | 9 | C1 | 25 | max. 10% at 100.000 hrs |  | Available | 730/339 | Cx=0.4338;Cy=0.4030 | Class I | IK08 | IP20 | IP20 | 45 | 2070 | -25 | 1 | 380 | RAL9016 | 50-60Hz | Passive | LED | none | High Bay Rectangular | Tungsram Auriso | Indoor industrial |  | 28 | 54000 | No sensor |  | risk group 1 |  | Bracket kit. Tilted bracket kit. Busbar bracket kit. Cable hook pair
TBD | AUR-2S50-850-U8-FX-ST | image | datasheet | deeplink | TUNGSRAM - Tungsram Auriso - 43200lm - 329W - 5000K - 80CRI - TBD[SKU] - Bracket. Y-cable | 3.19 | Bracket. Y-cable | LED | 1 | 329 | [8 empty] | CE | [6 empty] | 20 | 5000 | 752x250x75 |  | 220-240V |  | 5 | A++ | 80° | 3 | 80 |  | 5000 |  | 74000 | >=0.95 | 182000 |  |  | 131.307 |  |  | 9 | U8 | 25 | max. 10% at 100.000 hrs |  | Available | 850/339 | Cx=0.3447;Cy=0.3553 | Class I | IK08 | IP20 | IP20 | 50 | 1790 | -25 | 1 | 329 | RAL9016 | 50-60Hz | Passive | LED | none | High Bay Rectangular | Tungsram Auriso | Indoor industrial |  | 24.9 | 43200 | No sensor |  | risk group 1 |  | Bracket kit. Tilted bracket kit. Busbar bracket kit. Cable hook pair
TBD | AUR-2S50-840-U8-FX-ST | image | datasheet | deeplink | TUNGSRAM - Tungsram Auriso - 42100lm - 329W - 4000K - 80CRI - TBD[SKU] - Bracket. Y-cable | 3.19 | Bracket. Y-cable | LED | 1 | 329 | [8 empty] | CE | [6 empty] | 20 | 4000 | 752x250x75 |  | 220-240V |  | 5 | A++ | 80° | 3 | 80 |  | 4000 |  | 74000 | >=0.95 | 182000 |  |  | 127.9635 |  |  | 9 | U8 | 25 | max. 10% at 100.000 hrs |  | Available | 840/339 | Cx=0.3818;Cy=0.3797 | Class I | IK08 | IP20 | IP20 | 50 | 1790 | -25 | 1 | 329 | RAL9016 | 50-60Hz | Passive | LED | none | High Bay Rectangular | Tungsram Auriso | Indoor industrial |  | 24.9 | 42100 | No sensor |  | risk group 1 |  | Bracket kit. Tilted bracket kit. Busbar bracket kit. Cable hook pair
TBD | AUR-2S50-830-U8-FX-ST | image | datasheet | deeplink | TUNGSRAM - Tungsram Auriso - 39600lm - 329W - 3000K - 80CRI - TBD[SKU] - Bracket. Y-cable | 3.19 | Bracket. Y-cable | LED | 1 | 329 | [8 empty] | CE | [6 empty] | 20 | 3000 | 752x250x75 |  | 220-240V |  | 5 | A++ | 80° | 3 | 80 |  | 3000 |  | 74000 | >=0.95 | 182000 |  |  | 120.3647 |  |  | 9 | U8 | 25 | max. 10% at 100.000 hrs |  | Available | 830/339 | Cx=0.4338;Cy=0.4030 | Class I | IK08 | IP20 | IP20 | 50 | 1790 | -25 | 1 | 329 | RAL9016 | 50-60Hz | Passive | LED | none | High Bay Rectangular | Tungsram Auriso | Indoor industrial |  | 24.8 | 39600 | No sensor |  | risk group 1 |  | Bracket kit. Tilted bracket kit. Busbar bracket kit. Cable hook pair
TBD | AUR-2S50-750-U8-FX-ST | image | datasheet | deeplink | TUNGSRAM - Tungsram Auriso - 44400lm - 329W - 5000K - 70CRI - TBD[SKU] - Bracket. Y-cable | 3.19 | Bracket. Y-cable | LED | 1 | 329 | [8 empty] | CE | [6 empty] | 20 | 5000 | 752x250x75 |  | 220-240V |  | 5 | A++ | 80° | 3 | 70 |  | 5000 |  | 74000 | >=0.95 | 182000 |  |  | 134.9544 |  |  | 9 | U8 | 25 | max. 10% at 100.000 hrs |  | Available | 750/339 | Cx=0.3447;Cy=0.3553 | Class I | IK08 | IP20 | IP20 | 50 | 1790 | -25 | 1 | 329 | RAL9016 | 50-60Hz | Passive | LED | none | High Bay Rectangular | Tungsram Auriso | Indoor industrial |  | 25.2 | 44400 | No sensor |  | risk group 1 |  | Bracket kit. Tilted bracket kit. Busbar bracket kit. Cable hook pair
TBD | AUR-2S50-740-U8-FX-ST | image | datasheet | deeplink | TUNGSRAM - Tungsram Auriso - 44300lm - 329W - 4000K - 70CRI - TBD[SKU] - Bracket. Y-cable | 3.19 | Bracket. Y-cable | LED | 1 | 329 | [8 empty] | CE | [6 empty] | 20 | 4000 | 752x250x75 |  | 220-240V |  | 5 | A++ | 80° | 3 | 70 |  | 4000 |  | 74000 | >=0.95 | 182000 |  |  | 134.6505 |  |  | 9 | U8 | 25 | max. 10% at 100.000 hrs |  | Available | 740/339 | Cx=0.4338;Cy=0.4030 | Class I | IK08 | IP20 | IP20 | 50 | 1790 | -25 | 1 | 329 | RAL9016 | 50-60Hz | Passive | LED | none | High Bay Rectangular | Tungsram Auriso | Indoor industrial |  | 25.2 | 44300 | No sensor |  | risk group 1 |  | Bracket kit. Tilted bracket kit. Busbar bracket kit. Cable hook pair
TBD | AUR-2S50-730-U8-FX-ST | image | datasheet | deeplink | TUNGSRAM - Tungsram Auriso - 43100lm - 329W - 3000K - 70CRI - TBD[SKU] - Bracket. Y-cable | 3.19 | Bracket. Y-cable | LED | 1 | 329 | [8 empty] | CE | [6 empty] | 20 | 3000 | 752x250x75 |  | 220-240V |  | 5 | A++ | 80° | 3 | 70 |  | 3000 |  | 74000 | >=0.95 | 182000 |  |  | 131.003 |  |  | 9 | U8 | 25 | max. 10% at 100.000 hrs |  | Available | 730/339 | Cx=0.4338;Cy=0.4030 | Class I | IK08 | IP20 | IP20 | 50 | 1790 | -25 | 1 | 329 | RAL9016 | 50-60Hz | Passive | LED | none | High Bay Rectangular | Tungsram Auriso | Indoor industrial |  | 25 | 43100 | No sensor |  | risk group 1 |  | Bracket kit. Tilted bracket kit. Busbar bracket kit. Cable hook pair
TBD | AUR-2S50-850-U6-FX-ST | image | datasheet | deeplink | TUNGSRAM - Tungsram Auriso - 39500lm - 329W - 5000K - 80CRI - TBD[SKU] - Bracket. Y-cable | 3.19 | Bracket. Y-cable | LED | 1 | 329 | [8 empty] | CE | [6 empty] | 20 | 5000 | 752x250x75 |  | 220-240V |  | 5 | A++ | 65° | 3 | 80 |  | 5000 |  | 74000 | >=0.95 | 182000 |  |  | 120.0608 |  |  | 9 | U6 | 25 | max. 10% at 100.000 hrs |  | Available | 850/339 | Cx=0.3447;Cy=0.3553 | Class I | IK08 | IP50 | IP20 | 50 | 1790 | -25 | 1 | 329 | RAL9016 | 50-60Hz | Passive | LED | none | High Bay Rectangular | Tungsram Auriso | Indoor industrial |  | 23.5 | 39500 | No sensor |  | risk group 1 |  | Bracket kit. Tilted bracket kit. Busbar bracket kit. Cable hook pair
TBD | AUR-2S50-840-U6-FX-ST | image | datasheet | deeplink | TUNGSRAM - Tungsram Auriso - 38400lm - 329W - 4000K - 80CRI - TBD[SKU] - Bracket. Y-cable | 3.19 | Bracket. Y-cable | LED | 1 | 329 | [8 empty] | CE | [6 empty] | 20 | 4000 | 752x250x75 |  | 220-240V |  | 5 | A++ | 65° | 3 | 80 |  | 4000 |  | 74000 | >=0.95 | 182000 |  |  | 116.7173 |  |  | 9 | U6 | 25 | max. 10% at 100.000 hrs |  | Available | 840/339 | Cx=0.3818;Cy=0.3797 | Class I | IK08 | IP50 | IP20 | 50 | 1790 | -25 | 1 | 329 | RAL9016 | 50-60Hz | Passive | LED | none | High Bay Rectangular | Tungsram Auriso | Indoor industrial |  | 23.5 | 38400 | No sensor |  | risk group 1 |  | Bracket kit. Tilted bracket kit. Busbar bracket kit. Cable hook pair
TBD | AUR-2S50-830-U6-FX-ST | image | datasheet | deeplink | TUNGSRAM - Tungsram Auriso - 36200lm - 329W - 3000K - 80CRI - TBD[SKU] - Bracket. Y-cable | 3.19 | Bracket. Y-cable | LED | 1 | 329 | [8 empty] | CE | [6 empty] | 20 | 3000 | 752x250x75 |  | 220-240V |  | 5 | A++ | 65° | 3 | 80 |  | 3000 |  | 74000 | >=0.95 | 182000 |  |  | 110.0304 |  |  | 9 | U6 | 25 | max. 10% at 100.000 hrs |  | Available | 830/339 | Cx=0.4338;Cy=0.4030 | Class I | IK08 | IP50 | IP20 | 50 | 1790 | -25 | 1 | 329 | RAL9016 | 50-60Hz | Passive | LED | none | High Bay Rectangular | Tungsram Auriso | Indoor industrial |  | 23.4 | 36200 | No sensor |  | risk group 1 |  | Bracket kit. Tilted bracket kit. Busbar bracket kit. Cable hook pair
TBD | AUR-2S50-750-U6-FX-ST | image | datasheet | deeplink | TUNGSRAM - Tungsram Auriso - 40600lm - 329W - 5000K - 70CRI - TBD[SKU] - Bracket. Y-cable | 3.19 | Bracket. Y-cable | LED | 1 | 329 | [8 empty] | CE | [6 empty] | 20 | 5000 | 752x250x75 |  | 220-240V |  | 5 | A++ | 65° | 3 | 70 |  | 5000 |  | 74000 | >=0.95 | 182000 |  |  | 123.4043 |  |  | 9 | U6 | 25 | max. 10% at 100.000 hrs |  | Available | 750/339 | Cx=0.3447;Cy=0.3553 | Class I | IK08 | IP50 | IP20 | 50 | 1790 | -25 | 1 | 329 | RAL9016 | 50-60Hz | Passive | LED | none | High Bay Rectangular | Tungsram Auriso | Indoor industrial |  | 23.8 | 40600 | No sensor |  | risk group 1 |  | Bracket kit. Tilted bracket kit. Busbar bracket kit. Cable hook pair
TBD | AUR-2S50-740-U6-FX-ST | image | datasheet | deeplink | TUNGSRAM - Tungsram Auriso - 40500lm - 329W - 4000K - 70CRI - TBD[SKU] - Bracket. Y-cable | 3.19 | Bracket. Y-cable | LED | 1 | 329 | [8 empty] | CE | [6 empty] | 20 | 4000 | 752x250x75 |  | 220-240V |  | 5 | A++ | 65° | 3 | 70 |  | 4000 |  | 74000 | >=0.95 | 182000 |  |  | 123.1003 |  |  | 9 | U6 | 25 | max. 10% at 100.000 hrs |  | Available | 740/339 | Cx=0.4338;Cy=0.4030 | Class I | IK08 | IP50 | IP20 | 50 | 1790 | -25 | 1 | 329 | RAL9016 | 50-60Hz | Passive | LED | none | High Bay Rectangular | Tungsram Auriso | Indoor industrial |  | 23.8 | 40500 | No sensor |  | risk group 1 |  | Bracket kit. Tilted bracket kit. Busbar bracket kit. Cable hook pair
TBD | AUR-2S50-730-U6-FX-ST | image | datasheet | deeplink | TUNGSRAM - Tungsram Auriso - 39300lm - 329W - 3000K - 70CRI - TBD[SKU] - Bracket. Y-cable | 3.19 | Bracket. Y-cable | LED | 1 | 329 | [8 empty] | CE | [6 empty] | 20 | 3000 | 752x250x75 |  | 220-240V |  | 5 | A++ | 65° | 3 | 70 |  | 3000 |  | 74000 | >=0.95 | 182000 |  |  | 119.4529 |  |  | 9 | U6 | 25 | max. 10% at 100.000 hrs |  | Available | 730/339 | Cx=0.4338;Cy=0.4030 | Class I | IK08 | IP50 | IP20 | 50 | 1790 | -25 | 1 | 329 | RAL9016 | 50-60Hz | Passive | LED | none | High Bay Rectangular | Tungsram Auriso | Indoor industrial |  | 23.7 | 39300 | No sensor |  | risk group 1 |  | Bracket kit. Tilted bracket kit. Busbar bracket kit. Cable hook pair
TBD | AUR-2S50-850-U4-FX-ST | image | datasheet | deeplink | TUNGSRAM - Tungsram Auriso - 41100lm - 329W - 5000K - 80CRI - TBD[SKU] - Bracket. Y-cable | 3.19 | Bracket. Y-cable | LED | 1 | 329 | [8 empty] | CE | [6 empty] | 20 | 5000 | 752x250x75 |  | 220-240V |  | 5 | A++ | 45° | 3 | 80 |  | 5000 |  | 74000 | >=0.95 | 182000 |  |  | 124.924 |  |  | 9 | U4 | 25 | max. 10% at 100.000 hrs |  | Available | 850/339 | Cx=0.3447;Cy=0.3553 | Class I | IK08 | IP50 | IP20 | 50 | 1790 | -25 | 1 | 329 | RAL9016 | 50-60Hz | Passive | LED | none | High Bay Rectangular | Tungsram Auriso | Indoor industrial |  | 22.8 | 41100 | No sensor |  | risk group 1 |  | Bracket kit. Tilted bracket kit. Busbar bracket kit. Cable hook pair
TBD | AUR-2S50-840-U4-FX-ST | image | datasheet | deeplink | TUNGSRAM - Tungsram Auriso - 40100lm - 329W - 4000K - 80CRI - TBD[SKU] - Bracket. Y-cable | 3.19 | Bracket. Y-cable | LED | 1 | 329 | [8 empty] | CE | [6 empty] | 20 | 4000 | 752x250x75 |  | 220-240V |  | 5 | A++ | 45° | 3 | 80 |  | 4000 |  | 74000 | >=0.95 | 182000 |  |  | 121.8845 |  |  | 9 | U4 | 25 | max. 10% at 100.000 hrs |  | Available | 840/339 | Cx=0.3818;Cy=0.3797 | Class I | IK08 | IP50 | IP20 | 50 | 1790 | -25 | 1 | 329 | RAL9016 | 50-60Hz | Passive | LED | none | High Bay Rectangular | Tungsram Auriso | Indoor industrial |  | 22.8 | 40100 | No sensor |  | risk group 1 |  | Bracket kit. Tilted bracket kit. Busbar bracket kit. Cable hook pair
TBD | AUR-2S50-830-U4-FX-ST | image | datasheet | deeplink | TUNGSRAM - Tungsram Auriso - 37700lm - 329W - 3000K - 80CRI - TBD[SKU] - Bracket. Y-cable | 3.19 | Bracket. Y-cable | LED | 1 | 329 | [8 empty] | CE | [6 empty] | 20 | 3000 | 752x250x75 |  | 220-240V |  | 5 | A++ | 45° | 3 | 80 |  | 3000 |  | 74000 | >=0.95 | 182000 |  |  | 114.5897 |  |  | 9 | U4 | 25 | max. 10% at 100.000 hrs |  | Available | 830/339 | Cx=0.4338;Cy=0.4030 | Class I | IK08 | IP50 | IP20 | 50 | 1790 | -25 | 1 | 329 | RAL9016 | 50-60Hz | Passive | LED | none | High Bay Rectangular | Tungsram Auriso | Indoor industrial |  | 22.7 | 37700 | No sensor |  | risk group 1 |  | Bracket kit. Tilted bracket kit. Busbar bracket kit. Cable hook pair
TBD | AUR-2S50-750-U4-FX-ST | image | datasheet | deeplink | TUNGSRAM - Tungsram Auriso - 42300lm - 329W - 5000K - 70CRI - TBD[SKU] - Bracket. Y-cable | 3.19 | Bracket. Y-cable | LED | 1 | 329 | [8 empty] | CE | [6 empty] | 20 | 5000 | 752x250x75 |  | 220-240V |  | 5 | A++ | 45° | 3 | 70 |  | 5000 |  | 74000 | >=0.95 | 182000 |  |  | 128.5714 |  |  | 9 | U4 | 25 | max. 10% at 100.000 hrs |  | Available | 750/339 | Cx=0.3447;Cy=0.3553 | Class I | IK08 | IP50 | IP20 | 50 | 1790 | -25 | 1 | 329 | RAL9016 | 50-60Hz | Passive | LED | none | High Bay Rectangular | Tungsram Auriso | Indoor industrial |  | 23.1 | 42300 | No sensor |  | risk group 1 |  | Bracket kit. Tilted bracket kit. Busbar bracket kit. Cable hook pair
TBD | AUR-2S50-740-U4-FX-ST | image | datasheet | deeplink | TUNGSRAM - Tungsram Auriso - 42200lm - 329W - 4000K - 70CRI - TBD[SKU] - Bracket. Y-cable | 3.19 | Bracket. Y-cable | LED | 1 | 329 | [8 empty] | CE | [6 empty] | 20 | 4000 | 752x250x75 |  | 220-240V |  | 5 | A++ | 45° | 3 | 70 |  | 4000 |  | 74000 | >=0.95 | 182000 |  |  | 128.2675 |  |  | 9 | U4 | 25 | max. 10% at 100.000 hrs |  | Available | 740/339 | Cx=0.4338;Cy=0.4030 | Class I | IK08 | IP50 | IP20 | 50 | 1790 | -25 | 1 | 329 | RAL9016 | 50-60Hz | Passive | LED | none | High Bay Rectangular | Tungsram Auriso | Indoor industrial |  | 23.1 | 42200 | No sensor |  | risk group 1 |  | Bracket kit. Tilted bracket kit. Busbar bracket kit. Cable hook pair
TBD | AUR-2S50-730-U4-FX-ST | image | datasheet | deeplink | TUNGSRAM - Tungsram Auriso - 41000lm - 329W - 3000K - 70CRI - TBD[SKU] - Bracket. Y-cable | 3.19 | Bracket. Y-cable | LED | 1 | 329 | [8 empty] | CE | [6 empty] | 20 | 3000 | 752x250x75 |  | 220-240V |  | 5 | A++ | 45° | 3 | 70 |  | 3000 |  | 74000 | >=0.95 | 182000 |  |  | 124.6201 |  |  | 9 | U4 | 25 | max. 10% at 100.000 hrs |  | Available | 730/339 | Cx=0.4338;Cy=0.4030 | Class I | IK08 | IP50 | IP20 | 50 | 1790 | -25 | 1 | 329 | RAL9016 | 50-60Hz | Passive | LED | none | High Bay Rectangular | Tungsram Auriso | Indoor industrial |  | 23 | 41000 | No sensor |  | risk group 1 |  | Bracket kit. Tilted bracket kit. Busbar bracket kit. Cable hook pair
TBD | AUR-2S50-850-L9-FX-ST | image | datasheet | deeplink | TUNGSRAM - Tungsram Auriso - 49900lm - 329W - 5000K - 80CRI - TBD[SKU] - Bracket. Y-cable | 3.19 | Bracket. Y-cable | LED | 1 | 329 | [8 empty] | CE | [6 empty] | 20 | 5000 | 752x250x75 |  | 220-240V |  | 5 | A++ | 90° | 3 | 80 |  | 5000 |  | 74000 | >=0.95 | 182000 |  |  | 151.6717 |  |  | 9 | L9 | 25 | max. 10% at 100.000 hrs |  | Available | 850/339 | Cx=0.3447;Cy=0.3553 | Class I | IK08 | IP50 | IP20 | 50 | 1790 | -25 | 1 | 329 | RAL9016 | 50-60Hz | Passive | LED | none | High Bay Rectangular | Tungsram Auriso | Indoor industrial |  | 25.3 | 49900 | No sensor |  | risk group 1 |  | Bracket kit. Tilted bracket kit. Busbar bracket kit. Cable hook pair
TBD | AUR-2S50-840-L9-FX-ST | image | datasheet | deeplink | TUNGSRAM - Tungsram Auriso - 48600lm - 329W - 4000K - 80CRI - TBD[SKU] - Bracket. Y-cable | 3.19 | Bracket. Y-cable | LED | 1 | 329 | [8 empty] | CE | [6 empty] | 20 | 4000 | 752x250x75 |  | 220-240V |  | 5 | A++ | 90° | 3 | 80 |  | 4000 |  | 74000 | >=0.95 | 182000 |  |  | 147.7204 |  |  | 9 | L9 | 25 | max. 10% at 100.000 hrs |  | Available | 840/339 | Cx=0.3818;Cy=0.3797 | Class I | IK08 | IP50 | IP20 | 50 | 1790 | -25 | 1 | 329 | RAL9016 | 50-60Hz | Passive | LED | none | High Bay Rectangular | Tungsram Auriso | Indoor industrial |  | 25.3 | 48600 | No sensor |  | risk group 1 |  | Bracket kit. Tilted bracket kit. Busbar bracket kit. Cable hook pair
TBD | AUR-2S50-830-L9-FX-ST | image | datasheet | deeplink | TUNGSRAM - Tungsram Auriso - 45800lm - 329W - 3000K - 80CRI - TBD[SKU] - Bracket. Y-cable | 3.19 | Bracket. Y-cable | LED | 1 | 329 | [8 empty] | CE | [6 empty] | 20 | 3000 | 752x250x75 |  | 220-240V |  | 5 | A++ | 90° | 3 | 80 |  | 3000 |  | 74000 | >=0.95 | 182000 |  |  | 139.2097 |  |  | 9 | L9 | 25 | max. 10% at 100.000 hrs |  | Available | 830/339 | Cx=0.4338;Cy=0.4030 | Class I | IK08 | IP50 | IP20 | 50 | 1790 | -25 | 1 | 329 | RAL9016 | 50-60Hz | Passive | LED | none | High Bay Rectangular | Tungsram Auriso | Indoor industrial |  | 25.2 | 45800 | No sensor |  | risk group 1 |  | Bracket kit. Tilted bracket kit. Busbar bracket kit. Cable hook pair
TBD | AUR-2S50-750-L9-FX-ST | image | datasheet | deeplink | TUNGSRAM - Tungsram Auriso - 51300lm - 329W - 5000K - 70CRI - TBD[SKU] - Bracket. Y-cable | 3.19 | Bracket. Y-cable | LED | 1 | 329 | [8 empty] | CE | [6 empty] | 20 | 5000 | 752x250x75 |  | 220-240V |  | 5 | A++ | 90° | 3 | 70 |  | 5000 |  | 74000 | >=0.95 | 182000 |  |  | 155.9271 |  |  | 9 | L9 | 25 | max. 10% at 100.000 hrs |  | Available | 750/339 | Cx=0.3447;Cy=0.3553 | Class I | IK08 | IP50 | IP20 | 50 | 1790 | -25 | 1 | 329 | RAL9016 | 50-60Hz | Passive | LED | none | High Bay Rectangular | Tungsram Auriso | Indoor industrial |  | 25.6 | 51300 | No sensor |  | risk group 1 |  | Bracket kit. Tilted bracket kit. Busbar bracket kit. Cable hook pair
TBD | AUR-2S50-740-L9-FX-ST | image | datasheet | deeplink | TUNGSRAM - Tungsram Auriso - 51200lm - 329W - 4000K - 70CRI - TBD[SKU] - Bracket. Y-cable | 3.19 | Bracket. Y-cable | LED | 1 | 329 | [8 empty] | CE | [6 empty] | 20 | 4000 | 752x250x75 |  | 220-240V |  | 5 | A++ | 90° | 3 | 70 |  | 4000 |  | 74000 | >=0.95 | 182000 |  |  | 155.6231 |  |  | 9 | L9 | 25 | max. 10% at 100.000 hrs |  | Available | 740/339 | Cx=0.4338;Cy=0.4030 | Class I | IK08 | IP50 | IP20 | 50 | 1790 | -25 | 1 | 329 | RAL9016 | 50-60Hz | Passive | LED | none | High Bay Rectangular | Tungsram Auriso | Indoor industrial |  | 25.6 | 51200 | No sensor |  | risk group 1 |  | Bracket kit. Tilted bracket kit. Busbar bracket kit. Cable hook pair
TBD | AUR-2S50-730-L9-FX-ST | image | datasheet | deeplink | TUNGSRAM - Tungsram Auriso - 49700lm - 329W - 3000K - 70CRI - TBD[SKU] - Bracket. Y-cable | 3.19 | Bracket. Y-cable | LED | 1 | 329 | [8 empty] | CE | [6 empty] | 20 | 3000 | 752x250x75 |  | 220-240V |  | 5 | A++ | 90° | 3 | 70 |  | 3000 |  | 74000 | >=0.95 | 182000 |  |  | 151.0638 |  |  | 9 | L9 | 25 | max. 10% at 100.000 hrs |  | Available | 730/339 | Cx=0.4338;Cy=0.4030 | Class I | IK08 | IP50 | IP20 | 50 | 1790 | -25 | 1 | 329 | RAL9016 | 50-60Hz | Passive | LED | none | High Bay Rectangular | Tungsram Auriso | Indoor industrial |  | 25.4 | 49700 | No sensor |  | risk group 1 |  | Bracket kit. Tilted bracket kit. Busbar bracket kit. Cable hook pair
TBD | AUR-2S50-850-L6-FX-ST | image | datasheet | deeplink | TUNGSRAM - Tungsram Auriso - 48000lm - 329W - 5000K - 80CRI - TBD[SKU] - Bracket. Y-cable | 3.19 | Bracket. Y-cable | LED | 1 | 329 | [8 empty] | CE | [6 empty] | 20 | 5000 | 752x250x75 |  | 220-240V |  | 5 | A++ | 70° | 3 | 80 |  | 5000 |  | 74000 | >=0.95 | 182000 |  |  | 145.8967 |  |  | 9 | L6 | 25 | max. 10% at 100.000 hrs |  | Available | 850/339 | Cx=0.3447;Cy=0.3553 | Class I | IK08 | IP50 | IP20 | 50 | 1790 | -25 | 1 | 329 | RAL9016 | 50-60Hz | Passive | LED | none | High Bay Rectangular | Tungsram Auriso | Indoor industrial |  | 23.8 | 48000 | No sensor |  | risk group 1 |  | Bracket kit. Tilted bracket kit. Busbar bracket kit. Cable hook pair
TBD | AUR-2S50-840-L6-FX-ST | image | datasheet | deeplink | TUNGSRAM - Tungsram Auriso - 46700lm - 329W - 4000K - 80CRI - TBD[SKU] - Bracket. Y-cable | 3.19 | Bracket. Y-cable | LED | 1 | 329 | [8 empty] | CE | [6 empty] | 20 | 4000 | 752x250x75 |  | 220-240V |  | 5 | A++ | 70° | 3 | 80 |  | 4000 |  | 74000 | >=0.95 | 182000 |  |  | 141.9453 |  |  | 9 | L6 | 25 | max. 10% at 100.000 hrs |  | Available | 840/339 | Cx=0.3818;Cy=0.3797 | Class I | IK08 | IP50 | IP20 | 50 | 1790 | -25 | 1 | 329 | RAL9016 | 50-60Hz | Passive | LED | none | High Bay Rectangular | Tungsram Auriso | Indoor industrial |  | 23.8 | 46700 | No sensor |  | risk group 1 |  | Bracket kit. Tilted bracket kit. Busbar bracket kit. Cable hook pair
TBD | AUR-2S50-830-L6-FX-ST | image | datasheet | deeplink | TUNGSRAM - Tungsram Auriso - 44000lm - 329W - 3000K - 80CRI - TBD[SKU] - Bracket. Y-cable | 3.19 | Bracket. Y-cable | LED | 1 | 329 | [8 empty] | CE | [6 empty] | 20 | 3000 | 752x250x75 |  | 220-240V |  | 5 | A++ | 70° | 3 | 80 |  | 3000 |  | 74000 | >=0.95 | 182000 |  |  | 133.7386 |  |  | 9 | L6 | 25 | max. 10% at 100.000 hrs |  | Available | 830/339 | Cx=0.4338;Cy=0.4030 | Class I | IK08 | IP50 | IP20 | 50 | 1790 | -25 | 1 | 329 | RAL9016 | 50-60Hz | Passive | LED | none | High Bay Rectangular | Tungsram Auriso | Indoor industrial |  | 23.6 | 44000 | No sensor |  | risk group 1 |  | Bracket kit. Tilted bracket kit. Busbar bracket kit. Cable hook pair
TBD | AUR-2S50-750-L6-FX-ST | image | datasheet | deeplink | TUNGSRAM - Tungsram Auriso - 49300lm - 329W - 5000K - 70CRI - TBD[SKU] - Bracket. Y-cable | 3.19 | Bracket. Y-cable | LED | 1 | 329 | [8 empty] | CE | [6 empty] | 20 | 5000 | 752x250x75 |  | 220-240V |  | 5 | A++ | 70° | 3 | 70 |  | 5000 |  | 74000 | >=0.95 | 182000 |  |  | 149.848 |  |  | 9 | L6 | 25 | max. 10% at 100.000 hrs |  | Available | 750/339 | Cx=0.3447;Cy=0.3553 | Class I | IK08 | IP50 | IP20 | 50 | 1790 | -25 | 1 | 329 | RAL9016 | 50-60Hz | Passive | LED | none | High Bay Rectangular | Tungsram Auriso | Indoor industrial |  | 24 | 49300 | No sensor |  | risk group 1 |  | Bracket kit. Tilted bracket kit. Busbar bracket kit. Cable hook pair
TBD | AUR-2S50-740-L6-FX-ST | image | datasheet | deeplink | TUNGSRAM - Tungsram Auriso - 49200lm - 329W - 4000K - 70CRI - TBD[SKU] - Bracket. Y-cable | 3.19 | Bracket. Y-cable | LED | 1 | 329 | [8 empty] | CE | [6 empty] | 20 | 4000 | 752x250x75 |  | 220-240V |  | 5 | A++ | 70° | 3 | 70 |  | 4000 |  | 74000 | >=0.95 | 182000 |  |  | 149.5441 |  |  | 9 | L6 | 25 | max. 10% at 100.000 hrs |  | Available | 740/339 | Cx=0.4338;Cy=0.4030 | Class I | IK08 | IP50 | IP20 | 50 | 1790 | -25 | 1 | 329 | RAL9016 | 50-60Hz | Passive | LED | none | High Bay Rectangular | Tungsram Auriso | Indoor industrial |  | 24 | 49200 | No sensor |  | risk group 1 |  | Bracket kit. Tilted bracket kit. Busbar bracket kit. Cable hook pair
TBD | AUR-2S50-730-L6-FX-ST | image | datasheet | deeplink | TUNGSRAM - Tungsram Auriso - 47800lm - 329W - 3000K - 70CRI - TBD[SKU] - Bracket. Y-cable | 3.19 | Bracket. Y-cable | LED | 1 | 329 | [8 empty] | CE | [6 empty] | 20 | 3000 | 752x250x75 |  | 220-240V |  | 5 | A++ | 70° | 3 | 70 |  | 3000 |  | 74000 | >=0.95 | 182000 |  |  | 145.2888 |  |  | 9 | L6 | 25 | max. 10% at 100.000 hrs |  | Available | 730/339 | Cx=0.4338;Cy=0.4030 | Class I | IK08 | IP50 | IP20 | 50 | 1790 | -25 | 1 | 329 | RAL9016 | 50-60Hz | Passive | LED | none | High Bay Rectangular | Tungsram Auriso | Indoor industrial |  | 23.9 | 47800 | No sensor |  | risk group 1 |  | Bracket kit. Tilted bracket kit. Busbar bracket kit. Cable hook pair
TBD | AUR-2S50-850-L3-FX-ST | image | datasheet | deeplink | TUNGSRAM - Tungsram Auriso - 50900lm - 329W - 5000K - 80CRI - TBD[SKU] - Bracket. Y-cable | 3.19 | Bracket. Y-cable | LED | 1 | 329 | [8 empty] | CE | [6 empty] | 20 | 5000 | 752x250x75 |  | 220-240V |  | 5 | A++ | 35° | 3 | 80 |  | 5000 |  | 74000 | >=0.95 | 182000 |  |  | 154.7112 |  |  | 9 | L3 | 25 | max. 10% at 100.000 hrs |  | Available | 850/339 | Cx=0.3447;Cy=0.3553 | Class I | IK08 | IP50 | IP20 | 50 | 1790 | -25 | 1 | 329 | RAL9016 | 50-60Hz | Passive | LED | none | High Bay Rectangular | Tungsram Auriso | Indoor industrial |  | 19.4 | 50900 | No sensor |  | risk group 1 |  | Bracket kit. Tilted bracket kit. Busbar bracket kit. Cable hook pair
TBD | AUR-2S50-840-L3-FX-ST | image | datasheet | deeplink | TUNGSRAM - Tungsram Auriso - 49600lm - 329W - 4000K - 80CRI - TBD[SKU] - Bracket. Y-cable | 3.19 | Bracket. Y-cable | LED | 1 | 329 | [8 empty] | CE | [6 empty] | 20 | 4000 | 752x250x75 |  | 220-240V |  | 5 | A++ | 35° | 3 | 80 |  | 4000 |  | 74000 | >=0.95 | 182000 |  |  | 150.7599 |  |  | 9 | L3 | 25 | max. 10% at 100.000 hrs |  | Available | 840/339 | Cx=0.3818;Cy=0.3797 | Class I | IK08 | IP50 | IP20 | 50 | 1790 | -25 | 1 | 329 | RAL9016 | 50-60Hz | Passive | LED | none | High Bay Rectangular | Tungsram Auriso | Indoor industrial |  | 19.4 | 49600 | No sensor |  | risk group 1 |  | Bracket kit. Tilted bracket kit. Busbar bracket kit. Cable hook pair
TBD | AUR-2S50-830-L3-FX-ST | image | datasheet | deeplink | TUNGSRAM - Tungsram Auriso - 46700lm - 329W - 3000K - 80CRI - TBD[SKU] - Bracket. Y-cable | 3.19 | Bracket. Y-cable | LED | 1 | 329 | [8 empty] | CE | [6 empty] | 20 | 3000 | 752x250x75 |  | 220-240V |  | 5 | A++ | 35° | 3 | 80 |  | 3000 |  | 74000 | >=0.95 | 182000 |  |  | 141.9453 |  |  | 9 | L3 | 25 | max. 10% at 100.000 hrs |  | Available | 830/339 | Cx=0.4338;Cy=0.4030 | Class I | IK08 | IP50 | IP20 | 50 | 1790 | -25 | 1 | 329 | RAL9016 | 50-60Hz | Passive | LED | none | High Bay Rectangular | Tungsram Auriso | Indoor industrial |  | 19.2 | 46700 | No sensor |  | risk group 1 |  | Bracket kit. Tilted bracket kit. Busbar bracket kit. Cable hook pair
TBD | AUR-2S50-750-L3-FX-ST | image | datasheet | deeplink | TUNGSRAM - Tungsram Auriso - 52400lm - 329W - 5000K - 70CRI - TBD[SKU] - Bracket. Y-cable | 3.19 | Bracket. Y-cable | LED | 1 | 329 | [8 empty] | CE | [6 empty] | 20 | 5000 | 752x250x75 |  | 220-240V |  | 5 | A++ | 35° | 3 | 70 |  | 5000 |  | 74000 | >=0.95 | 182000 |  |  | 159.2705 |  |  | 9 | L3 | 25 | max. 10% at 100.000 hrs |  | Available | 750/339 | Cx=0.3447;Cy=0.3553 | Class I | IK08 | IP50 | IP20 | 50 | 1790 | -25 | 1 | 329 | RAL9016 | 50-60Hz | Passive | LED | none | High Bay Rectangular | Tungsram Auriso | Indoor industrial |  | 19.6 | 52400 | No sensor |  | risk group 1 |  | Bracket kit. Tilted bracket kit. Busbar bracket kit. Cable hook pair
TBD | AUR-2S50-740-L3-FX-ST | image | datasheet | deeplink | TUNGSRAM - Tungsram Auriso - 52200lm - 329W - 4000K - 70CRI - TBD[SKU] - Bracket. Y-cable | 3.19 | Bracket. Y-cable | LED | 1 | 329 | [8 empty] | CE | [6 empty] | 20 | 4000 | 752x250x75 |  | 220-240V |  | 5 | A++ | 35° | 3 | 70 |  | 4000 |  | 74000 | >=0.95 | 182000 |  |  | 158.6626 |  |  | 9 | L3 | 25 | max. 10% at 100.000 hrs |  | Available | 740/339 | Cx=0.4338;Cy=0.4030 | Class I | IK08 | IP50 | IP20 | 50 | 1790 | -25 | 1 | 329 | RAL9016 | 50-60Hz | Passive | LED | none | High Bay Rectangular | Tungsram Auriso | Indoor industrial |  | 19.6 | 52200 | No sensor |  | risk group 1 |  | Bracket kit. Tilted bracket kit. Busbar bracket kit. Cable hook pair
TBD | AUR-2S50-730-L3-FX-ST | image | datasheet | deeplink | TUNGSRAM - Tungsram Auriso - 50800lm - 329W - 3000K - 70CRI - TBD[SKU] - Bracket. Y-cable | 3.19 | Bracket. Y-cable | LED | 1 | 329 | [8 empty] | CE | [6 empty] | 20 | 3000 | 752x250x75 |  | 220-240V |  | 5 | A++ | 35° | 3 | 70 |  | 3000 |  | 74000 | >=0.95 | 182000 |  |  | 154.4073 |  |  | 9 | L3 | 25 | max. 10% at 100.000 hrs |  | Available | 730/339 | Cx=0.4338;Cy=0.4030 | Class I | IK08 | IP50 | IP20 | 50 | 1790 | -25 | 1 | 329 | RAL9016 | 50-60Hz | Passive | LED | none | High Bay Rectangular | Tungsram Auriso | Indoor industrial |  | 19.5 | 50800 | No sensor |  | risk group 1 |  | Bracket kit. Tilted bracket kit. Busbar bracket kit. Cable hook pair
TBD | AUR-2S50-850-D1-FX-ST | image | datasheet | deeplink | TUNGSRAM - Tungsram Auriso - 43500lm - 329W - 5000K - 80CRI - TBD[SKU] - Bracket. Y-cable | 3.19 | Bracket. Y-cable | LED | 1 | 329 | [8 empty] | CE | [6 empty] | 20 | 5000 | 752x250x75 |  | 220-240V |  | 5 | A++ | 100° | 3 | 80 |  | 5000 |  | 74000 | >=0.95 | 182000 |  |  | 132.2188 |  |  | 9 | D1 | 25 | max. 10% at 100.000 hrs |  | Available | 850/339 | Cx=0.3447;Cy=0.3553 | Class I | IK08 | IP20 | IP20 | 50 | 1790 | -25 | 1 | 329 | RAL9016 | 50-60Hz | Passive | LED | none | High Bay Rectangular | Tungsram Auriso | Indoor industrial |  | 27.6 | 43500 | No sensor |  | risk group 1 |  | Bracket kit. Tilted bracket kit. Busbar bracket kit. Cable hook pair
TBD | AUR-2S50-840-D1-FX-ST | image | datasheet | deeplink | TUNGSRAM - Tungsram Auriso - 42400lm - 329W - 4000K - 80CRI - TBD[SKU] - Bracket. Y-cable | 3.19 | Bracket. Y-cable | LED | 1 | 329 | [8 empty] | CE | [6 empty] | 20 | 4000 | 752x250x75 |  | 220-240V |  | 5 | A++ | 100° | 3 | 80 |  | 4000 |  | 74000 | >=0.95 | 182000 |  |  | 128.8754 |  |  | 9 | D1 | 25 | max. 10% at 100.000 hrs |  | Available | 840/339 | Cx=0.3818;Cy=0.3797 | Class I | IK08 | IP20 | IP20 | 50 | 1790 | -25 | 1 | 329 | RAL9016 | 50-60Hz | Passive | LED | none | High Bay Rectangular | Tungsram Auriso | Indoor industrial |  | 27.6 | 42400 | No sensor |  | risk group 1 |  | Bracket kit. Tilted bracket kit. Busbar bracket kit. Cable hook pair
TBD | AUR-2S50-830-D1-FX-ST | image | datasheet | deeplink | TUNGSRAM - Tungsram Auriso - 39900lm - 329W - 3000K - 80CRI - TBD[SKU] - Bracket. Y-cable | 3.19 | Bracket. Y-cable | LED | 1 | 329 | [8 empty] | CE | [6 empty] | 20 | 3000 | 752x250x75 |  | 220-240V |  | 5 | A++ | 100° | 3 | 80 |  | 3000 |  | 74000 | >=0.95 | 182000 |  |  | 121.2766 |  |  | 9 | D1 | 25 | max. 10% at 100.000 hrs |  | Available | 830/339 | Cx=0.4338;Cy=0.4030 | Class I | IK08 | IP20 | IP20 | 50 | 1790 | -25 | 1 | 329 | RAL9016 | 50-60Hz | Passive | LED | none | High Bay Rectangular | Tungsram Auriso | Indoor industrial |  | 27.5 | 39900 | No sensor |  | risk group 1 |  | Bracket kit. Tilted bracket kit. Busbar bracket kit. Cable hook pair
TBD | AUR-2S50-750-D1-FX-ST | image | datasheet | deeplink | TUNGSRAM - Tungsram Auriso - 44800lm - 329W - 5000K - 70CRI - TBD[SKU] - Bracket. Y-cable | 3.19 | Bracket. Y-cable | LED | 1 | 329 | [8 empty] | CE | [6 empty] | 20 | 5000 | 752x250x75 |  | 220-240V |  | 5 | A++ | 100° | 3 | 70 |  | 5000 |  | 74000 | >=0.95 | 182000 |  |  | 136.1702 |  |  | 9 | D1 | 25 | max. 10% at 100.000 hrs |  | Available | 750/339 | Cx=0.3447;Cy=0.3553 | Class I | IK08 | IP20 | IP20 | 50 | 1790 | -25 | 1 | 329 | RAL9016 | 50-60Hz | Passive | LED | none | High Bay Rectangular | Tungsram Auriso | Indoor industrial |  | 27.9 | 44800 | No sensor |  | risk group 1 |  | Bracket kit. Tilted bracket kit. Busbar bracket kit. Cable hook pair
TBD | AUR-2S50-740-D1-FX-ST | image | datasheet | deeplink | TUNGSRAM - Tungsram Auriso - 44600lm - 329W - 4000K - 70CRI - TBD[SKU] - Bracket. Y-cable | 3.19 | Bracket. Y-cable | LED | 1 | 329 | [8 empty] | CE | [6 empty] | 20 | 4000 | 752x250x75 |  | 220-240V |  | 5 | A++ | 100° | 3 | 70 |  | 4000 |  | 74000 | >=0.95 | 182000 |  |  | 135.5623 |  |  | 9 | D1 | 25 | max. 10% at 100.000 hrs |  | Available | 740/339 | Cx=0.4338;Cy=0.4030 | Class I | IK08 | IP20 | IP20 | 50 | 1790 | -25 | 1 | 329 | RAL9016 | 50-60Hz | Passive | LED | none | High Bay Rectangular | Tungsram Auriso | Indoor industrial |  | 27.9 | 44600 | No sensor |  | risk group 1 |  | Bracket kit. Tilted bracket kit. Busbar bracket kit. Cable hook pair
TBD | AUR-2S50-730-D1-FX-ST | image | datasheet | deeplink | TUNGSRAM - Tungsram Auriso - 43400lm - 329W - 3000K - 70CRI - TBD[SKU] - Bracket. Y-cable | 3.19 | Bracket. Y-cable | LED | 1 | 329 | [8 empty] | CE | [6 empty] | 20 | 3000 | 752x250x75 |  | 220-240V |  | 5 | A++ | 100° | 3 | 70 |  | 3000 |  | 74000 | >=0.95 | 182000 |  |  | 131.9149 |  |  | 9 | D1 | 25 | max. 10% at 100.000 hrs |  | Available | 730/339 | Cx=0.4338;Cy=0.4030 | Class I | IK08 | IP20 | IP20 | 50 | 1790 | -25 | 1 | 329 | RAL9016 | 50-60Hz | Passive | LED | none | High Bay Rectangular | Tungsram Auriso | Indoor industrial |  | 27.8 | 43400 | No sensor |  | risk group 1 |  | Bracket kit. Tilted bracket kit. Busbar bracket kit. Cable hook pair
TBD | AUR-2S50-850-C1-FX-ST | image | datasheet | deeplink | TUNGSRAM - Tungsram Auriso - 48400lm - 329W - 5000K - 80CRI - TBD[SKU] - Bracket. Y-cable | 3.19 | Bracket. Y-cable | LED | 1 | 329 | [8 empty] | CE | [6 empty] | 20 | 5000 | 752x250x75 |  | 220-240V |  | 5 | A++ | 110° | 3 | 80 |  | 5000 |  | 74000 | >=0.95 | 182000 |  |  | 147.1125 |  |  | 9 | C1 | 25 | max. 10% at 100.000 hrs |  | Available | 850/339 | Cx=0.3447;Cy=0.3553 | Class I | IK08 | IP20 | IP20 | 50 | 1790 | -25 | 1 | 329 | RAL9016 | 50-60Hz | Passive | LED | none | High Bay Rectangular | Tungsram Auriso | Indoor industrial |  | 27.5 | 48400 | No sensor |  | risk group 1 |  | Bracket kit. Tilted bracket kit. Busbar bracket kit. Cable hook pair
TBD | AUR-2S50-840-C1-FX-ST | image | datasheet | deeplink | TUNGSRAM - Tungsram Auriso - 47100lm - 329W - 4000K - 80CRI - TBD[SKU] - Bracket. Y-cable | 3.19 | Bracket. Y-cable | LED | 1 | 329 | [8 empty] | CE | [6 empty] | 20 | 4000 | 752x250x75 |  | 220-240V |  | 5 | A++ | 110° | 3 | 80 |  | 4000 |  | 74000 | >=0.95 | 182000 |  |  | 143.1611 |  |  | 9 | C1 | 25 | max. 10% at 100.000 hrs |  | Available | 840/339 | Cx=0.3818;Cy=0.3797 | Class I | IK08 | IP20 | IP20 | 50 | 1790 | -25 | 1 | 329 | RAL9016 | 50-60Hz | Passive | LED | none | High Bay Rectangular | Tungsram Auriso | Indoor industrial |  | 27.5 | 47100 | No sensor |  | risk group 1 |  | Bracket kit. Tilted bracket kit. Busbar bracket kit. Cable hook pair
TBD | AUR-2S50-830-C1-FX-ST | image | datasheet | deeplink | TUNGSRAM - Tungsram Auriso - 44400lm - 329W - 3000K - 80CRI - TBD[SKU] - Bracket. Y-cable | 3.19 | Bracket. Y-cable | LED | 1 | 329 | [8 empty] | CE | [6 empty] | 20 | 3000 | 752x250x75 |  | 220-240V |  | 5 | A++ | 110° | 3 | 80 |  | 3000 |  | 74000 | >=0.95 | 182000 |  |  | 134.9544 |  |  | 9 | C1 | 25 | max. 10% at 100.000 hrs |  | Available | 830/339 | Cx=0.4338;Cy=0.4030 | Class I | IK08 | IP20 | IP20 | 50 | 1790 | -25 | 1 | 329 | RAL9016 | 50-60Hz | Passive | LED | none | High Bay Rectangular | Tungsram Auriso | Indoor industrial |  | 27.4 | 44400 | No sensor |  | risk group 1 |  | Bracket kit. Tilted bracket kit. Busbar bracket kit. Cable hook pair
TBD | AUR-2S50-750-C1-FX-ST | image | datasheet | deeplink | TUNGSRAM - Tungsram Auriso - 49700lm - 329W - 5000K - 70CRI - TBD[SKU] - Bracket. Y-cable | 3.19 | Bracket. Y-cable | LED | 1 | 329 | [8 empty] | CE | [6 empty] | 20 | 5000 | 752x250x75 |  | 220-240V |  | 5 | A++ | 110° | 3 | 70 |  | 5000 |  | 74000 | >=0.95 | 182000 |  |  | 151.0638 |  |  | 9 | C1 | 25 | max. 10% at 100.000 hrs |  | Available | 750/339 | Cx=0.3447;Cy=0.3553 | Class I | IK08 | IP20 | IP20 | 50 | 1790 | -25 | 1 | 329 | RAL9016 | 50-60Hz | Passive | LED | none | High Bay Rectangular | Tungsram Auriso | Indoor industrial |  | 27.8 | 49700 | No sensor |  | risk group 1 |  | Bracket kit. Tilted bracket kit. Busbar bracket kit. Cable hook pair
TBD | AUR-2S50-740-C1-FX-ST | image | datasheet | deeplink | TUNGSRAM - Tungsram Auriso - 49600lm - 329W - 4000K - 70CRI - TBD[SKU] - Bracket. Y-cable | 3.19 | Bracket. Y-cable | LED | 1 | 329 | [8 empty] | CE | [6 empty] | 20 | 4000 | 752x250x75 |  | 220-240V |  | 5 | A++ | 110° | 3 | 70 |  | 4000 |  | 74000 | >=0.95 | 182000 |  |  | 150.7599 |  |  | 9 | C1 | 25 | max. 10% at 100.000 hrs |  | Available | 740/339 | Cx=0.4338;Cy=0.4030 | Class I | IK08 | IP20 | IP20 | 50 | 1790 | -25 | 1 | 329 | RAL9016 | 50-60Hz | Passive | LED | none | High Bay Rectangular | Tungsram Auriso | Indoor industrial |  | 27.8 | 49600 | No sensor |  | risk group 1 |  | Bracket kit. Tilted bracket kit. Busbar bracket kit. Cable hook pair
TBD | AUR-2S50-730-C1-FX-ST | image | datasheet | deeplink | TUNGSRAM - Tungsram Auriso - 48200lm - 329W - 3000K - 70CRI - TBD[SKU] - Bracket. Y-cable | 3.19 | Bracket. Y-cable | LED | 1 | 329 | [8 empty] | CE | [6 empty] | 20 | 3000 | 752x250x75 |  | 220-240V |  | 5 | A++ | 110° | 3 | 70 |  | 3000 |  | 74000 | >=0.95 | 182000 |  |  | 146.5046 |  |  | 9 | C1 | 25 | max. 10% at 100.000 hrs |  | Available | 730/339 | Cx=0.4338;Cy=0.4030 | Class I | IK08 | IP20 | IP20 | 50 | 1790 | -25 | 1 | 329 | RAL9016 | 50-60Hz | Passive | LED | none | High Bay Rectangular | Tungsram Auriso | Indoor industrial |  | 27.6 | 48200 | No sensor |  | risk group 1 |  | Bracket kit. Tilted bracket kit. Busbar bracket kit. Cable hook pair
TBD | AUR-2S45-850-U8-FX-ST | image | datasheet | deeplink | TUNGSRAM - Tungsram Auriso - 39300lm - 329W - 5000K - 80CRI - TBD[SKU] - Bracket. Y-cable | 3.19 | Bracket. Y-cable | LED | 1 | 329 | [8 empty] | CE | [6 empty] | 20 | 5000 | 752x250x75 |  | 220-240V |  | 5 | A++ | 80° | 3 | 80 |  | 5000 |  | 48000 | >=0.95 | 109000 |  |  | 119.4529 |  |  | 9 | U8 | 25 | max. 10% at 100.000 hrs |  | Available | 850/339 | Cx=0.3447;Cy=0.3553 | Class I | IK08 | IP20 | IP20 | 50 | 1790 | -25 | 1 | 329 | RAL9016 | 50-60Hz | Passive | LED | none | High Bay Rectangular | Tungsram Auriso | Indoor industrial |  | 24.6 | 39300 | No sensor |  | risk group 1 |  | Bracket kit. Tilted bracket kit. Busbar bracket kit. Cable hook pair
TBD | AUR-2S45-840-U8-FX-ST | image | datasheet | deeplink | TUNGSRAM - Tungsram Auriso - 38200lm - 329W - 4000K - 80CRI - TBD[SKU] - Bracket. Y-cable | 3.19 | Bracket. Y-cable | LED | 1 | 329 | [8 empty] | CE | [6 empty] | 20 | 4000 | 752x250x75 |  | 220-240V |  | 5 | A++ | 80° | 3 | 80 |  | 4000 |  | 48000 | >=0.95 | 109000 |  |  | 116.1094 |  |  | 9 | U8 | 25 | max. 10% at 100.000 hrs |  | Available | 840/339 | Cx=0.3818;Cy=0.3797 | Class I | IK08 | IP20 | IP20 | 50 | 1790 | -25 | 1 | 329 | RAL9016 | 50-60Hz | Passive | LED | none | High Bay Rectangular | Tungsram Auriso | Indoor industrial |  | 24.6 | 38200 | No sensor |  | risk group 1 |  | Bracket kit. Tilted bracket kit. Busbar bracket kit. Cable hook pair
TBD | AUR-2S45-830-U8-FX-ST | image | datasheet | deeplink | TUNGSRAM - Tungsram Auriso - 36000lm - 329W - 3000K - 80CRI - TBD[SKU] - Bracket. Y-cable | 3.19 | Bracket. Y-cable | LED | 1 | 329 | [8 empty] | CE | [6 empty] | 20 | 3000 | 752x250x75 |  | 220-240V |  | 5 | A++ | 80° | 3 | 80 |  | 3000 |  | 48000 | >=0.95 | 109000 |  |  | 109.4225 |  |  | 9 | U8 | 25 | max. 10% at 100.000 hrs |  | Available | 830/339 | Cx=0.4338;Cy=0.4030 | Class I | IK08 | IP20 | IP20 | 50 | 1790 | -25 | 1 | 329 | RAL9016 | 50-60Hz | Passive | LED | none | High Bay Rectangular | Tungsram Auriso | Indoor industrial |  | 24.4 | 36000 | No sensor |  | risk group 1 |  | Bracket kit. Tilted bracket kit. Busbar bracket kit. Cable hook pair
TBD | AUR-2S45-750-U8-FX-ST | image | datasheet | deeplink | TUNGSRAM - Tungsram Auriso - 40400lm - 329W - 5000K - 70CRI - TBD[SKU] - Bracket. Y-cable | 3.19 | Bracket. Y-cable | LED | 1 | 329 | [8 empty] | CE | [6 empty] | 20 | 5000 | 752x250x75 |  | 220-240V |  | 5 | A++ | 80° | 3 | 70 |  | 5000 |  | 48000 | >=0.95 | 109000 |  |  | 122.7964 |  |  | 9 | U8 | 25 | max. 10% at 100.000 hrs |  | Available | 750/339 | Cx=0.3447;Cy=0.3553 | Class I | IK08 | IP20 | IP20 | 50 | 1790 | -25 | 1 | 329 | RAL9016 | 50-60Hz | Passive | LED | none | High Bay Rectangular | Tungsram Auriso | Indoor industrial |  | 24.8 | 40400 | No sensor |  | risk group 1 |  | Bracket kit. Tilted bracket kit. Busbar bracket kit. Cable hook pair
TBD | AUR-2S45-740-U8-FX-ST | image | datasheet | deeplink | TUNGSRAM - Tungsram Auriso - 40300lm - 329W - 4000K - 70CRI - TBD[SKU] - Bracket. Y-cable | 3.19 | Bracket. Y-cable | LED | 1 | 329 | [8 empty] | CE | [6 empty] | 20 | 4000 | 752x250x75 |  | 220-240V |  | 5 | A++ | 80° | 3 | 70 |  | 4000 |  | 48000 | >=0.95 | 109000 |  |  | 122.4924 |  |  | 9 | U8 | 25 | max. 10% at 100.000 hrs |  | Available | 740/339 | Cx=0.4338;Cy=0.4030 | Class I | IK08 | IP20 | IP20 | 50 | 1790 | -25 | 1 | 329 | RAL9016 | 50-60Hz | Passive | LED | none | High Bay Rectangular | Tungsram Auriso | Indoor industrial |  | 24.8 | 40300 | No sensor |  | risk group 1 |  | Bracket kit. Tilted bracket kit. Busbar bracket kit. Cable hook pair
TBD | AUR-2S45-730-U8-FX-ST | image | datasheet | deeplink | TUNGSRAM - Tungsram Auriso - 39100lm - 329W - 3000K - 70CRI - TBD[SKU] - Bracket. Y-cable | 3.19 | Bracket. Y-cable | LED | 1 | 329 | [8 empty] | CE | [6 empty] | 20 | 3000 | 752x250x75 |  | 220-240V |  | 5 | A++ | 80° | 3 | 70 |  | 3000 |  | 48000 | >=0.95 | 109000 |  |  | 118.845 |  |  | 9 | U8 | 25 | max. 10% at 100.000 hrs |  | Available | 730/339 | Cx=0.4338;Cy=0.4030 | Class I | IK08 | IP20 | IP20 | 50 | 1790 | -25 | 1 | 329 | RAL9016 | 50-60Hz | Passive | LED | none | High Bay Rectangular | Tungsram Auriso | Indoor industrial |  | 24.7 | 39100 | No sensor |  | risk group 1 |  | Bracket kit. Tilted bracket kit. Busbar bracket kit. Cable hook pair
TBD | AUR-2S45-850-U6-FX-ST | image | datasheet | deeplink | TUNGSRAM - Tungsram Auriso - 35900lm - 329W - 5000K - 80CRI - TBD[SKU] - Bracket. Y-cable | 3.19 | Bracket. Y-cable | LED | 1 | 329 | [8 empty] | CE | [6 empty] | 20 | 5000 | 752x250x75 |  | 220-240V |  | 5 | A++ | 65° | 3 | 80 |  | 5000 |  | 48000 | >=0.95 | 109000 |  |  | 109.1185 |  |  | 9 | U6 | 25 | max. 10% at 100.000 hrs |  | Available | 850/339 | Cx=0.3447;Cy=0.3553 | Class I | IK08 | IP50 | IP20 | 50 | 1790 | -25 | 1 | 329 | RAL9016 | 50-60Hz | Passive | LED | none | High Bay Rectangular | Tungsram Auriso | Indoor industrial |  | 23.2 | 35900 | No sensor |  | risk group 1 |  | Bracket kit. Tilted bracket kit. Busbar bracket kit. Cable hook pair
TBD | AUR-2S45-840-U6-FX-ST | image | datasheet | deeplink | TUNGSRAM - Tungsram Auriso - 34900lm - 329W - 4000K - 80CRI - TBD[SKU] - Bracket. Y-cable | 3.19 | Bracket. Y-cable | LED | 1 | 329 | [8 empty] | CE | [6 empty] | 20 | 4000 | 752x250x75 |  | 220-240V |  | 5 | A++ | 65° | 3 | 80 |  | 4000 |  | 48000 | >=0.95 | 109000 |  |  | 106.079 |  |  | 9 | U6 | 25 | max. 10% at 100.000 hrs |  | Available | 840/339 | Cx=0.3818;Cy=0.3797 | Class I | IK08 | IP50 | IP20 | 50 | 1790 | -25 | 1 | 329 | RAL9016 | 50-60Hz | Passive | LED | none | High Bay Rectangular | Tungsram Auriso | Indoor industrial |  | 23.2 | 34900 | No sensor |  | risk group 1 |  | Bracket kit. Tilted bracket kit. Busbar bracket kit. Cable hook pair
TBD | AUR-2S45-830-U6-FX-ST | image | datasheet | deeplink | TUNGSRAM - Tungsram Auriso - 32900lm - 329W - 3000K - 80CRI - TBD[SKU] - Bracket. Y-cable | 3.19 | Bracket. Y-cable | LED | 1 | 329 | [8 empty] | CE | [6 empty] | 20 | 3000 | 752x250x75 |  | 220-240V |  | 5 | A++ | 65° | 3 | 80 |  | 3000 |  | 48000 | >=0.95 | 109000 |  |  | 100 |  |  | 9 | U6 | 25 | max. 10% at 100.000 hrs |  | Available | 830/339 | Cx=0.4338;Cy=0.4030 | Class I | IK08 | IP50 | IP20 | 50 | 1790 | -25 | 1 | 329 | RAL9016 | 50-60Hz | Passive | LED | none | High Bay Rectangular | Tungsram Auriso | Indoor industrial |  | 23.1 | 32900 | No sensor |  | risk group 1 |  | Bracket kit. Tilted bracket kit. Busbar bracket kit. Cable hook pair
TBD | AUR-2S45-750-U6-FX-ST | image | datasheet | deeplink | TUNGSRAM - Tungsram Auriso - 36900lm - 329W - 5000K - 70CRI - TBD[SKU] - Bracket. Y-cable | 3.19 | Bracket. Y-cable | LED | 1 | 329 | [8 empty] | CE | [6 empty] | 20 | 5000 | 752x250x75 |  | 220-240V |  | 5 | A++ | 65° | 3 | 70 |  | 5000 |  | 48000 | >=0.95 | 109000 |  |  | 112.1581 |  |  | 9 | U6 | 25 | max. 10% at 100.000 hrs |  | Available | 750/339 | Cx=0.3447;Cy=0.3553 | Class I | IK08 | IP50 | IP20 | 50 | 1790 | -25 | 1 | 329 | RAL9016 | 50-60Hz | Passive | LED | none | High Bay Rectangular | Tungsram Auriso | Indoor industrial |  | 23.5 | 36900 | No sensor |  | risk group 1 |  | Bracket kit. Tilted bracket kit. Busbar bracket kit. Cable hook pair
TBD | AUR-2S45-740-U6-FX-ST | image | datasheet | deeplink | TUNGSRAM - Tungsram Auriso - 36800lm - 329W - 4000K - 70CRI - TBD[SKU] - Bracket. Y-cable | 3.19 | Bracket. Y-cable | LED | 1 | 329 | [8 empty] | CE | [6 empty] | 20 | 4000 | 752x250x75 |  | 220-240V |  | 5 | A++ | 65° | 3 | 70 |  | 4000 |  | 48000 | >=0.95 | 109000 |  |  | 111.8541 |  |  | 9 | U6 | 25 | max. 10% at 100.000 hrs |  | Available | 740/339 | Cx=0.4338;Cy=0.4030 | Class I | IK08 | IP50 | IP20 | 50 | 1790 | -25 | 1 | 329 | RAL9016 | 50-60Hz | Passive | LED | none | High Bay Rectangular | Tungsram Auriso | Indoor industrial |  | 23.5 | 36800 | No sensor |  | risk group 1 |  | Bracket kit. Tilted bracket kit. Busbar bracket kit. Cable hook pair
TBD | AUR-2S45-730-U6-FX-ST | image | datasheet | deeplink | TUNGSRAM - Tungsram Auriso - 35800lm - 329W - 3000K - 70CRI - TBD[SKU] - Bracket. Y-cable | 3.19 | Bracket. Y-cable | LED | 1 | 329 | [8 empty] | CE | [6 empty] | 20 | 3000 | 752x250x75 |  | 220-240V |  | 5 | A++ | 65° | 3 | 70 |  | 3000 |  | 48000 | >=0.95 | 109000 |  |  | 108.8146 |  |  | 9 | U6 | 25 | max. 10% at 100.000 hrs |  | Available | 730/339 | Cx=0.4338;Cy=0.4030 | Class I | IK08 | IP50 | IP20 | 50 | 1790 | -25 | 1 | 329 | RAL9016 | 50-60Hz | Passive | LED | none | High Bay Rectangular | Tungsram Auriso | Indoor industrial |  | 23.3 | 35800 | No sensor |  | risk group 1 |  | Bracket kit. Tilted bracket kit. Busbar bracket kit. Cable hook pair
TBD | AUR-2S45-850-U4-FX-ST | image | datasheet | deeplink | TUNGSRAM - Tungsram Auriso - 37400lm - 329W - 5000K - 80CRI - TBD[SKU] - Bracket. Y-cable | 3.19 | Bracket. Y-cable | LED | 1 | 329 | [8 empty] | CE | [6 empty] | 20 | 5000 | 752x250x75 |  | 220-240V |  | 5 | A++ | 45° | 3 | 80 |  | 5000 |  | 48000 | >=0.95 | 109000 |  |  | 113.6778 |  |  | 9 | U4 | 25 | max. 10% at 100.000 hrs |  | Available | 850/339 | Cx=0.3447;Cy=0.3553 | Class I | IK08 | IP50 | IP20 | 50 | 1790 | -25 | 1 | 329 | RAL9016 | 50-60Hz | Passive | LED | none | High Bay Rectangular | Tungsram Auriso | Indoor industrial |  | 22.5 | 37400 | No sensor |  | risk group 1 |  | Bracket kit. Tilted bracket kit. Busbar bracket kit. Cable hook pair
TBD | AUR-2S45-840-U4-FX-ST | image | datasheet | deeplink | TUNGSRAM - Tungsram Auriso - 36400lm - 329W - 4000K - 80CRI - TBD[SKU] - Bracket. Y-cable | 3.19 | Bracket. Y-cable | LED | 1 | 329 | [8 empty] | CE | [6 empty] | 20 | 4000 | 752x250x75 |  | 220-240V |  | 5 | A++ | 45° | 3 | 80 |  | 4000 |  | 48000 | >=0.95 | 109000 |  |  | 110.6383 |  |  | 9 | U4 | 25 | max. 10% at 100.000 hrs |  | Available | 840/339 | Cx=0.3818;Cy=0.3797 | Class I | IK08 | IP50 | IP20 | 50 | 1790 | -25 | 1 | 329 | RAL9016 | 50-60Hz | Passive | LED | none | High Bay Rectangular | Tungsram Auriso | Indoor industrial |  | 22.5 | 36400 | No sensor |  | risk group 1 |  | Bracket kit. Tilted bracket kit. Busbar bracket kit. Cable hook pair
TBD | AUR-2S45-830-U4-FX-ST | image | datasheet | deeplink | TUNGSRAM - Tungsram Auriso - 34300lm - 329W - 3000K - 80CRI - TBD[SKU] - Bracket. Y-cable | 3.19 | Bracket. Y-cable | LED | 1 | 329 | [8 empty] | CE | [6 empty] | 20 | 3000 | 752x250x75 |  | 220-240V |  | 5 | A++ | 45° | 3 | 80 |  | 3000 |  | 48000 | >=0.95 | 109000 |  |  | 104.2553 |  |  | 9 | U4 | 25 | max. 10% at 100.000 hrs |  | Available | 830/339 | Cx=0.4338;Cy=0.4030 | Class I | IK08 | IP50 | IP20 | 50 | 1790 | -25 | 1 | 329 | RAL9016 | 50-60Hz | Passive | LED | none | High Bay Rectangular | Tungsram Auriso | Indoor industrial |  | 22.4 | 34300 | No sensor |  | risk group 1 |  | Bracket kit. Tilted bracket kit. Busbar bracket kit. Cable hook pair
TBD | AUR-2S45-750-U4-FX-ST | image | datasheet | deeplink | TUNGSRAM - Tungsram Auriso - 38400lm - 329W - 5000K - 70CRI - TBD[SKU] - Bracket. Y-cable | 3.19 | Bracket. Y-cable | LED | 1 | 329 | [8 empty] | CE | [6 empty] | 20 | 5000 | 752x250x75 |  | 220-240V |  | 5 | A++ | 45° | 3 | 70 |  | 5000 |  | 48000 | >=0.95 | 109000 |  |  | 116.7173 |  |  | 9 | U4 | 25 | max. 10% at 100.000 hrs |  | Available | 750/339 | Cx=0.3447;Cy=0.3553 | Class I | IK08 | IP50 | IP20 | 50 | 1790 | -25 | 1 | 329 | RAL9016 | 50-60Hz | Passive | LED | none | High Bay Rectangular | Tungsram Auriso | Indoor industrial |  | 22.8 | 38400 | No sensor |  | risk group 1 |  | Bracket kit. Tilted bracket kit. Busbar bracket kit. Cable hook pair
TBD | AUR-2S45-740-U4-FX-ST | image | datasheet | deeplink | TUNGSRAM - Tungsram Auriso - 38300lm - 329W - 4000K - 70CRI - TBD[SKU] - Bracket. Y-cable | 3.19 | Bracket. Y-cable | LED | 1 | 329 | [8 empty] | CE | [6 empty] | 20 | 4000 | 752x250x75 |  | 220-240V |  | 5 | A++ | 45° | 3 | 70 |  | 4000 |  | 48000 | >=0.95 | 109000 |  |  | 116.4134 |  |  | 9 | U4 | 25 | max. 10% at 100.000 hrs |  | Available | 740/339 | Cx=0.4338;Cy=0.4030 | Class I | IK08 | IP50 | IP20 | 50 | 1790 | -25 | 1 | 329 | RAL9016 | 50-60Hz | Passive | LED | none | High Bay Rectangular | Tungsram Auriso | Indoor industrial |  | 22.8 | 38300 | No sensor |  | risk group 1 |  | Bracket kit. Tilted bracket kit. Busbar bracket kit. Cable hook pair
TBD | AUR-2S45-730-U4-FX-ST | image | datasheet | deeplink | TUNGSRAM - Tungsram Auriso - 37300lm - 329W - 3000K - 70CRI - TBD[SKU] - Bracket. Y-cable | 3.19 | Bracket. Y-cable | LED | 1 | 329 | [8 empty] | CE | [6 empty] | 20 | 3000 | 752x250x75 |  | 220-240V |  | 5 | A++ | 45° | 3 | 70 |  | 3000 |  | 48000 | >=0.95 | 109000 |  |  | 113.3739 |  |  | 9 | U4 | 25 | max. 10% at 100.000 hrs |  | Available | 730/339 | Cx=0.4338;Cy=0.4030 | Class I | IK08 | IP50 | IP20 | 50 | 1790 | -25 | 1 | 329 | RAL9016 | 50-60Hz | Passive | LED | none | High Bay Rectangular | Tungsram Auriso | Indoor industrial |  | 22.6 | 37300 | No sensor |  | risk group 1 |  | Bracket kit. Tilted bracket kit. Busbar bracket kit. Cable hook pair
TBD | AUR-2S45-850-L9-FX-ST | image | datasheet | deeplink | TUNGSRAM - Tungsram Auriso - 45400lm - 329W - 5000K - 80CRI - TBD[SKU] - Bracket. Y-cable | 3.19 | Bracket. Y-cable | LED | 1 | 329 | [8 empty] | CE | [6 empty] | 20 | 5000 | 752x250x75 |  | 220-240V |  | 5 | A++ | 90° | 3 | 80 |  | 5000 |  | 48000 | >=0.95 | 109000 |  |  | 137.9939 |  |  | 9 | L9 | 25 | max. 10% at 100.000 hrs |  | Available | 850/339 | Cx=0.3447;Cy=0.3553 | Class I | IK08 | IP50 | IP20 | 50 | 1790 | -25 | 1 | 329 | RAL9016 | 50-60Hz | Passive | LED | none | High Bay Rectangular | Tungsram Auriso | Indoor industrial |  | 25 | 45400 | No sensor |  | risk group 1 |  | Bracket kit. Tilted bracket kit. Busbar bracket kit. Cable hook pair
TBD | AUR-2S45-840-L9-FX-ST | image | datasheet | deeplink | TUNGSRAM - Tungsram Auriso - 44200lm - 329W - 4000K - 80CRI - TBD[SKU] - Bracket. Y-cable | 3.19 | Bracket. Y-cable | LED | 1 | 329 | [8 empty] | CE | [6 empty] | 20 | 4000 | 752x250x75 |  | 220-240V |  | 5 | A++ | 90° | 3 | 80 |  | 4000 |  | 48000 | >=0.95 | 109000 |  |  | 134.3465 |  |  | 9 | L9 | 25 | max. 10% at 100.000 hrs |  | Available | 840/339 | Cx=0.3818;Cy=0.3797 | Class I | IK08 | IP50 | IP20 | 50 | 1790 | -25 | 1 | 329 | RAL9016 | 50-60Hz | Passive | LED | none | High Bay Rectangular | Tungsram Auriso | Indoor industrial |  | 25 | 44200 | No sensor |  | risk group 1 |  | Bracket kit. Tilted bracket kit. Busbar bracket kit. Cable hook pair
TBD | AUR-2S45-830-L9-FX-ST | image | datasheet | deeplink | TUNGSRAM - Tungsram Auriso - 41600lm - 329W - 3000K - 80CRI - TBD[SKU] - Bracket. Y-cable | 3.19 | Bracket. Y-cable | LED | 1 | 329 | [8 empty] | CE | [6 empty] | 20 | 3000 | 752x250x75 |  | 220-240V |  | 5 | A++ | 90° | 3 | 80 |  | 3000 |  | 48000 | >=0.95 | 109000 |  |  | 126.4438 |  |  | 9 | L9 | 25 | max. 10% at 100.000 hrs |  | Available | 830/339 | Cx=0.4338;Cy=0.4030 | Class I | IK08 | IP50 | IP20 | 50 | 1790 | -25 | 1 | 329 | RAL9016 | 50-60Hz | Passive | LED | none | High Bay Rectangular | Tungsram Auriso | Indoor industrial |  | 24.8 | 41600 | No sensor |  | risk group 1 |  | Bracket kit. Tilted bracket kit. Busbar bracket kit. Cable hook pair
TBD | AUR-2S45-750-L9-FX-ST | image | datasheet | deeplink | TUNGSRAM - Tungsram Auriso - 46600lm - 329W - 5000K - 70CRI - TBD[SKU] - Bracket. Y-cable | 3.19 | Bracket. Y-cable | LED | 1 | 329 | [8 empty] | CE | [6 empty] | 20 | 5000 | 752x250x75 |  | 220-240V |  | 5 | A++ | 90° | 3 | 70 |  | 5000 |  | 48000 | >=0.95 | 109000 |  |  | 141.6413 |  |  | 9 | L9 | 25 | max. 10% at 100.000 hrs |  | Available | 750/339 | Cx=0.3447;Cy=0.3553 | Class I | IK08 | IP50 | IP20 | 50 | 1790 | -25 | 1 | 329 | RAL9016 | 50-60Hz | Passive | LED | none | High Bay Rectangular | Tungsram Auriso | Indoor industrial |  | 25.2 | 46600 | No sensor |  | risk group 1 |  | Bracket kit. Tilted bracket kit. Busbar bracket kit. Cable hook pair
TBD | AUR-2S45-740-L9-FX-ST | image | datasheet | deeplink | TUNGSRAM - Tungsram Auriso - 46500lm - 329W - 4000K - 70CRI - TBD[SKU] - Bracket. Y-cable | 3.19 | Bracket. Y-cable | LED | 1 | 329 | [8 empty] | CE | [6 empty] | 20 | 4000 | 752x250x75 |  | 220-240V |  | 5 | A++ | 90° | 3 | 70 |  | 4000 |  | 48000 | >=0.95 | 109000 |  |  | 141.3374 |  |  | 9 | L9 | 25 | max. 10% at 100.000 hrs |  | Available | 740/339 | Cx=0.4338;Cy=0.4030 | Class I | IK08 | IP50 | IP20 | 50 | 1790 | -25 | 1 | 329 | RAL9016 | 50-60Hz | Passive | LED | none | High Bay Rectangular | Tungsram Auriso | Indoor industrial |  | 25.2 | 46500 | No sensor |  | risk group 1 |  | Bracket kit. Tilted bracket kit. Busbar bracket kit. Cable hook pair
TBD | AUR-2S45-730-L9-FX-ST | image | datasheet | deeplink | TUNGSRAM - Tungsram Auriso - 45200lm - 329W - 3000K - 70CRI - TBD[SKU] - Bracket. Y-cable | 3.19 | Bracket. Y-cable | LED | 1 | 329 | [8 empty] | CE | [6 empty] | 20 | 3000 | 752x250x75 |  | 220-240V |  | 5 | A++ | 90° | 3 | 70 |  | 3000 |  | 48000 | >=0.95 | 109000 |  |  | 137.386 |  |  | 9 | L9 | 25 | max. 10% at 100.000 hrs |  | Available | 730/339 | Cx=0.4338;Cy=0.4030 | Class I | IK08 | IP50 | IP20 | 50 | 1790 | -25 | 1 | 329 | RAL9016 | 50-60Hz | Passive | LED | none | High Bay Rectangular | Tungsram Auriso | Indoor industrial |  | 25.1 | 45200 | No sensor |  | risk group 1 |  | Bracket kit. Tilted bracket kit. Busbar bracket kit. Cable hook pair
TBD | AUR-2S45-850-L6-FX-ST | image | datasheet | deeplink | TUNGSRAM - Tungsram Auriso - 43600lm - 329W - 5000K - 80CRI - TBD[SKU] - Bracket. Y-cable | 3.19 | Bracket. Y-cable | LED | 1 | 329 | [8 empty] | CE | [6 empty] | 20 | 5000 | 752x250x75 |  | 220-240V |  | 5 | A++ | 70° | 3 | 80 |  | 5000 |  | 48000 | >=0.95 | 109000 |  |  | 132.5228 |  |  | 9 | L6 | 25 | max. 10% at 100.000 hrs |  | Available | 850/339 | Cx=0.3447;Cy=0.3553 | Class I | IK08 | IP50 | IP20 | 50 | 1790 | -25 | 1 | 329 | RAL9016 | 50-60Hz | Passive | LED | none | High Bay Rectangular | Tungsram Auriso | Indoor industrial |  | 23.4 | 43600 | No sensor |  | risk group 1 |  | Bracket kit. Tilted bracket kit. Busbar bracket kit. Cable hook pair
TBD | AUR-2S45-840-L6-FX-ST | image | datasheet | deeplink | TUNGSRAM - Tungsram Auriso - 42500lm - 329W - 4000K - 80CRI - TBD[SKU] - Bracket. Y-cable | 3.19 | Bracket. Y-cable | LED | 1 | 329 | [8 empty] | CE | [6 empty] | 20 | 4000 | 752x250x75 |  | 220-240V |  | 5 | A++ | 70° | 3 | 80 |  | 4000 |  | 48000 | >=0.95 | 109000 |  |  | 129.1793 |  |  | 9 | L6 | 25 | max. 10% at 100.000 hrs |  | Available | 840/339 | Cx=0.3818;Cy=0.3797 | Class I | IK08 | IP50 | IP20 | 50 | 1790 | -25 | 1 | 329 | RAL9016 | 50-60Hz | Passive | LED | none | High Bay Rectangular | Tungsram Auriso | Indoor industrial |  | 23.4 | 42500 | No sensor |  | risk group 1 |  | Bracket kit. Tilted bracket kit. Busbar bracket kit. Cable hook pair
TBD | AUR-2S45-830-L6-FX-ST | image | datasheet | deeplink | TUNGSRAM - Tungsram Auriso - 40000lm - 329W - 3000K - 80CRI - TBD[SKU] - Bracket. Y-cable | 3.19 | Bracket. Y-cable | LED | 1 | 329 | [8 empty] | CE | [6 empty] | 20 | 3000 | 752x250x75 |  | 220-240V |  | 5 | A++ | 70° | 3 | 80 |  | 3000 |  | 48000 | >=0.95 | 109000 |  |  | 121.5805 |  |  | 9 | L6 | 25 | max. 10% at 100.000 hrs |  | Available | 830/339 | Cx=0.4338;Cy=0.4030 | Class I | IK08 | IP50 | IP20 | 50 | 1790 | -25 | 1 | 329 | RAL9016 | 50-60Hz | Passive | LED | none | High Bay Rectangular | Tungsram Auriso | Indoor industrial |  | 23.3 | 40000 | No sensor |  | risk group 1 |  | Bracket kit. Tilted bracket kit. Busbar bracket kit. Cable hook pair
TBD | AUR-2S45-750-L6-FX-ST | image | datasheet | deeplink | TUNGSRAM - Tungsram Auriso - 44800lm - 329W - 5000K - 70CRI - TBD[SKU] - Bracket. Y-cable | 3.19 | Bracket. Y-cable | LED | 1 | 329 | [8 empty] | CE | [6 empty] | 20 | 5000 | 752x250x75 |  | 220-240V |  | 5 | A++ | 70° | 3 | 70 |  | 5000 |  | 48000 | >=0.95 | 109000 |  |  | 136.1702 |  |  | 9 | L6 | 25 | max. 10% at 100.000 hrs |  | Available | 750/339 | Cx=0.3447;Cy=0.3553 | Class I | IK08 | IP50 | IP20 | 50 | 1790 | -25 | 1 | 329 | RAL9016 | 50-60Hz | Passive | LED | none | High Bay Rectangular | Tungsram Auriso | Indoor industrial |  | 23.7 | 44800 | No sensor |  | risk group 1 |  | Bracket kit. Tilted bracket kit. Busbar bracket kit. Cable hook pair
TBD | AUR-2S45-740-L6-FX-ST | image | datasheet | deeplink | TUNGSRAM - Tungsram Auriso - 44700lm - 329W - 4000K - 70CRI - TBD[SKU] - Bracket. Y-cable | 3.19 | Bracket. Y-cable | LED | 1 | 329 | [8 empty] | CE | [6 empty] | 20 | 4000 | 752x250x75 |  | 220-240V |  | 5 | A++ | 70° | 3 | 70 |  | 4000 |  | 48000 | >=0.95 | 109000 |  |  | 135.8663 |  |  | 9 | L6 | 25 | max. 10% at 100.000 hrs |  | Available | 740/339 | Cx=0.4338;Cy=0.4030 | Class I | IK08 | IP50 | IP20 | 50 | 1790 | -25 | 1 | 329 | RAL9016 | 50-60Hz | Passive | LED | none | High Bay Rectangular | Tungsram Auriso | Indoor industrial |  | 23.7 | 44700 | No sensor |  | risk group 1 |  | Bracket kit. Tilted bracket kit. Busbar bracket kit. Cable hook pair
TBD | AUR-2S45-730-L6-FX-ST | image | datasheet | deeplink | TUNGSRAM - Tungsram Auriso - 43500lm - 329W - 3000K - 70CRI - TBD[SKU] - Bracket. Y-cable | 3.19 | Bracket. Y-cable | LED | 1 | 329 | [8 empty] | CE | [6 empty] | 20 | 3000 | 752x250x75 |  | 220-240V |  | 5 | A++ | 70° | 3 | 70 |  | 3000 |  | 48000 | >=0.95 | 109000 |  |  | 132.2188 |  |  | 9 | L6 | 25 | max. 10% at 100.000 hrs |  | Available | 730/339 | Cx=0.4338;Cy=0.4030 | Class I | IK08 | IP50 | IP20 | 50 | 1790 | -25 | 1 | 329 | RAL9016 | 50-60Hz | Passive | LED | none | High Bay Rectangular | Tungsram Auriso | Indoor industrial |  | 23.6 | 43500 | No sensor |  | risk group 1 |  | Bracket kit. Tilted bracket kit. Busbar bracket kit. Cable hook pair
TBD | AUR-2S45-850-L3-FX-ST | image | datasheet | deeplink | TUNGSRAM - Tungsram Auriso - 46300lm - 329W - 5000K - 80CRI - TBD[SKU] - Bracket. Y-cable | 3.19 | Bracket. Y-cable | LED | 1 | 329 | [8 empty] | CE | [6 empty] | 20 | 5000 | 752x250x75 |  | 220-240V |  | 5 | A++ | 35° | 3 | 80 |  | 5000 |  | 48000 | >=0.95 | 109000 |  |  | 140.7295 |  |  | 9 | L3 | 25 | max. 10% at 100.000 hrs |  | Available | 850/339 | Cx=0.3447;Cy=0.3553 | Class I | IK08 | IP50 | IP20 | 50 | 1790 | -25 | 1 | 329 | RAL9016 | 50-60Hz | Passive | LED | none | High Bay Rectangular | Tungsram Auriso | Indoor industrial |  | 19 | 46300 | No sensor |  | risk group 1 |  | Bracket kit. Tilted bracket kit. Busbar bracket kit. Cable hook pair
TBD | AUR-2S45-840-L3-FX-ST | image | datasheet | deeplink | TUNGSRAM - Tungsram Auriso - 45100lm - 329W - 4000K - 80CRI - TBD[SKU] - Bracket. Y-cable | 3.19 | Bracket. Y-cable | LED | 1 | 329 | [8 empty] | CE | [6 empty] | 20 | 4000 | 752x250x75 |  | 220-240V |  | 5 | A++ | 35° | 3 | 80 |  | 4000 |  | 48000 | >=0.95 | 109000 |  |  | 137.0821 |  |  | 9 | L3 | 25 | max. 10% at 100.000 hrs |  | Available | 840/339 | Cx=0.3818;Cy=0.3797 | Class I | IK08 | IP50 | IP20 | 50 | 1790 | -25 | 1 | 329 | RAL9016 | 50-60Hz | Passive | LED | none | High Bay Rectangular | Tungsram Auriso | Indoor industrial |  | 19 | 45100 | No sensor |  | risk group 1 |  | Bracket kit. Tilted bracket kit. Busbar bracket kit. Cable hook pair
TBD | AUR-2S45-830-L3-FX-ST | image | datasheet | deeplink | TUNGSRAM - Tungsram Auriso - 42500lm - 329W - 3000K - 80CRI - TBD[SKU] - Bracket. Y-cable | 3.19 | Bracket. Y-cable | LED | 1 | 329 | [8 empty] | CE | [6 empty] | 20 | 3000 | 752x250x75 |  | 220-240V |  | 5 | A++ | 35° | 3 | 80 |  | 3000 |  | 48000 | >=0.95 | 109000 |  |  | 129.1793 |  |  | 9 | L3 | 25 | max. 10% at 100.000 hrs |  | Available | 830/339 | Cx=0.4338;Cy=0.4030 | Class I | IK08 | IP50 | IP20 | 50 | 1790 | -25 | 1 | 329 | RAL9016 | 50-60Hz | Passive | LED | none | High Bay Rectangular | Tungsram Auriso | Indoor industrial |  | 18.9 | 42500 | No sensor |  | risk group 1 |  | Bracket kit. Tilted bracket kit. Busbar bracket kit. Cable hook pair
TBD | AUR-2S45-750-L3-FX-ST | image | datasheet | deeplink | TUNGSRAM - Tungsram Auriso - 47600lm - 329W - 5000K - 70CRI - TBD[SKU] - Bracket. Y-cable | 3.19 | Bracket. Y-cable | LED | 1 | 329 | [8 empty] | CE | [6 empty] | 20 | 5000 | 752x250x75 |  | 220-240V |  | 5 | A++ | 35° | 3 | 70 |  | 5000 |  | 48000 | >=0.95 | 109000 |  |  | 144.6809 |  |  | 9 | L3 | 25 | max. 10% at 100.000 hrs |  | Available | 750/339 | Cx=0.3447;Cy=0.3553 | Class I | IK08 | IP50 | IP20 | 50 | 1790 | -25 | 1 | 329 | RAL9016 | 50-60Hz | Passive | LED | none | High Bay Rectangular | Tungsram Auriso | Indoor industrial |  | 19.3 | 47600 | No sensor |  | risk group 1 |  | Bracket kit. Tilted bracket kit. Busbar bracket kit. Cable hook pair
TBD | AUR-2S45-740-L3-FX-ST | image | datasheet | deeplink | TUNGSRAM - Tungsram Auriso - 47500lm - 329W - 4000K - 70CRI - TBD[SKU] - Bracket. Y-cable | 3.19 | Bracket. Y-cable | LED | 1 | 329 | [8 empty] | CE | [6 empty] | 20 | 4000 | 752x250x75 |  | 220-240V |  | 5 | A++ | 35° | 3 | 70 |  | 4000 |  | 48000 | >=0.95 | 109000 |  |  | 144.3769 |  |  | 9 | L3 | 25 | max. 10% at 100.000 hrs |  | Available | 740/339 | Cx=0.4338;Cy=0.4030 | Class I | IK08 | IP50 | IP20 | 50 | 1790 | -25 | 1 | 329 | RAL9016 | 50-60Hz | Passive | LED | none | High Bay Rectangular | Tungsram Auriso | Indoor industrial |  | 19.3 | 47500 | No sensor |  | risk group 1 |  | Bracket kit. Tilted bracket kit. Busbar bracket kit. Cable hook pair
TBD | AUR-2S45-730-L3-FX-ST | image | datasheet | deeplink | TUNGSRAM - Tungsram Auriso - 46200lm - 329W - 3000K - 70CRI - TBD[SKU] - Bracket. Y-cable | 3.19 | Bracket. Y-cable | LED | 1 | 329 | [8 empty] | CE | [6 empty] | 20 | 3000 | 752x250x75 |  | 220-240V |  | 5 | A++ | 35° | 3 | 70 |  | 3000 |  | 48000 | >=0.95 | 109000 |  |  | 140.4255 |  |  | 9 | L3 | 25 | max. 10% at 100.000 hrs |  | Available | 730/339 | Cx=0.4338;Cy=0.4030 | Class I | IK08 | IP50 | IP20 | 50 | 1790 | -25 | 1 | 329 | RAL9016 | 50-60Hz | Passive | LED | none | High Bay Rectangular | Tungsram Auriso | Indoor industrial |  | 19.2 | 46200 | No sensor |  | risk group 1 |  | Bracket kit. Tilted bracket kit. Busbar bracket kit. Cable hook pair
TBD | AUR-2S45-850-D1-FX-ST | image | datasheet | deeplink | TUNGSRAM - Tungsram Auriso - 39600lm - 329W - 5000K - 80CRI - TBD[SKU] - Bracket. Y-cable | 3.19 | Bracket. Y-cable | LED | 1 | 329 | [8 empty] | CE | [6 empty] | 20 | 5000 | 752x250x75 |  | 220-240V |  | 5 | A++ | 100° | 3 | 80 |  | 5000 |  | 48000 | >=0.95 | 109000 |  |  | 120.3647 |  |  | 9 | D1 | 25 | max. 10% at 100.000 hrs |  | Available | 850/339 | Cx=0.3447;Cy=0.3553 | Class I | IK08 | IP20 | IP20 | 50 | 1790 | -25 | 1 | 329 | RAL9016 | 50-60Hz | Passive | LED | none | High Bay Rectangular | Tungsram Auriso | Indoor industrial |  | 27.3 | 39600 | No sensor |  | risk group 1 |  | Bracket kit. Tilted bracket kit. Busbar bracket kit. Cable hook pair
TBD | AUR-2S45-840-D1-FX-ST | image | datasheet | deeplink | TUNGSRAM - Tungsram Auriso - 38600lm - 329W - 4000K - 80CRI - TBD[SKU] - Bracket. Y-cable | 3.19 | Bracket. Y-cable | LED | 1 | 329 | [8 empty] | CE | [6 empty] | 20 | 4000 | 752x250x75 |  | 220-240V |  | 5 | A++ | 100° | 3 | 80 |  | 4000 |  | 48000 | >=0.95 | 109000 |  |  | 117.3252 |  |  | 9 | D1 | 25 | max. 10% at 100.000 hrs |  | Available | 840/339 | Cx=0.3818;Cy=0.3797 | Class I | IK08 | IP20 | IP20 | 50 | 1790 | -25 | 1 | 329 | RAL9016 | 50-60Hz | Passive | LED | none | High Bay Rectangular | Tungsram Auriso | Indoor industrial |  | 27.3 | 38600 | No sensor |  | risk group 1 |  | Bracket kit. Tilted bracket kit. Busbar bracket kit. Cable hook pair
TBD | AUR-2S45-830-D1-FX-ST | image | datasheet | deeplink | TUNGSRAM - Tungsram Auriso - 36300lm - 329W - 3000K - 80CRI - TBD[SKU] - Bracket. Y-cable | 3.19 | Bracket. Y-cable | LED | 1 | 329 | [8 empty] | CE | [6 empty] | 20 | 3000 | 752x250x75 |  | 220-240V |  | 5 | A++ | 100° | 3 | 80 |  | 3000 |  | 48000 | >=0.95 | 109000 |  |  | 110.3343 |  |  | 9 | D1 | 25 | max. 10% at 100.000 hrs |  | Available | 830/339 | Cx=0.4338;Cy=0.4030 | Class I | IK08 | IP20 | IP20 | 50 | 1790 | -25 | 1 | 329 | RAL9016 | 50-60Hz | Passive | LED | none | High Bay Rectangular | Tungsram Auriso | Indoor industrial |  | 27.2 | 36300 | No sensor |  | risk group 1 |  | Bracket kit. Tilted bracket kit. Busbar bracket kit. Cable hook pair
TBD | AUR-2S45-750-D1-FX-ST | image | datasheet | deeplink | TUNGSRAM - Tungsram Auriso - 40700lm - 329W - 5000K - 70CRI - TBD[SKU] - Bracket. Y-cable | 3.19 | Bracket. Y-cable | LED | 1 | 329 | [8 empty] | CE | [6 empty] | 20 | 5000 | 752x250x75 |  | 220-240V |  | 5 | A++ | 100° | 3 | 70 |  | 5000 |  | 48000 | >=0.95 | 109000 |  |  | 123.7082 |  |  | 9 | D1 | 25 | max. 10% at 100.000 hrs |  | Available | 750/339 | Cx=0.3447;Cy=0.3553 | Class I | IK08 | IP20 | IP20 | 50 | 1790 | -25 | 1 | 329 | RAL9016 | 50-60Hz | Passive | LED | none | High Bay Rectangular | Tungsram Auriso | Indoor industrial |  | 27.6 | 40700 | No sensor |  | risk group 1 |  | Bracket kit. Tilted bracket kit. Busbar bracket kit. Cable hook pair
TBD | AUR-2S45-740-D1-FX-ST | image | datasheet | deeplink | TUNGSRAM - Tungsram Auriso - 40600lm - 329W - 4000K - 70CRI - TBD[SKU] - Bracket. Y-cable | 3.19 | Bracket. Y-cable | LED | 1 | 329 | [8 empty] | CE | [6 empty] | 20 | 4000 | 752x250x75 |  | 220-240V |  | 5 | A++ | 100° | 3 | 70 |  | 4000 |  | 48000 | >=0.95 | 109000 |  |  | 123.4043 |  |  | 9 | D1 | 25 | max. 10% at 100.000 hrs |  | Available | 740/339 | Cx=0.4338;Cy=0.4030 | Class I | IK08 | IP20 | IP20 | 50 | 1790 | -25 | 1 | 329 | RAL9016 | 50-60Hz | Passive | LED | none | High Bay Rectangular | Tungsram Auriso | Indoor industrial |  | 27.6 | 40600 | No sensor |  | risk group 1 |  | Bracket kit. Tilted bracket kit. Busbar bracket kit. Cable hook pair
TBD | AUR-2S45-730-D1-FX-ST | image | datasheet | deeplink | TUNGSRAM - Tungsram Auriso - 39500lm - 329W - 3000K - 70CRI - TBD[SKU] - Bracket. Y-cable | 3.19 | Bracket. Y-cable | LED | 1 | 329 | [8 empty] | CE | [6 empty] | 20 | 3000 | 752x250x75 |  | 220-240V |  | 5 | A++ | 100° | 3 | 70 |  | 3000 |  | 48000 | >=0.95 | 109000 |  |  | 120.0608 |  |  | 9 | D1 | 25 | max. 10% at 100.000 hrs |  | Available | 730/339 | Cx=0.4338;Cy=0.4030 | Class I | IK08 | IP20 | IP20 | 50 | 1790 | -25 | 1 | 329 | RAL9016 | 50-60Hz | Passive | LED | none | High Bay Rectangular | Tungsram Auriso | Indoor industrial |  | 27.4 | 39500 | No sensor |  | risk group 1 |  | Bracket kit. Tilted bracket kit. Busbar bracket kit. Cable hook pair
TBD | AUR-2S45-850-C1-FX-ST | image | datasheet | deeplink | TUNGSRAM - Tungsram Auriso - 44000lm - 329W - 5000K - 80CRI - TBD[SKU] - Bracket. Y-cable | 3.19 | Bracket. Y-cable | LED | 1 | 329 | [8 empty] | CE | [6 empty] | 20 | 5000 | 752x250x75 |  | 220-240V |  | 5 | A++ | 110° | 3 | 80 |  | 5000 |  | 48000 | >=0.95 | 109000 |  |  | 133.7386 |  |  | 9 | C1 | 25 | max. 10% at 100.000 hrs |  | Available | 850/339 | Cx=0.3447;Cy=0.3553 | Class I | IK08 | IP20 | IP20 | 50 | 1790 | -25 | 1 | 329 | RAL9016 | 50-60Hz | Passive | LED | none | High Bay Rectangular | Tungsram Auriso | Indoor industrial |  | 27.2 | 44000 | No sensor |  | risk group 1 |  | Bracket kit. Tilted bracket kit. Busbar bracket kit. Cable hook pair
TBD | AUR-2S45-840-C1-FX-ST | image | datasheet | deeplink | TUNGSRAM - Tungsram Auriso - 42800lm - 329W - 4000K - 80CRI - TBD[SKU] - Bracket. Y-cable | 3.19 | Bracket. Y-cable | LED | 1 | 329 | [8 empty] | CE | [6 empty] | 20 | 4000 | 752x250x75 |  | 220-240V |  | 5 | A++ | 110° | 3 | 80 |  | 4000 |  | 48000 | >=0.95 | 109000 |  |  | 130.0912 |  |  | 9 | C1 | 25 | max. 10% at 100.000 hrs |  | Available | 840/339 | Cx=0.3818;Cy=0.3797 | Class I | IK08 | IP20 | IP20 | 50 | 1790 | -25 | 1 | 329 | RAL9016 | 50-60Hz | Passive | LED | none | High Bay Rectangular | Tungsram Auriso | Indoor industrial |  | 27.2 | 42800 | No sensor |  | risk group 1 |  | Bracket kit. Tilted bracket kit. Busbar bracket kit. Cable hook pair
TBD | AUR-2S45-830-C1-FX-ST | image | datasheet | deeplink | TUNGSRAM - Tungsram Auriso - 40300lm - 329W - 3000K - 80CRI - TBD[SKU] - Bracket. Y-cable | 3.19 | Bracket. Y-cable | LED | 1 | 329 | [8 empty] | CE | [6 empty] | 20 | 3000 | 752x250x75 |  | 220-240V |  | 5 | A++ | 110° | 3 | 80 |  | 3000 |  | 48000 | >=0.95 | 109000 |  |  | 122.4924 |  |  | 9 | C1 | 25 | max. 10% at 100.000 hrs |  | Available | 830/339 | Cx=0.4338;Cy=0.4030 | Class I | IK08 | IP20 | IP20 | 50 | 1790 | -25 | 1 | 329 | RAL9016 | 50-60Hz | Passive | LED | none | High Bay Rectangular | Tungsram Auriso | Indoor industrial |  | 27 | 40300 | No sensor |  | risk group 1 |  | Bracket kit. Tilted bracket kit. Busbar bracket kit. Cable hook pair
TBD | AUR-2S45-750-C1-FX-ST | image | datasheet | deeplink | TUNGSRAM - Tungsram Auriso - 45200lm - 329W - 5000K - 70CRI - TBD[SKU] - Bracket. Y-cable | 3.19 | Bracket. Y-cable | LED | 1 | 329 | [8 empty] | CE | [6 empty] | 20 | 5000 | 752x250x75 |  | 220-240V |  | 5 | A++ | 110° | 3 | 70 |  | 5000 |  | 48000 | >=0.95 | 109000 |  |  | 137.386 |  |  | 9 | C1 | 25 | max. 10% at 100.000 hrs |  | Available | 750/339 | Cx=0.3447;Cy=0.3553 | Class I | IK08 | IP20 | IP20 | 50 | 1790 | -25 | 1 | 329 | RAL9016 | 50-60Hz | Passive | LED | none | High Bay Rectangular | Tungsram Auriso | Indoor industrial |  | 27.4 | 45200 | No sensor |  | risk group 1 |  | Bracket kit. Tilted bracket kit. Busbar bracket kit. Cable hook pair
TBD | AUR-2S45-740-C1-FX-ST | image | datasheet | deeplink | TUNGSRAM - Tungsram Auriso - 45100lm - 329W - 4000K - 70CRI - TBD[SKU] - Bracket. Y-cable | 3.19 | Bracket. Y-cable | LED | 1 | 329 | [8 empty] | CE | [6 empty] | 20 | 4000 | 752x250x75 |  | 220-240V |  | 5 | A++ | 110° | 3 | 70 |  | 4000 |  | 48000 | >=0.95 | 109000 |  |  | 137.0821 |  |  | 9 | C1 | 25 | max. 10% at 100.000 hrs |  | Available | 740/339 | Cx=0.4338;Cy=0.4030 | Class I | IK08 | IP20 | IP20 | 50 | 1790 | -25 | 1 | 329 | RAL9016 | 50-60Hz | Passive | LED | none | High Bay Rectangular | Tungsram Auriso | Indoor industrial |  | 27.4 | 45100 | No sensor |  | risk group 1 |  | Bracket kit. Tilted bracket kit. Busbar bracket kit. Cable hook pair
TBD | AUR-2S45-730-C1-FX-ST | image | datasheet | deeplink | TUNGSRAM - Tungsram Auriso - 43800lm - 329W - 3000K - 70CRI - TBD[SKU] - Bracket. Y-cable | 3.19 | Bracket. Y-cable | LED | 1 | 329 | [8 empty] | CE | [6 empty] | 20 | 3000 | 752x250x75 |  | 220-240V |  | 5 | A++ | 110° | 3 | 70 |  | 3000 |  | 48000 | >=0.95 | 109000 |  |  | 133.1307 |  |  | 9 | C1 | 25 | max. 10% at 100.000 hrs |  | Available | 730/339 | Cx=0.4338;Cy=0.4030 | Class I | IK08 | IP20 | IP20 | 50 | 1790 | -25 | 1 | 329 | RAL9016 | 50-60Hz | Passive | LED | none | High Bay Rectangular | Tungsram Auriso | Indoor industrial |  | 27.3 | 43800 | No sensor |  | risk group 1 |  | Bracket kit. Tilted bracket kit. Busbar bracket kit. Cable hook pair
TBD | AUR-2S40-850-U8-FX-ST | image | datasheet | deeplink | TUNGSRAM - Tungsram Auriso - 34800lm - 272W - 5000K - 80CRI - TBD[SKU] - Bracket. Y-cable | 2.86 | Bracket. Y-cable | LED | 1 | 272 | [8 empty] | CE | [6 empty] | 20 | 5000 | 752x250x75 |  | 220-240V |  | 5 | A++ | 80° | 3 | 80 |  | 5000 |  | 50000 | >=0.95 | 114000 |  |  | 127.9412 |  |  | 9 | U8 | 25 | max. 10% at 100.000 hrs |  | Available | 850/339 | Cx=0.3447;Cy=0.3553 | Class I | IK08 | IP20 | IP20 | 50 | 1480 | -25 | 1 | 272 | RAL9016 | 50-60Hz | Passive | LED | none | High Bay Rectangular | Tungsram Auriso | Indoor industrial |  | 24.1 | 34800 | No sensor |  | risk group 1 |  | Bracket kit. Tilted bracket kit. Busbar bracket kit. Cable hook pair
TBD | AUR-2S40-840-U8-FX-ST | image | datasheet | deeplink | TUNGSRAM - Tungsram Auriso - 33900lm - 272W - 4000K - 80CRI - TBD[SKU] - Bracket. Y-cable | 2.86 | Bracket. Y-cable | LED | 1 | 272 | [8 empty] | CE | [6 empty] | 20 | 4000 | 752x250x75 |  | 220-240V |  | 5 | A++ | 80° | 3 | 80 |  | 4000 |  | 50000 | >=0.95 | 114000 |  |  | 124.6324 |  |  | 9 | U8 | 25 | max. 10% at 100.000 hrs |  | Available | 840/339 | Cx=0.3818;Cy=0.3797 | Class I | IK08 | IP20 | IP20 | 50 | 1480 | -25 | 1 | 272 | RAL9016 | 50-60Hz | Passive | LED | none | High Bay Rectangular | Tungsram Auriso | Indoor industrial |  | 24.1 | 33900 | No sensor |  | risk group 1 |  | Bracket kit. Tilted bracket kit. Busbar bracket kit. Cable hook pair
TBD | AUR-2S40-830-U8-FX-ST | image | datasheet | deeplink | TUNGSRAM - Tungsram Auriso - 32000lm - 272W - 3000K - 80CRI - TBD[SKU] - Bracket. Y-cable | 2.86 | Bracket. Y-cable | LED | 1 | 272 | [8 empty] | CE | [6 empty] | 20 | 3000 | 752x250x75 |  | 220-240V |  | 5 | A++ | 80° | 3 | 80 |  | 3000 |  | 50000 | >=0.95 | 114000 |  |  | 117.6471 |  |  | 9 | U8 | 25 | max. 10% at 100.000 hrs |  | Available | 830/339 | Cx=0.4338;Cy=0.4030 | Class I | IK08 | IP20 | IP20 | 50 | 1480 | -25 | 1 | 272 | RAL9016 | 50-60Hz | Passive | LED | none | High Bay Rectangular | Tungsram Auriso | Indoor industrial |  | 24 | 32000 | No sensor |  | risk group 1 |  | Bracket kit. Tilted bracket kit. Busbar bracket kit. Cable hook pair
TBD | AUR-2S40-750-U8-FX-ST | image | datasheet | deeplink | TUNGSRAM - Tungsram Auriso - 35800lm - 272W - 5000K - 70CRI - TBD[SKU] - Bracket. Y-cable | 2.86 | Bracket. Y-cable | LED | 1 | 272 | [8 empty] | CE | [6 empty] | 20 | 5000 | 752x250x75 |  | 220-240V |  | 5 | A++ | 80° | 3 | 70 |  | 5000 |  | 50000 | >=0.95 | 114000 |  |  | 131.6176 |  |  | 9 | U8 | 25 | max. 10% at 100.000 hrs |  | Available | 750/339 | Cx=0.3447;Cy=0.3553 | Class I | IK08 | IP20 | IP20 | 50 | 1480 | -25 | 1 | 272 | RAL9016 | 50-60Hz | Passive | LED | none | High Bay Rectangular | Tungsram Auriso | Indoor industrial |  | 24.4 | 35800 | No sensor |  | risk group 1 |  | Bracket kit. Tilted bracket kit. Busbar bracket kit. Cable hook pair
TBD | AUR-2S40-740-U8-FX-ST | image | datasheet | deeplink | TUNGSRAM - Tungsram Auriso - 35700lm - 272W - 4000K - 70CRI - TBD[SKU] - Bracket. Y-cable | 2.86 | Bracket. Y-cable | LED | 1 | 272 | [8 empty] | CE | [6 empty] | 20 | 4000 | 752x250x75 |  | 220-240V |  | 5 | A++ | 80° | 3 | 70 |  | 4000 |  | 50000 | >=0.95 | 114000 |  |  | 131.25 |  |  | 9 | U8 | 25 | max. 10% at 100.000 hrs |  | Available | 740/339 | Cx=0.4338;Cy=0.4030 | Class I | IK08 | IP20 | IP20 | 50 | 1480 | -25 | 1 | 272 | RAL9016 | 50-60Hz | Passive | LED | none | High Bay Rectangular | Tungsram Auriso | Indoor industrial |  | 24.4 | 35700 | No sensor |  | risk group 1 |  | Bracket kit. Tilted bracket kit. Busbar bracket kit. Cable hook pair
TBD | AUR-2S40-730-U8-FX-ST | image | datasheet | deeplink | TUNGSRAM - Tungsram Auriso - 34700lm - 272W - 3000K - 70CRI - TBD[SKU] - Bracket. Y-cable | 2.86 | Bracket. Y-cable | LED | 1 | 272 | [8 empty] | CE | [6 empty] | 20 | 3000 | 752x250x75 |  | 220-240V |  | 5 | A++ | 80° | 3 | 70 |  | 3000 |  | 50000 | >=0.95 | 114000 |  |  | 127.5735 |  |  | 9 | U8 | 25 | max. 10% at 100.000 hrs |  | Available | 730/339 | Cx=0.4338;Cy=0.4030 | Class I | IK08 | IP20 | IP20 | 50 | 1480 | -25 | 1 | 272 | RAL9016 | 50-60Hz | Passive | LED | none | High Bay Rectangular | Tungsram Auriso | Indoor industrial |  | 24.3 | 34700 | No sensor |  | risk group 1 |  | Bracket kit. Tilted bracket kit. Busbar bracket kit. Cable hook pair
TBD | AUR-2S40-850-U6-FX-ST | image | datasheet | deeplink | TUNGSRAM - Tungsram Auriso - 31800lm - 272W - 5000K - 80CRI - TBD[SKU] - Bracket. Y-cable | 2.86 | Bracket. Y-cable | LED | 1 | 272 | [8 empty] | CE | [6 empty] | 20 | 5000 | 752x250x75 |  | 220-240V |  | 5 | A++ | 65° | 3 | 80 |  | 5000 |  | 50000 | >=0.95 | 114000 |  |  | 116.9118 |  |  | 9 | U6 | 25 | max. 10% at 100.000 hrs |  | Available | 850/339 | Cx=0.3447;Cy=0.3553 | Class I | IK08 | IP50 | IP20 | 50 | 1480 | -25 | 1 | 272 | RAL9016 | 50-60Hz | Passive | LED | none | High Bay Rectangular | Tungsram Auriso | Indoor industrial |  | 22.8 | 31800 | No sensor |  | risk group 1 |  | Bracket kit. Tilted bracket kit. Busbar bracket kit. Cable hook pair
TBD | AUR-2S40-840-U6-FX-ST | image | datasheet | deeplink | TUNGSRAM - Tungsram Auriso - 31000lm - 272W - 4000K - 80CRI - TBD[SKU] - Bracket. Y-cable | 2.86 | Bracket. Y-cable | LED | 1 | 272 | [8 empty] | CE | [6 empty] | 20 | 4000 | 752x250x75 |  | 220-240V |  | 5 | A++ | 65° | 3 | 80 |  | 4000 |  | 50000 | >=0.95 | 114000 |  |  | 113.9706 |  |  | 9 | U6 | 25 | max. 10% at 100.000 hrs |  | Available | 840/339 | Cx=0.3818;Cy=0.3797 | Class I | IK08 | IP50 | IP20 | 50 | 1480 | -25 | 1 | 272 | RAL9016 | 50-60Hz | Passive | LED | none | High Bay Rectangular | Tungsram Auriso | Indoor industrial |  | 22.8 | 31000 | No sensor |  | risk group 1 |  | Bracket kit. Tilted bracket kit. Busbar bracket kit. Cable hook pair
TBD | AUR-2S40-830-U6-FX-ST | image | datasheet | deeplink | TUNGSRAM - Tungsram Auriso - 29200lm - 272W - 3000K - 80CRI - TBD[SKU] - Bracket. Y-cable | 2.86 | Bracket. Y-cable | LED | 1 | 272 | [8 empty] | CE | [6 empty] | 20 | 3000 | 752x250x75 |  | 220-240V |  | 5 | A++ | 65° | 3 | 80 |  | 3000 |  | 50000 | >=0.95 | 114000 |  |  | 107.3529 |  |  | 9 | U6 | 25 | max. 10% at 100.000 hrs |  | Available | 830/339 | Cx=0.4338;Cy=0.4030 | Class I | IK08 | IP50 | IP20 | 50 | 1480 | -25 | 1 | 272 | RAL9016 | 50-60Hz | Passive | LED | none | High Bay Rectangular | Tungsram Auriso | Indoor industrial |  | 22.7 | 29200 | No sensor |  | risk group 1 |  | Bracket kit. Tilted bracket kit. Busbar bracket kit. Cable hook pair
TBD | AUR-2S40-750-U6-FX-ST | image | datasheet | deeplink | TUNGSRAM - Tungsram Auriso - 32700lm - 272W - 5000K - 70CRI - TBD[SKU] - Bracket. Y-cable | 2.86 | Bracket. Y-cable | LED | 1 | 272 | [8 empty] | CE | [6 empty] | 20 | 5000 | 752x250x75 |  | 220-240V |  | 5 | A++ | 65° | 3 | 70 |  | 5000 |  | 50000 | >=0.95 | 114000 |  |  | 120.2206 |  |  | 9 | U6 | 25 | max. 10% at 100.000 hrs |  | Available | 750/339 | Cx=0.3447;Cy=0.3553 | Class I | IK08 | IP50 | IP20 | 50 | 1480 | -25 | 1 | 272 | RAL9016 | 50-60Hz | Passive | LED | none | High Bay Rectangular | Tungsram Auriso | Indoor industrial |  | 23.1 | 32700 | No sensor |  | risk group 1 |  | Bracket kit. Tilted bracket kit. Busbar bracket kit. Cable hook pair
TBD | AUR-2S40-740-U6-FX-ST | image | datasheet | deeplink | TUNGSRAM - Tungsram Auriso - 32600lm - 272W - 4000K - 70CRI - TBD[SKU] - Bracket. Y-cable | 2.86 | Bracket. Y-cable | LED | 1 | 272 | [8 empty] | CE | [6 empty] | 20 | 4000 | 752x250x75 |  | 220-240V |  | 5 | A++ | 65° | 3 | 70 |  | 4000 |  | 50000 | >=0.95 | 114000 |  |  | 119.8529 |  |  | 9 | U6 | 25 | max. 10% at 100.000 hrs |  | Available | 740/339 | Cx=0.4338;Cy=0.4030 | Class I | IK08 | IP50 | IP20 | 50 | 1480 | -25 | 1 | 272 | RAL9016 | 50-60Hz | Passive | LED | none | High Bay Rectangular | Tungsram Auriso | Indoor industrial |  | 23.1 | 32600 | No sensor |  | risk group 1 |  | Bracket kit. Tilted bracket kit. Busbar bracket kit. Cable hook pair
TBD | AUR-2S40-730-U6-FX-ST | image | datasheet | deeplink | TUNGSRAM - Tungsram Auriso - 31700lm - 272W - 3000K - 70CRI - TBD[SKU] - Bracket. Y-cable | 2.86 | Bracket. Y-cable | LED | 1 | 272 | [8 empty] | CE | [6 empty] | 20 | 3000 | 752x250x75 |  | 220-240V |  | 5 | A++ | 65° | 3 | 70 |  | 3000 |  | 50000 | >=0.95 | 114000 |  |  | 116.5441 |  |  | 9 | U6 | 25 | max. 10% at 100.000 hrs |  | Available | 730/339 | Cx=0.4338;Cy=0.4030 | Class I | IK08 | IP50 | IP20 | 50 | 1480 | -25 | 1 | 272 | RAL9016 | 50-60Hz | Passive | LED | none | High Bay Rectangular | Tungsram Auriso | Indoor industrial |  | 22.9 | 31700 | No sensor |  | risk group 1 |  | Bracket kit. Tilted bracket kit. Busbar bracket kit. Cable hook pair
TBD | AUR-2S40-850-U4-FX-ST | image | datasheet | deeplink | TUNGSRAM - Tungsram Auriso - 33200lm - 272W - 5000K - 80CRI - TBD[SKU] - Bracket. Y-cable | 2.86 | Bracket. Y-cable | LED | 1 | 272 | [8 empty] | CE | [6 empty] | 20 | 5000 | 752x250x75 |  | 220-240V |  | 5 | A++ | 45° | 3 | 80 |  | 5000 |  | 50000 | >=0.95 | 114000 |  |  | 122.0588 |  |  | 9 | U4 | 25 | max. 10% at 100.000 hrs |  | Available | 850/339 | Cx=0.3447;Cy=0.3553 | Class I | IK08 | IP50 | IP20 | 50 | 1480 | -25 | 1 | 272 | RAL9016 | 50-60Hz | Passive | LED | none | High Bay Rectangular | Tungsram Auriso | Indoor industrial |  | 22.1 | 33200 | No sensor |  | risk group 1 |  | Bracket kit. Tilted bracket kit. Busbar bracket kit. Cable hook pair
TBD | AUR-2S40-840-U4-FX-ST | image | datasheet | deeplink | TUNGSRAM - Tungsram Auriso - 32300lm - 272W - 4000K - 80CRI - TBD[SKU] - Bracket. Y-cable | 2.86 | Bracket. Y-cable | LED | 1 | 272 | [8 empty] | CE | [6 empty] | 20 | 4000 | 752x250x75 |  | 220-240V |  | 5 | A++ | 45° | 3 | 80 |  | 4000 |  | 50000 | >=0.95 | 114000 |  |  | 118.75 |  |  | 9 | U4 | 25 | max. 10% at 100.000 hrs |  | Available | 840/339 | Cx=0.3818;Cy=0.3797 | Class I | IK08 | IP50 | IP20 | 50 | 1480 | -25 | 1 | 272 | RAL9016 | 50-60Hz | Passive | LED | none | High Bay Rectangular | Tungsram Auriso | Indoor industrial |  | 22.1 | 32300 | No sensor |  | risk group 1 |  | Bracket kit. Tilted bracket kit. Busbar bracket kit. Cable hook pair
TBD | AUR-2S40-830-U4-FX-ST | image | datasheet | deeplink | TUNGSRAM - Tungsram Auriso - 30400lm - 272W - 3000K - 80CRI - TBD[SKU] - Bracket. Y-cable | 2.86 | Bracket. Y-cable | LED | 1 | 272 | [8 empty] | CE | [6 empty] | 20 | 3000 | 752x250x75 |  | 220-240V |  | 5 | A++ | 45° | 3 | 80 |  | 3000 |  | 50000 | >=0.95 | 114000 |  |  | 111.7647 |  |  | 9 | U4 | 25 | max. 10% at 100.000 hrs |  | Available | 830/339 | Cx=0.4338;Cy=0.4030 | Class I | IK08 | IP50 | IP20 | 50 | 1480 | -25 | 1 | 272 | RAL9016 | 50-60Hz | Passive | LED | none | High Bay Rectangular | Tungsram Auriso | Indoor industrial |  | 22 | 30400 | No sensor |  | risk group 1 |  | Bracket kit. Tilted bracket kit. Busbar bracket kit. Cable hook pair
TBD | AUR-2S40-750-U4-FX-ST | image | datasheet | deeplink | TUNGSRAM - Tungsram Auriso - 34100lm - 272W - 5000K - 70CRI - TBD[SKU] - Bracket. Y-cable | 2.86 | Bracket. Y-cable | LED | 1 | 272 | [8 empty] | CE | [6 empty] | 20 | 5000 | 752x250x75 |  | 220-240V |  | 5 | A++ | 45° | 3 | 70 |  | 5000 |  | 50000 | >=0.95 | 114000 |  |  | 125.3676 |  |  | 9 | U4 | 25 | max. 10% at 100.000 hrs |  | Available | 750/339 | Cx=0.3447;Cy=0.3553 | Class I | IK08 | IP50 | IP20 | 50 | 1480 | -25 | 1 | 272 | RAL9016 | 50-60Hz | Passive | LED | none | High Bay Rectangular | Tungsram Auriso | Indoor industrial |  | 22.4 | 34100 | No sensor |  | risk group 1 |  | Bracket kit. Tilted bracket kit. Busbar bracket kit. Cable hook pair
TBD | AUR-2S40-740-U4-FX-ST | image | datasheet | deeplink | TUNGSRAM - Tungsram Auriso - 34000lm - 272W - 4000K - 70CRI - TBD[SKU] - Bracket. Y-cable | 2.86 | Bracket. Y-cable | LED | 1 | 272 | [8 empty] | CE | [6 empty] | 20 | 4000 | 752x250x75 |  | 220-240V |  | 5 | A++ | 45° | 3 | 70 |  | 4000 |  | 50000 | >=0.95 | 114000 |  |  | 125 |  |  | 9 | U4 | 25 | max. 10% at 100.000 hrs |  | Available | 740/339 | Cx=0.4338;Cy=0.4030 | Class I | IK08 | IP50 | IP20 | 50 | 1480 | -25 | 1 | 272 | RAL9016 | 50-60Hz | Passive | LED | none | High Bay Rectangular | Tungsram Auriso | Indoor industrial |  | 22.4 | 34000 | No sensor |  | risk group 1 |  | Bracket kit. Tilted bracket kit. Busbar bracket kit. Cable hook pair
TBD | AUR-2S40-730-U4-FX-ST | image | datasheet | deeplink | TUNGSRAM - Tungsram Auriso - 33100lm - 272W - 3000K - 70CRI - TBD[SKU] - Bracket. Y-cable | 2.86 | Bracket. Y-cable | LED | 1 | 272 | [8 empty] | CE | [6 empty] | 20 | 3000 | 752x250x75 |  | 220-240V |  | 5 | A++ | 45° | 3 | 70 |  | 3000 |  | 50000 | >=0.95 | 114000 |  |  | 121.6912 |  |  | 9 | U4 | 25 | max. 10% at 100.000 hrs |  | Available | 730/339 | Cx=0.4338;Cy=0.4030 | Class I | IK08 | IP50 | IP20 | 50 | 1480 | -25 | 1 | 272 | RAL9016 | 50-60Hz | Passive | LED | none | High Bay Rectangular | Tungsram Auriso | Indoor industrial |  | 22.2 | 33100 | No sensor |  | risk group 1 |  | Bracket kit. Tilted bracket kit. Busbar bracket kit. Cable hook pair
TBD | AUR-2S40-850-L9-FX-ST | image | datasheet | deeplink | TUNGSRAM - Tungsram Auriso - 40300lm - 272W - 5000K - 80CRI - TBD[SKU] - Bracket. Y-cable | 2.86 | Bracket. Y-cable | LED | 1 | 272 | [8 empty] | CE | [6 empty] | 20 | 5000 | 752x250x75 |  | 220-240V |  | 5 | A++ | 90° | 3 | 80 |  | 5000 |  | 50000 | >=0.95 | 114000 |  |  | 148.1618 |  |  | 9 | L9 | 25 | max. 10% at 100.000 hrs |  | Available | 850/339 | Cx=0.3447;Cy=0.3553 | Class I | IK08 | IP50 | IP20 | 50 | 1480 | -25 | 1 | 272 | RAL9016 | 50-60Hz | Passive | LED | none | High Bay Rectangular | Tungsram Auriso | Indoor industrial |  | 24.6 | 40300 | No sensor |  | risk group 1 |  | Bracket kit. Tilted bracket kit. Busbar bracket kit. Cable hook pair
TBD | AUR-2S40-840-L9-FX-ST | image | datasheet | deeplink | TUNGSRAM - Tungsram Auriso - 39200lm - 272W - 4000K - 80CRI - TBD[SKU] - Bracket. Y-cable | 2.86 | Bracket. Y-cable | LED | 1 | 272 | [8 empty] | CE | [6 empty] | 20 | 4000 | 752x250x75 |  | 220-240V |  | 5 | A++ | 90° | 3 | 80 |  | 4000 |  | 50000 | >=0.95 | 114000 |  |  | 144.1176 |  |  | 9 | L9 | 25 | max. 10% at 100.000 hrs |  | Available | 840/339 | Cx=0.3818;Cy=0.3797 | Class I | IK08 | IP50 | IP20 | 50 | 1480 | -25 | 1 | 272 | RAL9016 | 50-60Hz | Passive | LED | none | High Bay Rectangular | Tungsram Auriso | Indoor industrial |  | 24.6 | 39200 | No sensor |  | risk group 1 |  | Bracket kit. Tilted bracket kit. Busbar bracket kit. Cable hook pair
TBD | AUR-2S40-830-L9-FX-ST | image | datasheet | deeplink | TUNGSRAM - Tungsram Auriso - 36900lm - 272W - 3000K - 80CRI - TBD[SKU] - Bracket. Y-cable | 2.86 | Bracket. Y-cable | LED | 1 | 272 | [8 empty] | CE | [6 empty] | 20 | 3000 | 752x250x75 |  | 220-240V |  | 5 | A++ | 90° | 3 | 80 |  | 3000 |  | 50000 | >=0.95 | 114000 |  |  | 135.6618 |  |  | 9 | L9 | 25 | max. 10% at 100.000 hrs |  | Available | 830/339 | Cx=0.4338;Cy=0.4030 | Class I | IK08 | IP50 | IP20 | 50 | 1480 | -25 | 1 | 272 | RAL9016 | 50-60Hz | Passive | LED | none | High Bay Rectangular | Tungsram Auriso | Indoor industrial |  | 24.4 | 36900 | No sensor |  | risk group 1 |  | Bracket kit. Tilted bracket kit. Busbar bracket kit. Cable hook pair
TBD | AUR-2S40-750-L9-FX-ST | image | datasheet | deeplink | TUNGSRAM - Tungsram Auriso - 41400lm - 272W - 5000K - 70CRI - TBD[SKU] - Bracket. Y-cable | 2.86 | Bracket. Y-cable | LED | 1 | 272 | [8 empty] | CE | [6 empty] | 20 | 5000 | 752x250x75 |  | 220-240V |  | 5 | A++ | 90° | 3 | 70 |  | 5000 |  | 50000 | >=0.95 | 114000 |  |  | 152.2059 |  |  | 9 | L9 | 25 | max. 10% at 100.000 hrs |  | Available | 750/339 | Cx=0.3447;Cy=0.3553 | Class I | IK08 | IP50 | IP20 | 50 | 1480 | -25 | 1 | 272 | RAL9016 | 50-60Hz | Passive | LED | none | High Bay Rectangular | Tungsram Auriso | Indoor industrial |  | 24.8 | 41400 | No sensor |  | risk group 1 |  | Bracket kit. Tilted bracket kit. Busbar bracket kit. Cable hook pair
TBD | AUR-2S40-740-L9-FX-ST | image | datasheet | deeplink | TUNGSRAM - Tungsram Auriso - 41300lm - 272W - 4000K - 70CRI - TBD[SKU] - Bracket. Y-cable | 2.86 | Bracket. Y-cable | LED | 1 | 272 | [8 empty] | CE | [6 empty] | 20 | 4000 | 752x250x75 |  | 220-240V |  | 5 | A++ | 90° | 3 | 70 |  | 4000 |  | 50000 | >=0.95 | 114000 |  |  | 151.8382 |  |  | 9 | L9 | 25 | max. 10% at 100.000 hrs |  | Available | 740/339 | Cx=0.4338;Cy=0.4030 | Class I | IK08 | IP50 | IP20 | 50 | 1480 | -25 | 1 | 272 | RAL9016 | 50-60Hz | Passive | LED | none | High Bay Rectangular | Tungsram Auriso | Indoor industrial |  | 24.8 | 41300 | No sensor |  | risk group 1 |  | Bracket kit. Tilted bracket kit. Busbar bracket kit. Cable hook pair
TBD | AUR-2S40-730-L9-FX-ST | image | datasheet | deeplink | TUNGSRAM - Tungsram Auriso - 40100lm - 272W - 3000K - 70CRI - TBD[SKU] - Bracket. Y-cable | 2.86 | Bracket. Y-cable | LED | 1 | 272 | [8 empty] | CE | [6 empty] | 20 | 3000 | 752x250x75 |  | 220-240V |  | 5 | A++ | 90° | 3 | 70 |  | 3000 |  | 50000 | >=0.95 | 114000 |  |  | 147.4265 |  |  | 9 | L9 | 25 | max. 10% at 100.000 hrs |  | Available | 730/339 | Cx=0.4338;Cy=0.4030 | Class I | IK08 | IP50 | IP20 | 50 | 1480 | -25 | 1 | 272 | RAL9016 | 50-60Hz | Passive | LED | none | High Bay Rectangular | Tungsram Auriso | Indoor industrial |  | 24.7 | 40100 | No sensor |  | risk group 1 |  | Bracket kit. Tilted bracket kit. Busbar bracket kit. Cable hook pair
TBD | AUR-2S40-850-L6-FX-ST | image | datasheet | deeplink | TUNGSRAM - Tungsram Auriso - 38700lm - 272W - 5000K - 80CRI - TBD[SKU] - Bracket. Y-cable | 2.86 | Bracket. Y-cable | LED | 1 | 272 | [8 empty] | CE | [6 empty] | 20 | 5000 | 752x250x75 |  | 220-240V |  | 5 | A++ | 70° | 3 | 80 |  | 5000 |  | 50000 | >=0.95 | 114000 |  |  | 142.2794 |  |  | 9 | L6 | 25 | max. 10% at 100.000 hrs |  | Available | 850/339 | Cx=0.3447;Cy=0.3553 | Class I | IK08 | IP50 | IP20 | 50 | 1480 | -25 | 1 | 272 | RAL9016 | 50-60Hz | Passive | LED | none | High Bay Rectangular | Tungsram Auriso | Indoor industrial |  | 23 | 38700 | No sensor |  | risk group 1 |  | Bracket kit. Tilted bracket kit. Busbar bracket kit. Cable hook pair
TBD | AUR-2S40-840-L6-FX-ST | image | datasheet | deeplink | TUNGSRAM - Tungsram Auriso - 37700lm - 272W - 4000K - 80CRI - TBD[SKU] - Bracket. Y-cable | 2.86 | Bracket. Y-cable | LED | 1 | 272 | [8 empty] | CE | [6 empty] | 20 | 4000 | 752x250x75 |  | 220-240V |  | 5 | A++ | 70° | 3 | 80 |  | 4000 |  | 50000 | >=0.95 | 114000 |  |  | 138.6029 |  |  | 9 | L6 | 25 | max. 10% at 100.000 hrs |  | Available | 840/339 | Cx=0.3818;Cy=0.3797 | Class I | IK08 | IP50 | IP20 | 50 | 1480 | -25 | 1 | 272 | RAL9016 | 50-60Hz | Passive | LED | none | High Bay Rectangular | Tungsram Auriso | Indoor industrial |  | 23 | 37700 | No sensor |  | risk group 1 |  | Bracket kit. Tilted bracket kit. Busbar bracket kit. Cable hook pair
TBD | AUR-2S40-830-L6-FX-ST | image | datasheet | deeplink | TUNGSRAM - Tungsram Auriso - 35500lm - 272W - 3000K - 80CRI - TBD[SKU] - Bracket. Y-cable | 2.86 | Bracket. Y-cable | LED | 1 | 272 | [8 empty] | CE | [6 empty] | 20 | 3000 | 752x250x75 |  | 220-240V |  | 5 | A++ | 70° | 3 | 80 |  | 3000 |  | 50000 | >=0.95 | 114000 |  |  | 130.5147 |  |  | 9 | L6 | 25 | max. 10% at 100.000 hrs |  | Available | 830/339 | Cx=0.4338;Cy=0.4030 | Class I | IK08 | IP50 | IP20 | 50 | 1480 | -25 | 1 | 272 | RAL9016 | 50-60Hz | Passive | LED | none | High Bay Rectangular | Tungsram Auriso | Indoor industrial |  | 22.9 | 35500 | No sensor |  | risk group 1 |  | Bracket kit. Tilted bracket kit. Busbar bracket kit. Cable hook pair
TBD | AUR-2S40-750-L6-FX-ST | image | datasheet | deeplink | TUNGSRAM - Tungsram Auriso - 39800lm - 272W - 5000K - 70CRI - TBD[SKU] - Bracket. Y-cable | 2.86 | Bracket. Y-cable | LED | 1 | 272 | [8 empty] | CE | [6 empty] | 20 | 5000 | 752x250x75 |  | 220-240V |  | 5 | A++ | 70° | 3 | 70 |  | 5000 |  | 50000 | >=0.95 | 114000 |  |  | 146.3235 |  |  | 9 | L6 | 25 | max. 10% at 100.000 hrs |  | Available | 750/339 | Cx=0.3447;Cy=0.3553 | Class I | IK08 | IP50 | IP20 | 50 | 1480 | -25 | 1 | 272 | RAL9016 | 50-60Hz | Passive | LED | none | High Bay Rectangular | Tungsram Auriso | Indoor industrial |  | 23.3 | 39800 | No sensor |  | risk group 1 |  | Bracket kit. Tilted bracket kit. Busbar bracket kit. Cable hook pair
TBD | AUR-2S40-740-L6-FX-ST | image | datasheet | deeplink | TUNGSRAM - Tungsram Auriso - 39700lm - 272W - 4000K - 70CRI - TBD[SKU] - Bracket. Y-cable | 2.86 | Bracket. Y-cable | LED | 1 | 272 | [8 empty] | CE | [6 empty] | 20 | 4000 | 752x250x75 |  | 220-240V |  | 5 | A++ | 70° | 3 | 70 |  | 4000 |  | 50000 | >=0.95 | 114000 |  |  | 145.9559 |  |  | 9 | L6 | 25 | max. 10% at 100.000 hrs |  | Available | 740/339 | Cx=0.4338;Cy=0.4030 | Class I | IK08 | IP50 | IP20 | 50 | 1480 | -25 | 1 | 272 | RAL9016 | 50-60Hz | Passive | LED | none | High Bay Rectangular | Tungsram Auriso | Indoor industrial |  | 23.3 | 39700 | No sensor |  | risk group 1 |  | Bracket kit. Tilted bracket kit. Busbar bracket kit. Cable hook pair
TBD | AUR-2S40-730-L6-FX-ST | image | datasheet | deeplink | TUNGSRAM - Tungsram Auriso - 38600lm - 272W - 3000K - 70CRI - TBD[SKU] - Bracket. Y-cable | 2.86 | Bracket. Y-cable | LED | 1 | 272 | [8 empty] | CE | [6 empty] | 20 | 3000 | 752x250x75 |  | 220-240V |  | 5 | A++ | 70° | 3 | 70 |  | 3000 |  | 50000 | >=0.95 | 114000 |  |  | 141.9118 |  |  | 9 | L6 | 25 | max. 10% at 100.000 hrs |  | Available | 730/339 | Cx=0.4338;Cy=0.4030 | Class I | IK08 | IP50 | IP20 | 50 | 1480 | -25 | 1 | 272 | RAL9016 | 50-60Hz | Passive | LED | none | High Bay Rectangular | Tungsram Auriso | Indoor industrial |  | 23.2 | 38600 | No sensor |  | risk group 1 |  | Bracket kit. Tilted bracket kit. Busbar bracket kit. Cable hook pair
TBD | AUR-2S40-850-L3-FX-ST | image | datasheet | deeplink | TUNGSRAM - Tungsram Auriso - 41100lm - 272W - 5000K - 80CRI - TBD[SKU] - Bracket. Y-cable | 2.86 | Bracket. Y-cable | LED | 1 | 272 | [8 empty] | CE | [6 empty] | 20 | 5000 | 752x250x75 |  | 220-240V |  | 5 | A++ | 35° | 3 | 80 |  | 5000 |  | 50000 | >=0.95 | 114000 |  |  | 151.1029 |  |  | 9 | L3 | 25 | max. 10% at 100.000 hrs |  | Available | 850/339 | Cx=0.3447;Cy=0.3553 | Class I | IK08 | IP50 | IP20 | 50 | 1480 | -25 | 1 | 272 | RAL9016 | 50-60Hz | Passive | LED | none | High Bay Rectangular | Tungsram Auriso | Indoor industrial |  | 18.6 | 41100 | No sensor |  | risk group 1 |  | Bracket kit. Tilted bracket kit. Busbar bracket kit. Cable hook pair
TBD | AUR-2S40-840-L3-FX-ST | image | datasheet | deeplink | TUNGSRAM - Tungsram Auriso - 40000lm - 272W - 4000K - 80CRI - TBD[SKU] - Bracket. Y-cable | 2.86 | Bracket. Y-cable | LED | 1 | 272 | [8 empty] | CE | [6 empty] | 20 | 4000 | 752x250x75 |  | 220-240V |  | 5 | A++ | 35° | 3 | 80 |  | 4000 |  | 50000 | >=0.95 | 114000 |  |  | 147.0588 |  |  | 9 | L3 | 25 | max. 10% at 100.000 hrs |  | Available | 840/339 | Cx=0.3818;Cy=0.3797 | Class I | IK08 | IP50 | IP20 | 50 | 1480 | -25 | 1 | 272 | RAL9016 | 50-60Hz | Passive | LED | none | High Bay Rectangular | Tungsram Auriso | Indoor industrial |  | 18.6 | 40000 | No sensor |  | risk group 1 |  | Bracket kit. Tilted bracket kit. Busbar bracket kit. Cable hook pair
TBD | AUR-2S40-830-L3-FX-ST | image | datasheet | deeplink | TUNGSRAM - Tungsram Auriso - 37700lm - 272W - 3000K - 80CRI - TBD[SKU] - Bracket. Y-cable | 2.86 | Bracket. Y-cable | LED | 1 | 272 | [8 empty] | CE | [6 empty] | 20 | 3000 | 752x250x75 |  | 220-240V |  | 5 | A++ | 35° | 3 | 80 |  | 3000 |  | 50000 | >=0.95 | 114000 |  |  | 138.6029 |  |  | 9 | L3 | 25 | max. 10% at 100.000 hrs |  | Available | 830/339 | Cx=0.4338;Cy=0.4030 | Class I | IK08 | IP50 | IP20 | 50 | 1480 | -25 | 1 | 272 | RAL9016 | 50-60Hz | Passive | LED | none | High Bay Rectangular | Tungsram Auriso | Indoor industrial |  | 18.5 | 37700 | No sensor |  | risk group 1 |  | Bracket kit. Tilted bracket kit. Busbar bracket kit. Cable hook pair
TBD | AUR-2S40-750-L3-FX-ST | image | datasheet | deeplink | TUNGSRAM - Tungsram Auriso - 42300lm - 272W - 5000K - 70CRI - TBD[SKU] - Bracket. Y-cable | 2.86 | Bracket. Y-cable | LED | 1 | 272 | [8 empty] | CE | [6 empty] | 20 | 5000 | 752x250x75 |  | 220-240V |  | 5 | A++ | 35° | 3 | 70 |  | 5000 |  | 50000 | >=0.95 | 114000 |  |  | 155.5147 |  |  | 9 | L3 | 25 | max. 10% at 100.000 hrs |  | Available | 750/339 | Cx=0.3447;Cy=0.3553 | Class I | IK08 | IP50 | IP20 | 50 | 1480 | -25 | 1 | 272 | RAL9016 | 50-60Hz | Passive | LED | none | High Bay Rectangular | Tungsram Auriso | Indoor industrial |  | 18.9 | 42300 | No sensor |  | risk group 1 |  | Bracket kit. Tilted bracket kit. Busbar bracket kit. Cable hook pair
TBD | AUR-2S40-740-L3-FX-ST | image | datasheet | deeplink | TUNGSRAM - Tungsram Auriso - 42100lm - 272W - 4000K - 70CRI - TBD[SKU] - Bracket. Y-cable | 2.86 | Bracket. Y-cable | LED | 1 | 272 | [8 empty] | CE | [6 empty] | 20 | 4000 | 752x250x75 |  | 220-240V |  | 5 | A++ | 35° | 3 | 70 |  | 4000 |  | 50000 | >=0.95 | 114000 |  |  | 154.7794 |  |  | 9 | L3 | 25 | max. 10% at 100.000 hrs |  | Available | 740/339 | Cx=0.4338;Cy=0.4030 | Class I | IK08 | IP50 | IP20 | 50 | 1480 | -25 | 1 | 272 | RAL9016 | 50-60Hz | Passive | LED | none | High Bay Rectangular | Tungsram Auriso | Indoor industrial |  | 18.9 | 42100 | No sensor |  | risk group 1 |  | Bracket kit. Tilted bracket kit. Busbar bracket kit. Cable hook pair
TBD | AUR-2S40-730-L3-FX-ST | image | datasheet | deeplink | TUNGSRAM - Tungsram Auriso - 41000lm - 272W - 3000K - 70CRI - TBD[SKU] - Bracket. Y-cable | 2.86 | Bracket. Y-cable | LED | 1 | 272 | [8 empty] | CE | [6 empty] | 20 | 3000 | 752x250x75 |  | 220-240V |  | 5 | A++ | 35° | 3 | 70 |  | 3000 |  | 50000 | >=0.95 | 114000 |  |  | 150.7353 |  |  | 9 | L3 | 25 | max. 10% at 100.000 hrs |  | Available | 730/339 | Cx=0.4338;Cy=0.4030 | Class I | IK08 | IP50 | IP20 | 50 | 1480 | -25 | 1 | 272 | RAL9016 | 50-60Hz | Passive | LED | none | High Bay Rectangular | Tungsram Auriso | Indoor industrial |  | 18.8 | 41000 | No sensor |  | risk group 1 |  | Bracket kit. Tilted bracket kit. Busbar bracket kit. Cable hook pair
TBD | AUR-2S40-850-D1-FX-ST | image | datasheet | deeplink | TUNGSRAM - Tungsram Auriso - 35100lm - 272W - 5000K - 80CRI - TBD[SKU] - Bracket. Y-cable | 2.86 | Bracket. Y-cable | LED | 1 | 272 | [8 empty] | CE | [6 empty] | 20 | 5000 | 752x250x75 |  | 220-240V |  | 5 | A++ | 100° | 3 | 80 |  | 5000 |  | 50000 | >=0.95 | 114000 |  |  | 129.0441 |  |  | 9 | D1 | 25 | max. 10% at 100.000 hrs |  | Available | 850/339 | Cx=0.3447;Cy=0.3553 | Class I | IK08 | IP20 | IP20 | 50 | 1480 | -25 | 1 | 272 | RAL9016 | 50-60Hz | Passive | LED | none | High Bay Rectangular | Tungsram Auriso | Indoor industrial |  | 26.9 | 35100 | No sensor |  | risk group 1 |  | Bracket kit. Tilted bracket kit. Busbar bracket kit. Cable hook pair
TBD | AUR-2S40-840-D1-FX-ST | image | datasheet | deeplink | TUNGSRAM - Tungsram Auriso - 34200lm - 272W - 4000K - 80CRI - TBD[SKU] - Bracket. Y-cable | 2.86 | Bracket. Y-cable | LED | 1 | 272 | [8 empty] | CE | [6 empty] | 20 | 4000 | 752x250x75 |  | 220-240V |  | 5 | A++ | 100° | 3 | 80 |  | 4000 |  | 50000 | >=0.95 | 114000 |  |  | 125.7353 |  |  | 9 | D1 | 25 | max. 10% at 100.000 hrs |  | Available | 840/339 | Cx=0.3818;Cy=0.3797 | Class I | IK08 | IP20 | IP20 | 50 | 1480 | -25 | 1 | 272 | RAL9016 | 50-60Hz | Passive | LED | none | High Bay Rectangular | Tungsram Auriso | Indoor industrial |  | 26.9 | 34200 | No sensor |  | risk group 1 |  | Bracket kit. Tilted bracket kit. Busbar bracket kit. Cable hook pair
TBD | AUR-2S40-830-D1-FX-ST | image | datasheet | deeplink | TUNGSRAM - Tungsram Auriso - 32200lm - 272W - 3000K - 80CRI - TBD[SKU] - Bracket. Y-cable | 2.86 | Bracket. Y-cable | LED | 1 | 272 | [8 empty] | CE | [6 empty] | 20 | 3000 | 752x250x75 |  | 220-240V |  | 5 | A++ | 100° | 3 | 80 |  | 3000 |  | 50000 | >=0.95 | 114000 |  |  | 118.3824 |  |  | 9 | D1 | 25 | max. 10% at 100.000 hrs |  | Available | 830/339 | Cx=0.4338;Cy=0.4030 | Class I | IK08 | IP20 | IP20 | 50 | 1480 | -25 | 1 | 272 | RAL9016 | 50-60Hz | Passive | LED | none | High Bay Rectangular | Tungsram Auriso | Indoor industrial |  | 26.8 | 32200 | No sensor |  | risk group 1 |  | Bracket kit. Tilted bracket kit. Busbar bracket kit. Cable hook pair
TBD | AUR-2S40-750-D1-FX-ST | image | datasheet | deeplink | TUNGSRAM - Tungsram Auriso - 36100lm - 272W - 5000K - 70CRI - TBD[SKU] - Bracket. Y-cable | 2.86 | Bracket. Y-cable | LED | 1 | 272 | [8 empty] | CE | [6 empty] | 20 | 5000 | 752x250x75 |  | 220-240V |  | 5 | A++ | 100° | 3 | 70 |  | 5000 |  | 50000 | >=0.95 | 114000 |  |  | 132.7206 |  |  | 9 | D1 | 25 | max. 10% at 100.000 hrs |  | Available | 750/339 | Cx=0.3447;Cy=0.3553 | Class I | IK08 | IP20 | IP20 | 50 | 1480 | -25 | 1 | 272 | RAL9016 | 50-60Hz | Passive | LED | none | High Bay Rectangular | Tungsram Auriso | Indoor industrial |  | 27.2 | 36100 | No sensor |  | risk group 1 |  | Bracket kit. Tilted bracket kit. Busbar bracket kit. Cable hook pair
TBD | AUR-2S40-740-D1-FX-ST | image | datasheet | deeplink | TUNGSRAM - Tungsram Auriso - 36000lm - 272W - 4000K - 70CRI - TBD[SKU] - Bracket. Y-cable | 2.86 | Bracket. Y-cable | LED | 1 | 272 | [8 empty] | CE | [6 empty] | 20 | 4000 | 752x250x75 |  | 220-240V |  | 5 | A++ | 100° | 3 | 70 |  | 4000 |  | 50000 | >=0.95 | 114000 |  |  | 132.3529 |  |  | 9 | D1 | 25 | max. 10% at 100.000 hrs |  | Available | 740/339 | Cx=0.4338;Cy=0.4030 | Class I | IK08 | IP20 | IP20 | 50 | 1480 | -25 | 1 | 272 | RAL9016 | 50-60Hz | Passive | LED | none | High Bay Rectangular | Tungsram Auriso | Indoor industrial |  | 27.2 | 36000 | No sensor |  | risk group 1 |  | Bracket kit. Tilted bracket kit. Busbar bracket kit. Cable hook pair
TBD | AUR-2S40-730-D1-FX-ST | image | datasheet | deeplink | TUNGSRAM - Tungsram Auriso - 35000lm - 272W - 3000K - 70CRI - TBD[SKU] - Bracket. Y-cable | 2.86 | Bracket. Y-cable | LED | 1 | 272 | [8 empty] | CE | [6 empty] | 20 | 3000 | 752x250x75 |  | 220-240V |  | 5 | A++ | 100° | 3 | 70 |  | 3000 |  | 50000 | >=0.95 | 114000 |  |  | 128.6765 |  |  | 9 | D1 | 25 | max. 10% at 100.000 hrs |  | Available | 730/339 | Cx=0.4338;Cy=0.4030 | Class I | IK08 | IP20 | IP20 | 50 | 1480 | -25 | 1 | 272 | RAL9016 | 50-60Hz | Passive | LED | none | High Bay Rectangular | Tungsram Auriso | Indoor industrial |  | 27 | 35000 | No sensor |  | risk group 1 |  | Bracket kit. Tilted bracket kit. Busbar bracket kit. Cable hook pair
TBD | AUR-2S40-850-C1-FX-ST | image | datasheet | deeplink | TUNGSRAM - Tungsram Auriso - 39000lm - 272W - 5000K - 80CRI - TBD[SKU] - Bracket. Y-cable | 2.86 | Bracket. Y-cable | LED | 1 | 272 | [8 empty] | CE | [6 empty] | 20 | 5000 | 752x250x75 |  | 220-240V |  | 5 | A++ | 110° | 3 | 80 |  | 5000 |  | 50000 | >=0.95 | 114000 |  |  | 143.3824 |  |  | 9 | C1 | 25 | max. 10% at 100.000 hrs |  | Available | 850/339 | Cx=0.3447;Cy=0.3553 | Class I | IK08 | IP20 | IP20 | 50 | 1480 | -25 | 1 | 272 | RAL9016 | 50-60Hz | Passive | LED | none | High Bay Rectangular | Tungsram Auriso | Indoor industrial |  | 26.7 | 39000 | No sensor |  | risk group 1 |  | Bracket kit. Tilted bracket kit. Busbar bracket kit. Cable hook pair
TBD | AUR-2S40-840-C1-FX-ST | image | datasheet | deeplink | TUNGSRAM - Tungsram Auriso - 38000lm - 272W - 4000K - 80CRI - TBD[SKU] - Bracket. Y-cable | 2.86 | Bracket. Y-cable | LED | 1 | 272 | [8 empty] | CE | [6 empty] | 20 | 4000 | 752x250x75 |  | 220-240V |  | 5 | A++ | 110° | 3 | 80 |  | 4000 |  | 50000 | >=0.95 | 114000 |  |  | 139.7059 |  |  | 9 | C1 | 25 | max. 10% at 100.000 hrs |  | Available | 840/339 | Cx=0.3818;Cy=0.3797 | Class I | IK08 | IP20 | IP20 | 50 | 1480 | -25 | 1 | 272 | RAL9016 | 50-60Hz | Passive | LED | none | High Bay Rectangular | Tungsram Auriso | Indoor industrial |  | 26.7 | 38000 | No sensor |  | risk group 1 |  | Bracket kit. Tilted bracket kit. Busbar bracket kit. Cable hook pair
TBD | AUR-2S40-830-C1-FX-ST | image | datasheet | deeplink | TUNGSRAM - Tungsram Auriso - 35800lm - 272W - 3000K - 80CRI - TBD[SKU] - Bracket. Y-cable | 2.86 | Bracket. Y-cable | LED | 1 | 272 | [8 empty] | CE | [6 empty] | 20 | 3000 | 752x250x75 |  | 220-240V |  | 5 | A++ | 110° | 3 | 80 |  | 3000 |  | 50000 | >=0.95 | 114000 |  |  | 131.6176 |  |  | 9 | C1 | 25 | max. 10% at 100.000 hrs |  | Available | 830/339 | Cx=0.4338;Cy=0.4030 | Class I | IK08 | IP20 | IP20 | 50 | 1480 | -25 | 1 | 272 | RAL9016 | 50-60Hz | Passive | LED | none | High Bay Rectangular | Tungsram Auriso | Indoor industrial |  | 26.6 | 35800 | No sensor |  | risk group 1 |  | Bracket kit. Tilted bracket kit. Busbar bracket kit. Cable hook pair
TBD | AUR-2S40-750-C1-FX-ST | image | datasheet | deeplink | TUNGSRAM - Tungsram Auriso - 40100lm - 272W - 5000K - 70CRI - TBD[SKU] - Bracket. Y-cable | 2.86 | Bracket. Y-cable | LED | 1 | 272 | [8 empty] | CE | [6 empty] | 20 | 5000 | 752x250x75 |  | 220-240V |  | 5 | A++ | 110° | 3 | 70 |  | 5000 |  | 50000 | >=0.95 | 114000 |  |  | 147.4265 |  |  | 9 | C1 | 25 | max. 10% at 100.000 hrs |  | Available | 750/339 | Cx=0.3447;Cy=0.3553 | Class I | IK08 | IP20 | IP20 | 50 | 1480 | -25 | 1 | 272 | RAL9016 | 50-60Hz | Passive | LED | none | High Bay Rectangular | Tungsram Auriso | Indoor industrial |  | 27 | 40100 | No sensor |  | risk group 1 |  | Bracket kit. Tilted bracket kit. Busbar bracket kit. Cable hook pair
TBD | AUR-2S40-740-C1-FX-ST | image | datasheet | deeplink | TUNGSRAM - Tungsram Auriso - 40000lm - 272W - 4000K - 70CRI - TBD[SKU] - Bracket. Y-cable | 2.86 | Bracket. Y-cable | LED | 1 | 272 | [8 empty] | CE | [6 empty] | 20 | 4000 | 752x250x75 |  | 220-240V |  | 5 | A++ | 110° | 3 | 70 |  | 4000 |  | 50000 | >=0.95 | 114000 |  |  | 147.0588 |  |  | 9 | C1 | 25 | max. 10% at 100.000 hrs |  | Available | 740/339 | Cx=0.4338;Cy=0.4030 | Class I | IK08 | IP20 | IP20 | 50 | 1480 | -25 | 1 | 272 | RAL9016 | 50-60Hz | Passive | LED | none | High Bay Rectangular | Tungsram Auriso | Indoor industrial |  | 27 | 40000 | No sensor |  | risk group 1 |  | Bracket kit. Tilted bracket kit. Busbar bracket kit. Cable hook pair
TBD | AUR-2S40-730-C1-FX-ST | image | datasheet | deeplink | TUNGSRAM - Tungsram Auriso - 38900lm - 272W - 3000K - 70CRI - TBD[SKU] - Bracket. Y-cable | 2.86 | Bracket. Y-cable | LED | 1 | 272 | [8 empty] | CE | [6 empty] | 20 | 3000 | 752x250x75 |  | 220-240V |  | 5 | A++ | 110° | 3 | 70 |  | 3000 |  | 50000 | >=0.95 | 114000 |  |  | 143.0147 |  |  | 9 | C1 | 25 | max. 10% at 100.000 hrs |  | Available | 730/339 | Cx=0.4338;Cy=0.4030 | Class I | IK08 | IP20 | IP20 | 50 | 1480 | -25 | 1 | 272 | RAL9016 | 50-60Hz | Passive | LED | none | High Bay Rectangular | Tungsram Auriso | Indoor industrial |  | 26.9 | 38900 | No sensor |  | risk group 1 |  | Bracket kit. Tilted bracket kit. Busbar bracket kit. Cable hook pair
TBD | AUR-2S35-850-U8-FX-ST | image | datasheet | deeplink | TUNGSRAM - Tungsram Auriso - 30300lm - 225W - 5000K - 80CRI - TBD[SKU] - Bracket. Y-cable | 2.86 | Bracket. Y-cable | LED | 1 | 225 | [8 empty] | CE | [6 empty] | 20 | 5000 | 752x250x75 |  | 220-240V |  | 5 | A++ | 80° | 3 | 80 |  | 5000 |  | 50000 | >=0.95 | 114000 |  |  | 134.6667 |  |  | 9 | U8 | 25 | max. 10% at 100.000 hrs |  | Available | 850/339 | Cx=0.3447;Cy=0.3553 | Class I | IK08 | IP20 | IP20 | 50 | 1230 | -25 | 1 | 225 | RAL9016 | 50-60Hz | Passive | LED | none | High Bay Rectangular | Tungsram Auriso | Indoor industrial |  | 23.7 | 30300 | No sensor |  | risk group 1 |  | Bracket kit. Tilted bracket kit. Busbar bracket kit. Cable hook pair
TBD | AUR-2S35-840-U8-FX-ST | image | datasheet | deeplink | TUNGSRAM - Tungsram Auriso - 29500lm - 225W - 4000K - 80CRI - TBD[SKU] - Bracket. Y-cable | 2.86 | Bracket. Y-cable | LED | 1 | 225 | [8 empty] | CE | [6 empty] | 20 | 4000 | 752x250x75 |  | 220-240V |  | 5 | A++ | 80° | 3 | 80 |  | 4000 |  | 50000 | >=0.95 | 114000 |  |  | 131.1111 |  |  | 9 | U8 | 25 | max. 10% at 100.000 hrs |  | Available | 840/339 | Cx=0.3818;Cy=0.3797 | Class I | IK08 | IP20 | IP20 | 50 | 1230 | -25 | 1 | 225 | RAL9016 | 50-60Hz | Passive | LED | none | High Bay Rectangular | Tungsram Auriso | Indoor industrial |  | 23.7 | 29500 | No sensor |  | risk group 1 |  | Bracket kit. Tilted bracket kit. Busbar bracket kit. Cable hook pair
TBD | AUR-2S35-830-U8-FX-ST | image | datasheet | deeplink | TUNGSRAM - Tungsram Auriso - 27800lm - 225W - 3000K - 80CRI - TBD[SKU] - Bracket. Y-cable | 2.86 | Bracket. Y-cable | LED | 1 | 225 | [8 empty] | CE | [6 empty] | 20 | 3000 | 752x250x75 |  | 220-240V |  | 5 | A++ | 80° | 3 | 80 |  | 3000 |  | 50000 | >=0.95 | 114000 |  |  | 123.5556 |  |  | 9 | U8 | 25 | max. 10% at 100.000 hrs |  | Available | 830/339 | Cx=0.4338;Cy=0.4030 | Class I | IK08 | IP20 | IP20 | 50 | 1230 | -25 | 1 | 225 | RAL9016 | 50-60Hz | Passive | LED | none | High Bay Rectangular | Tungsram Auriso | Indoor industrial |  | 23.5 | 27800 | No sensor |  | risk group 1 |  | Bracket kit. Tilted bracket kit. Busbar bracket kit. Cable hook pair
TBD | AUR-2S35-750-U8-FX-ST | image | datasheet | deeplink | TUNGSRAM - Tungsram Auriso - 31200lm - 225W - 5000K - 70CRI - TBD[SKU] - Bracket. Y-cable | 2.86 | Bracket. Y-cable | LED | 1 | 225 | [8 empty] | CE | [6 empty] | 20 | 5000 | 752x250x75 |  | 220-240V |  | 5 | A++ | 80° | 3 | 70 |  | 5000 |  | 50000 | >=0.95 | 114000 |  |  | 138.6667 |  |  | 9 | U8 | 25 | max. 10% at 100.000 hrs |  | Available | 750/339 | Cx=0.3447;Cy=0.3553 | Class I | IK08 | IP20 | IP20 | 50 | 1230 | -25 | 1 | 225 | RAL9016 | 50-60Hz | Passive | LED | none | High Bay Rectangular | Tungsram Auriso | Indoor industrial |  | 23.9 | 31200 | No sensor |  | risk group 1 |  | Bracket kit. Tilted bracket kit. Busbar bracket kit. Cable hook pair
TBD | AUR-2S35-740-U8-FX-ST | image | datasheet | deeplink | TUNGSRAM - Tungsram Auriso - 31100lm - 225W - 4000K - 70CRI - TBD[SKU] - Bracket. Y-cable | 2.86 | Bracket. Y-cable | LED | 1 | 225 | [8 empty] | CE | [6 empty] | 20 | 4000 | 752x250x75 |  | 220-240V |  | 5 | A++ | 80° | 3 | 70 |  | 4000 |  | 50000 | >=0.95 | 114000 |  |  | 138.2222 |  |  | 9 | U8 | 25 | max. 10% at 100.000 hrs |  | Available | 740/339 | Cx=0.4338;Cy=0.4030 | Class I | IK08 | IP20 | IP20 | 50 | 1230 | -25 | 1 | 225 | RAL9016 | 50-60Hz | Passive | LED | none | High Bay Rectangular | Tungsram Auriso | Indoor industrial |  | 23.9 | 31100 | No sensor |  | risk group 1 |  | Bracket kit. Tilted bracket kit. Busbar bracket kit. Cable hook pair
TBD | AUR-2S35-730-U8-FX-ST | image | datasheet | deeplink | TUNGSRAM - Tungsram Auriso - 30200lm - 225W - 3000K - 70CRI - TBD[SKU] - Bracket. Y-cable | 2.86 | Bracket. Y-cable | LED | 1 | 225 | [8 empty] | CE | [6 empty] | 20 | 3000 | 752x250x75 |  | 220-240V |  | 5 | A++ | 80° | 3 | 70 |  | 3000 |  | 50000 | >=0.95 | 114000 |  |  | 134.2222 |  |  | 9 | U8 | 25 | max. 10% at 100.000 hrs |  | Available | 730/339 | Cx=0.4338;Cy=0.4030 | Class I | IK08 | IP20 | IP20 | 50 | 1230 | -25 | 1 | 225 | RAL9016 | 50-60Hz | Passive | LED | none | High Bay Rectangular | Tungsram Auriso | Indoor industrial |  | 23.8 | 30200 | No sensor |  | risk group 1 |  | Bracket kit. Tilted bracket kit. Busbar bracket kit. Cable hook pair
TBD | AUR-2S35-850-U6-FX-ST | image | datasheet | deeplink | TUNGSRAM - Tungsram Auriso - 27700lm - 225W - 5000K - 80CRI - TBD[SKU] - Bracket. Y-cable | 2.86 | Bracket. Y-cable | LED | 1 | 225 | [8 empty] | CE | [6 empty] | 20 | 5000 | 752x250x75 |  | 220-240V |  | 5 | A++ | 65° | 3 | 80 |  | 5000 |  | 50000 | >=0.95 | 114000 |  |  | 123.1111 |  |  | 9 | U6 | 25 | max. 10% at 100.000 hrs |  | Available | 850/339 | Cx=0.3447;Cy=0.3553 | Class I | IK08 | IP50 | IP20 | 50 | 1230 | -25 | 1 | 225 | RAL9016 | 50-60Hz | Passive | LED | none | High Bay Rectangular | Tungsram Auriso | Indoor industrial |  | 22.3 | 27700 | No sensor |  | risk group 1 |  | Bracket kit. Tilted bracket kit. Busbar bracket kit. Cable hook pair
TBD | AUR-2S35-840-U6-FX-ST | image | datasheet | deeplink | TUNGSRAM - Tungsram Auriso - 27000lm - 225W - 4000K - 80CRI - TBD[SKU] - Bracket. Y-cable | 2.86 | Bracket. Y-cable | LED | 1 | 225 | [8 empty] | CE | [6 empty] | 20 | 4000 | 752x250x75 |  | 220-240V |  | 5 | A++ | 65° | 3 | 80 |  | 4000 |  | 50000 | >=0.95 | 114000 |  |  | 120 |  |  | 9 | U6 | 25 | max. 10% at 100.000 hrs |  | Available | 840/339 | Cx=0.3818;Cy=0.3797 | Class I | IK08 | IP50 | IP20 | 50 | 1230 | -25 | 1 | 225 | RAL9016 | 50-60Hz | Passive | LED | none | High Bay Rectangular | Tungsram Auriso | Indoor industrial |  | 22.3 | 27000 | No sensor |  | risk group 1 |  | Bracket kit. Tilted bracket kit. Busbar bracket kit. Cable hook pair
TBD | AUR-2S35-830-U6-FX-ST | image | datasheet | deeplink | TUNGSRAM - Tungsram Auriso - 25400lm - 225W - 3000K - 80CRI - TBD[SKU] - Bracket. Y-cable | 2.86 | Bracket. Y-cable | LED | 1 | 225 | [8 empty] | CE | [6 empty] | 20 | 3000 | 752x250x75 |  | 220-240V |  | 5 | A++ | 65° | 3 | 80 |  | 3000 |  | 50000 | >=0.95 | 114000 |  |  | 112.8889 |  |  | 9 | U6 | 25 | max. 10% at 100.000 hrs |  | Available | 830/339 | Cx=0.4338;Cy=0.4030 | Class I | IK08 | IP50 | IP20 | 50 | 1230 | -25 | 1 | 225 | RAL9016 | 50-60Hz | Passive | LED | none | High Bay Rectangular | Tungsram Auriso | Indoor industrial |  | 22.2 | 25400 | No sensor |  | risk group 1 |  | Bracket kit. Tilted bracket kit. Busbar bracket kit. Cable hook pair
TBD | AUR-2S35-750-U6-FX-ST | image | datasheet | deeplink | TUNGSRAM - Tungsram Auriso - 28500lm - 225W - 5000K - 70CRI - TBD[SKU] - Bracket. Y-cable | 2.86 | Bracket. Y-cable | LED | 1 | 225 | [8 empty] | CE | [6 empty] | 20 | 5000 | 752x250x75 |  | 220-240V |  | 5 | A++ | 65° | 3 | 70 |  | 5000 |  | 50000 | >=0.95 | 114000 |  |  | 126.6667 |  |  | 9 | U6 | 25 | max. 10% at 100.000 hrs |  | Available | 750/339 | Cx=0.3447;Cy=0.3553 | Class I | IK08 | IP50 | IP20 | 50 | 1230 | -25 | 1 | 225 | RAL9016 | 50-60Hz | Passive | LED | none | High Bay Rectangular | Tungsram Auriso | Indoor industrial |  | 22.6 | 28500 | No sensor |  | risk group 1 |  | Bracket kit. Tilted bracket kit. Busbar bracket kit. Cable hook pair
TBD | AUR-2S35-740-U6-FX-ST | image | datasheet | deeplink | TUNGSRAM - Tungsram Auriso - 28400lm - 225W - 4000K - 70CRI - TBD[SKU] - Bracket. Y-cable | 2.86 | Bracket. Y-cable | LED | 1 | 225 | [8 empty] | CE | [6 empty] | 20 | 4000 | 752x250x75 |  | 220-240V |  | 5 | A++ | 65° | 3 | 70 |  | 4000 |  | 50000 | >=0.95 | 114000 |  |  | 126.2222 |  |  | 9 | U6 | 25 | max. 10% at 100.000 hrs |  | Available | 740/339 | Cx=0.4338;Cy=0.4030 | Class I | IK08 | IP50 | IP20 | 50 | 1230 | -25 | 1 | 225 | RAL9016 | 50-60Hz | Passive | LED | none | High Bay Rectangular | Tungsram Auriso | Indoor industrial |  | 22.6 | 28400 | No sensor |  | risk group 1 |  | Bracket kit. Tilted bracket kit. Busbar bracket kit. Cable hook pair
TBD | AUR-2S35-730-U6-FX-ST | image | datasheet | deeplink | TUNGSRAM - Tungsram Auriso - 27600lm - 225W - 3000K - 70CRI - TBD[SKU] - Bracket. Y-cable | 2.86 | Bracket. Y-cable | LED | 1 | 225 | [8 empty] | CE | [6 empty] | 20 | 3000 | 752x250x75 |  | 220-240V |  | 5 | A++ | 65° | 3 | 70 |  | 3000 |  | 50000 | >=0.95 | 114000 |  |  | 122.6667 |  |  | 9 | U6 | 25 | max. 10% at 100.000 hrs |  | Available | 730/339 | Cx=0.4338;Cy=0.4030 | Class I | IK08 | IP50 | IP20 | 50 | 1230 | -25 | 1 | 225 | RAL9016 | 50-60Hz | Passive | LED | none | High Bay Rectangular | Tungsram Auriso | Indoor industrial |  | 22.5 | 27600 | No sensor |  | risk group 1 |  | Bracket kit. Tilted bracket kit. Busbar bracket kit. Cable hook pair
TBD | AUR-2S35-850-U4-FX-ST | image | datasheet | deeplink | TUNGSRAM - Tungsram Auriso - 28900lm - 225W - 5000K - 80CRI - TBD[SKU] - Bracket. Y-cable | 2.86 | Bracket. Y-cable | LED | 1 | 225 | [8 empty] | CE | [6 empty] | 20 | 5000 | 752x250x75 |  | 220-240V |  | 5 | A++ | 45° | 3 | 80 |  | 5000 |  | 50000 | >=0.95 | 114000 |  |  | 128.4444 |  |  | 9 | U4 | 25 | max. 10% at 100.000 hrs |  | Available | 850/339 | Cx=0.3447;Cy=0.3553 | Class I | IK08 | IP50 | IP20 | 50 | 1230 | -25 | 1 | 225 | RAL9016 | 50-60Hz | Passive | LED | none | High Bay Rectangular | Tungsram Auriso | Indoor industrial |  | 21.6 | 28900 | No sensor |  | risk group 1 |  | Bracket kit. Tilted bracket kit. Busbar bracket kit. Cable hook pair
TBD | AUR-2S35-840-U4-FX-ST | image | datasheet | deeplink | TUNGSRAM - Tungsram Auriso - 28100lm - 225W - 4000K - 80CRI - TBD[SKU] - Bracket. Y-cable | 2.86 | Bracket. Y-cable | LED | 1 | 225 | [8 empty] | CE | [6 empty] | 20 | 4000 | 752x250x75 |  | 220-240V |  | 5 | A++ | 45° | 3 | 80 |  | 4000 |  | 50000 | >=0.95 | 114000 |  |  | 124.8889 |  |  | 9 | U4 | 25 | max. 10% at 100.000 hrs |  | Available | 840/339 | Cx=0.3818;Cy=0.3797 | Class I | IK08 | IP50 | IP20 | 50 | 1230 | -25 | 1 | 225 | RAL9016 | 50-60Hz | Passive | LED | none | High Bay Rectangular | Tungsram Auriso | Indoor industrial |  | 21.6 | 28100 | No sensor |  | risk group 1 |  | Bracket kit. Tilted bracket kit. Busbar bracket kit. Cable hook pair
TBD | AUR-2S35-830-U4-FX-ST | image | datasheet | deeplink | TUNGSRAM - Tungsram Auriso - 26500lm - 225W - 3000K - 80CRI - TBD[SKU] - Bracket. Y-cable | 2.86 | Bracket. Y-cable | LED | 1 | 225 | [8 empty] | CE | [6 empty] | 20 | 3000 | 752x250x75 |  | 220-240V |  | 5 | A++ | 45° | 3 | 80 |  | 3000 |  | 50000 | >=0.95 | 114000 |  |  | 117.7778 |  |  | 9 | U4 | 25 | max. 10% at 100.000 hrs |  | Available | 830/339 | Cx=0.4338;Cy=0.4030 | Class I | IK08 | IP50 | IP20 | 50 | 1230 | -25 | 1 | 225 | RAL9016 | 50-60Hz | Passive | LED | none | High Bay Rectangular | Tungsram Auriso | Indoor industrial |  | 21.5 | 26500 | No sensor |  | risk group 1 |  | Bracket kit. Tilted bracket kit. Busbar bracket kit. Cable hook pair
TBD | AUR-2S35-750-U4-FX-ST | image | datasheet | deeplink | TUNGSRAM - Tungsram Auriso - 29700lm - 225W - 5000K - 70CRI - TBD[SKU] - Bracket. Y-cable | 2.86 | Bracket. Y-cable | LED | 1 | 225 | [8 empty] | CE | [6 empty] | 20 | 5000 | 752x250x75 |  | 220-240V |  | 5 | A++ | 45° | 3 | 70 |  | 5000 |  | 50000 | >=0.95 | 114000 |  |  | 132 |  |  | 9 | U4 | 25 | max. 10% at 100.000 hrs |  | Available | 750/339 | Cx=0.3447;Cy=0.3553 | Class I | IK08 | IP50 | IP20 | 50 | 1230 | -25 | 1 | 225 | RAL9016 | 50-60Hz | Passive | LED | none | High Bay Rectangular | Tungsram Auriso | Indoor industrial |  | 21.9 | 29700 | No sensor |  | risk group 1 |  | Bracket kit. Tilted bracket kit. Busbar bracket kit. Cable hook pair
TBD | AUR-2S35-740-U4-FX-ST | image | datasheet | deeplink | TUNGSRAM - Tungsram Auriso - 29600lm - 225W - 4000K - 70CRI - TBD[SKU] - Bracket. Y-cable | 2.86 | Bracket. Y-cable | LED | 1 | 225 | [8 empty] | CE | [6 empty] | 20 | 4000 | 752x250x75 |  | 220-240V |  | 5 | A++ | 45° | 3 | 70 |  | 4000 |  | 50000 | >=0.95 | 114000 |  |  | 131.5556 |  |  | 9 | U4 | 25 | max. 10% at 100.000 hrs |  | Available | 740/339 | Cx=0.4338;Cy=0.4030 | Class I | IK08 | IP50 | IP20 | 50 | 1230 | -25 | 1 | 225 | RAL9016 | 50-60Hz | Passive | LED | none | High Bay Rectangular | Tungsram Auriso | Indoor industrial |  | 21.9 | 29600 | No sensor |  | risk group 1 |  | Bracket kit. Tilted bracket kit. Busbar bracket kit. Cable hook pair
TBD | AUR-2S35-730-U4-FX-ST | image | datasheet | deeplink | TUNGSRAM - Tungsram Auriso - 28800lm - 225W - 3000K - 70CRI - TBD[SKU] - Bracket. Y-cable | 2.86 | Bracket. Y-cable | LED | 1 | 225 | [8 empty] | CE | [6 empty] | 20 | 3000 | 752x250x75 |  | 220-240V |  | 5 | A++ | 45° | 3 | 70 |  | 3000 |  | 50000 | >=0.95 | 114000 |  |  | 128 |  |  | 9 | U4 | 25 | max. 10% at 100.000 hrs |  | Available | 730/339 | Cx=0.4338;Cy=0.4030 | Class I | IK08 | IP50 | IP20 | 50 | 1230 | -25 | 1 | 225 | RAL9016 | 50-60Hz | Passive | LED | none | High Bay Rectangular | Tungsram Auriso | Indoor industrial |  | 21.8 | 28800 | No sensor |  | risk group 1 |  | Bracket kit. Tilted bracket kit. Busbar bracket kit. Cable hook pair
TBD | AUR-2S35-850-L9-FX-ST | image | datasheet | deeplink | TUNGSRAM - Tungsram Auriso - 35000lm - 225W - 5000K - 80CRI - TBD[SKU] - Bracket. Y-cable | 2.86 | Bracket. Y-cable | LED | 1 | 225 | [8 empty] | CE | [6 empty] | 20 | 5000 | 752x250x75 |  | 220-240V |  | 5 | A++ | 90° | 3 | 80 |  | 5000 |  | 50000 | >=0.95 | 114000 |  |  | 155.5556 |  |  | 9 | L9 | 25 | max. 10% at 100.000 hrs |  | Available | 850/339 | Cx=0.3447;Cy=0.3553 | Class I | IK08 | IP50 | IP20 | 50 | 1230 | -25 | 1 | 225 | RAL9016 | 50-60Hz | Passive | LED | none | High Bay Rectangular | Tungsram Auriso | Indoor industrial |  | 24.1 | 35000 | No sensor |  | risk group 1 |  | Bracket kit. Tilted bracket kit. Busbar bracket kit. Cable hook pair
TBD | AUR-2S35-840-L9-FX-ST | image | datasheet | deeplink | TUNGSRAM - Tungsram Auriso - 34100lm - 225W - 4000K - 80CRI - TBD[SKU] - Bracket. Y-cable | 2.86 | Bracket. Y-cable | LED | 1 | 225 | [8 empty] | CE | [6 empty] | 20 | 4000 | 752x250x75 |  | 220-240V |  | 5 | A++ | 90° | 3 | 80 |  | 4000 |  | 50000 | >=0.95 | 114000 |  |  | 151.5556 |  |  | 9 | L9 | 25 | max. 10% at 100.000 hrs |  | Available | 840/339 | Cx=0.3818;Cy=0.3797 | Class I | IK08 | IP50 | IP20 | 50 | 1230 | -25 | 1 | 225 | RAL9016 | 50-60Hz | Passive | LED | none | High Bay Rectangular | Tungsram Auriso | Indoor industrial |  | 24.1 | 34100 | No sensor |  | risk group 1 |  | Bracket kit. Tilted bracket kit. Busbar bracket kit. Cable hook pair
TBD | AUR-2S35-830-L9-FX-ST | image | datasheet | deeplink | TUNGSRAM - Tungsram Auriso - 32200lm - 225W - 3000K - 80CRI - TBD[SKU] - Bracket. Y-cable | 2.86 | Bracket. Y-cable | LED | 1 | 225 | [8 empty] | CE | [6 empty] | 20 | 3000 | 752x250x75 |  | 220-240V |  | 5 | A++ | 90° | 3 | 80 |  | 3000 |  | 50000 | >=0.95 | 114000 |  |  | 143.1111 |  |  | 9 | L9 | 25 | max. 10% at 100.000 hrs |  | Available | 830/339 | Cx=0.4338;Cy=0.4030 | Class I | IK08 | IP50 | IP20 | 50 | 1230 | -25 | 1 | 225 | RAL9016 | 50-60Hz | Passive | LED | none | High Bay Rectangular | Tungsram Auriso | Indoor industrial |  | 23.9 | 32200 | No sensor |  | risk group 1 |  | Bracket kit. Tilted bracket kit. Busbar bracket kit. Cable hook pair
TBD | AUR-2S35-750-L9-FX-ST | image | datasheet | deeplink | TUNGSRAM - Tungsram Auriso - 36000lm - 225W - 5000K - 70CRI - TBD[SKU] - Bracket. Y-cable | 2.86 | Bracket. Y-cable | LED | 1 | 225 | [8 empty] | CE | [6 empty] | 20 | 5000 | 752x250x75 |  | 220-240V |  | 5 | A++ | 90° | 3 | 70 |  | 5000 |  | 50000 | >=0.95 | 114000 |  |  | 160 |  |  | 9 | L9 | 25 | max. 10% at 100.000 hrs |  | Available | 750/339 | Cx=0.3447;Cy=0.3553 | Class I | IK08 | IP50 | IP20 | 50 | 1230 | -25 | 1 | 225 | RAL9016 | 50-60Hz | Passive | LED | none | High Bay Rectangular | Tungsram Auriso | Indoor industrial |  | 24.3 | 36000 | No sensor |  | risk group 1 |  | Bracket kit. Tilted bracket kit. Busbar bracket kit. Cable hook pair
TBD | AUR-2S35-740-L9-FX-ST | image | datasheet | deeplink | TUNGSRAM - Tungsram Auriso - 35900lm - 225W - 4000K - 70CRI - TBD[SKU] - Bracket. Y-cable | 2.86 | Bracket. Y-cable | LED | 1 | 225 | [8 empty] | CE | [6 empty] | 20 | 4000 | 752x250x75 |  | 220-240V |  | 5 | A++ | 90° | 3 | 70 |  | 4000 |  | 50000 | >=0.95 | 114000 |  |  | 159.5556 |  |  | 9 | L9 | 25 | max. 10% at 100.000 hrs |  | Available | 740/339 | Cx=0.4338;Cy=0.4030 | Class I | IK08 | IP50 | IP20 | 50 | 1230 | -25 | 1 | 225 | RAL9016 | 50-60Hz | Passive | LED | none | High Bay Rectangular | Tungsram Auriso | Indoor industrial |  | 24.3 | 35900 | No sensor |  | risk group 1 |  | Bracket kit. Tilted bracket kit. Busbar bracket kit. Cable hook pair
TBD | AUR-2S35-730-L9-FX-ST | image | datasheet | deeplink | TUNGSRAM - Tungsram Auriso - 34900lm - 225W - 3000K - 70CRI - TBD[SKU] - Bracket. Y-cable | 2.86 | Bracket. Y-cable | LED | 1 | 225 | [8 empty] | CE | [6 empty] | 20 | 3000 | 752x250x75 |  | 220-240V |  | 5 | A++ | 90° | 3 | 70 |  | 3000 |  | 50000 | >=0.95 | 114000 |  |  | 155.1111 |  |  | 9 | L9 | 25 | max. 10% at 100.000 hrs |  | Available | 730/339 | Cx=0.4338;Cy=0.4030 | Class I | IK08 | IP50 | IP20 | 50 | 1230 | -25 | 1 | 225 | RAL9016 | 50-60Hz | Passive | LED | none | High Bay Rectangular | Tungsram Auriso | Indoor industrial |  | 24.2 | 34900 | No sensor |  | risk group 1 |  | Bracket kit. Tilted bracket kit. Busbar bracket kit. Cable hook pair
TBD | AUR-2S35-850-L6-FX-ST | image | datasheet | deeplink | TUNGSRAM - Tungsram Auriso - 33700lm - 225W - 5000K - 80CRI - TBD[SKU] - Bracket. Y-cable | 2.86 | Bracket. Y-cable | LED | 1 | 225 | [8 empty] | CE | [6 empty] | 20 | 5000 | 752x250x75 |  | 220-240V |  | 5 | A++ | 70° | 3 | 80 |  | 5000 |  | 50000 | >=0.95 | 114000 |  |  | 149.7778 |  |  | 9 | L6 | 25 | max. 10% at 100.000 hrs |  | Available | 850/339 | Cx=0.3447;Cy=0.3553 | Class I | IK08 | IP50 | IP20 | 50 | 1230 | -25 | 1 | 225 | RAL9016 | 50-60Hz | Passive | LED | none | High Bay Rectangular | Tungsram Auriso | Indoor industrial |  | 22.5 | 33700 | No sensor |  | risk group 1 |  | Bracket kit. Tilted bracket kit. Busbar bracket kit. Cable hook pair
TBD | AUR-2S35-840-L6-FX-ST | image | datasheet | deeplink | TUNGSRAM - Tungsram Auriso - 32800lm - 225W - 4000K - 80CRI - TBD[SKU] - Bracket. Y-cable | 2.86 | Bracket. Y-cable | LED | 1 | 225 | [8 empty] | CE | [6 empty] | 20 | 4000 | 752x250x75 |  | 220-240V |  | 5 | A++ | 70° | 3 | 80 |  | 4000 |  | 50000 | >=0.95 | 114000 |  |  | 145.7778 |  |  | 9 | L6 | 25 | max. 10% at 100.000 hrs |  | Available | 840/339 | Cx=0.3818;Cy=0.3797 | Class I | IK08 | IP50 | IP20 | 50 | 1230 | -25 | 1 | 225 | RAL9016 | 50-60Hz | Passive | LED | none | High Bay Rectangular | Tungsram Auriso | Indoor industrial |  | 22.5 | 32800 | No sensor |  | risk group 1 |  | Bracket kit. Tilted bracket kit. Busbar bracket kit. Cable hook pair
TBD | AUR-2S35-830-L6-FX-ST | image | datasheet | deeplink | TUNGSRAM - Tungsram Auriso - 30900lm - 225W - 3000K - 80CRI - TBD[SKU] - Bracket. Y-cable | 2.86 | Bracket. Y-cable | LED | 1 | 225 | [8 empty] | CE | [6 empty] | 20 | 3000 | 752x250x75 |  | 220-240V |  | 5 | A++ | 70° | 3 | 80 |  | 3000 |  | 50000 | >=0.95 | 114000 |  |  | 137.3333 |  |  | 9 | L6 | 25 | max. 10% at 100.000 hrs |  | Available | 830/339 | Cx=0.4338;Cy=0.4030 | Class I | IK08 | IP50 | IP20 | 50 | 1230 | -25 | 1 | 225 | RAL9016 | 50-60Hz | Passive | LED | none | High Bay Rectangular | Tungsram Auriso | Indoor industrial |  | 22.4 | 30900 | No sensor |  | risk group 1 |  | Bracket kit. Tilted bracket kit. Busbar bracket kit. Cable hook pair
TBD | AUR-2S35-750-L6-FX-ST | image | datasheet | deeplink | TUNGSRAM - Tungsram Auriso - 34600lm - 225W - 5000K - 70CRI - TBD[SKU] - Bracket. Y-cable | 2.86 | Bracket. Y-cable | LED | 1 | 225 | [8 empty] | CE | [6 empty] | 20 | 5000 | 752x250x75 |  | 220-240V |  | 5 | A++ | 70° | 3 | 70 |  | 5000 |  | 50000 | >=0.95 | 114000 |  |  | 153.7778 |  |  | 9 | L6 | 25 | max. 10% at 100.000 hrs |  | Available | 750/339 | Cx=0.3447;Cy=0.3553 | Class I | IK08 | IP50 | IP20 | 50 | 1230 | -25 | 1 | 225 | RAL9016 | 50-60Hz | Passive | LED | none | High Bay Rectangular | Tungsram Auriso | Indoor industrial |  | 22.8 | 34600 | No sensor |  | risk group 1 |  | Bracket kit. Tilted bracket kit. Busbar bracket kit. Cable hook pair
TBD | AUR-2S35-740-L6-FX-ST | image | datasheet | deeplink | TUNGSRAM - Tungsram Auriso - 34500lm - 225W - 4000K - 70CRI - TBD[SKU] - Bracket. Y-cable | 2.86 | Bracket. Y-cable | LED | 1 | 225 | [8 empty] | CE | [6 empty] | 20 | 4000 | 752x250x75 |  | 220-240V |  | 5 | A++ | 70° | 3 | 70 |  | 4000 |  | 50000 | >=0.95 | 114000 |  |  | 153.3333 |  |  | 9 | L6 | 25 | max. 10% at 100.000 hrs |  | Available | 740/339 | Cx=0.4338;Cy=0.4030 | Class I | IK08 | IP50 | IP20 | 50 | 1230 | -25 | 1 | 225 | RAL9016 | 50-60Hz | Passive | LED | none | High Bay Rectangular | Tungsram Auriso | Indoor industrial |  | 22.8 | 34500 | No sensor |  | risk group 1 |  | Bracket kit. Tilted bracket kit. Busbar bracket kit. Cable hook pair
TBD | AUR-2S35-730-L6-FX-ST | image | datasheet | deeplink | TUNGSRAM - Tungsram Auriso - 33600lm - 225W - 3000K - 70CRI - TBD[SKU] - Bracket. Y-cable | 2.86 | Bracket. Y-cable | LED | 1 | 225 | [8 empty] | CE | [6 empty] | 20 | 3000 | 752x250x75 |  | 220-240V |  | 5 | A++ | 70° | 3 | 70 |  | 3000 |  | 50000 | >=0.95 | 114000 |  |  | 149.3333 |  |  | 9 | L6 | 25 | max. 10% at 100.000 hrs |  | Available | 730/339 | Cx=0.4338;Cy=0.4030 | Class I | IK08 | IP50 | IP20 | 50 | 1230 | -25 | 1 | 225 | RAL9016 | 50-60Hz | Passive | LED | none | High Bay Rectangular | Tungsram Auriso | Indoor industrial |  | 22.7 | 33600 | No sensor |  | risk group 1 |  | Bracket kit. Tilted bracket kit. Busbar bracket kit. Cable hook pair
TBD | AUR-2S35-850-L3-FX-ST | image | datasheet | deeplink | TUNGSRAM - Tungsram Auriso - 35800lm - 225W - 5000K - 80CRI - TBD[SKU] - Bracket. Y-cable | 2.86 | Bracket. Y-cable | LED | 1 | 225 | [8 empty] | CE | [6 empty] | 20 | 5000 | 752x250x75 |  | 220-240V |  | 5 | A++ | 35° | 3 | 80 |  | 5000 |  | 50000 | >=0.95 | 114000 |  |  | 159.1111 |  |  | 9 | L3 | 25 | max. 10% at 100.000 hrs |  | Available | 850/339 | Cx=0.3447;Cy=0.3553 | Class I | IK08 | IP50 | IP20 | 50 | 1230 | -25 | 1 | 225 | RAL9016 | 50-60Hz | Passive | LED | none | High Bay Rectangular | Tungsram Auriso | Indoor industrial |  | 18.1 | 35800 | No sensor |  | risk group 1 |  | Bracket kit. Tilted bracket kit. Busbar bracket kit. Cable hook pair
TBD | AUR-2S35-840-L3-FX-ST | image | datasheet | deeplink | TUNGSRAM - Tungsram Auriso - 34800lm - 225W - 4000K - 80CRI - TBD[SKU] - Bracket. Y-cable | 2.86 | Bracket. Y-cable | LED | 1 | 225 | [8 empty] | CE | [6 empty] | 20 | 4000 | 752x250x75 |  | 220-240V |  | 5 | A++ | 35° | 3 | 80 |  | 4000 |  | 50000 | >=0.95 | 114000 |  |  | 154.6667 |  |  | 9 | L3 | 25 | max. 10% at 100.000 hrs |  | Available | 840/339 | Cx=0.3818;Cy=0.3797 | Class I | IK08 | IP50 | IP20 | 50 | 1230 | -25 | 1 | 225 | RAL9016 | 50-60Hz | Passive | LED | none | High Bay Rectangular | Tungsram Auriso | Indoor industrial |  | 18.1 | 34800 | No sensor |  | risk group 1 |  | Bracket kit. Tilted bracket kit. Busbar bracket kit. Cable hook pair
TBD | AUR-2S35-830-L3-FX-ST | image | datasheet | deeplink | TUNGSRAM - Tungsram Auriso - 32800lm - 225W - 3000K - 80CRI - TBD[SKU] - Bracket. Y-cable | 2.86 | Bracket. Y-cable | LED | 1 | 225 | [8 empty] | CE | [6 empty] | 20 | 3000 | 752x250x75 |  | 220-240V |  | 5 | A++ | 35° | 3 | 80 |  | 3000 |  | 50000 | >=0.95 | 114000 |  |  | 145.7778 |  |  | 9 | L3 | 25 | max. 10% at 100.000 hrs |  | Available | 830/339 | Cx=0.4338;Cy=0.4030 | Class I | IK08 | IP50 | IP20 | 50 | 1230 | -25 | 1 | 225 | RAL9016 | 50-60Hz | Passive | LED | none | High Bay Rectangular | Tungsram Auriso | Indoor industrial |  | 18 | 32800 | No sensor |  | risk group 1 |  | Bracket kit. Tilted bracket kit. Busbar bracket kit. Cable hook pair
TBD | AUR-2S35-750-L3-FX-ST | image | datasheet | deeplink | TUNGSRAM - Tungsram Auriso - 36800lm - 225W - 5000K - 70CRI - TBD[SKU] - Bracket. Y-cable | 2.86 | Bracket. Y-cable | LED | 1 | 225 | [8 empty] | CE | [6 empty] | 20 | 5000 | 752x250x75 |  | 220-240V |  | 5 | A++ | 35° | 3 | 70 |  | 5000 |  | 50000 | >=0.95 | 114000 |  |  | 163.5556 |  |  | 9 | L3 | 25 | max. 10% at 100.000 hrs |  | Available | 750/339 | Cx=0.3447;Cy=0.3553 | Class I | IK08 | IP50 | IP20 | 50 | 1230 | -25 | 1 | 225 | RAL9016 | 50-60Hz | Passive | LED | none | High Bay Rectangular | Tungsram Auriso | Indoor industrial |  | 18.4 | 36800 | No sensor |  | risk group 1 |  | Bracket kit. Tilted bracket kit. Busbar bracket kit. Cable hook pair
TBD | AUR-2S35-740-L3-FX-ST | image | datasheet | deeplink | TUNGSRAM - Tungsram Auriso - 36700lm - 225W - 4000K - 70CRI - TBD[SKU] - Bracket. Y-cable | 2.86 | Bracket. Y-cable | LED | 1 | 225 | [8 empty] | CE | [6 empty] | 20 | 4000 | 752x250x75 |  | 220-240V |  | 5 | A++ | 35° | 3 | 70 |  | 4000 |  | 50000 | >=0.95 | 114000 |  |  | 163.1111 |  |  | 9 | L3 | 25 | max. 10% at 100.000 hrs |  | Available | 740/339 | Cx=0.4338;Cy=0.4030 | Class I | IK08 | IP50 | IP20 | 50 | 1230 | -25 | 1 | 225 | RAL9016 | 50-60Hz | Passive | LED | none | High Bay Rectangular | Tungsram Auriso | Indoor industrial |  | 18.4 | 36700 | No sensor |  | risk group 1 |  | Bracket kit. Tilted bracket kit. Busbar bracket kit. Cable hook pair
TBD | AUR-2S35-730-L3-FX-ST | image | datasheet | deeplink | TUNGSRAM - Tungsram Auriso - 35700lm - 225W - 3000K - 70CRI - TBD[SKU] - Bracket. Y-cable | 2.86 | Bracket. Y-cable | LED | 1 | 225 | [8 empty] | CE | [6 empty] | 20 | 3000 | 752x250x75 |  | 220-240V |  | 5 | A++ | 35° | 3 | 70 |  | 3000 |  | 50000 | >=0.95 | 114000 |  |  | 158.6667 |  |  | 9 | L3 | 25 | max. 10% at 100.000 hrs |  | Available | 730/339 | Cx=0.4338;Cy=0.4030 | Class I | IK08 | IP50 | IP20 | 50 | 1230 | -25 | 1 | 225 | RAL9016 | 50-60Hz | Passive | LED | none | High Bay Rectangular | Tungsram Auriso | Indoor industrial |  | 18.3 | 35700 | No sensor |  | risk group 1 |  | Bracket kit. Tilted bracket kit. Busbar bracket kit. Cable hook pair
TBD | AUR-2S35-850-D1-FX-ST | image | datasheet | deeplink | TUNGSRAM - Tungsram Auriso - 30600lm - 225W - 5000K - 80CRI - TBD[SKU] - Bracket. Y-cable | 2.86 | Bracket. Y-cable | LED | 1 | 225 | [8 empty] | CE | [6 empty] | 20 | 5000 | 752x250x75 |  | 220-240V |  | 5 | A++ | 100° | 3 | 80 |  | 5000 |  | 50000 | >=0.95 | 114000 |  |  | 136 |  |  | 9 | D1 | 25 | max. 10% at 100.000 hrs |  | Available | 850/339 | Cx=0.3447;Cy=0.3553 | Class I | IK08 | IP20 | IP20 | 50 | 1230 | -25 | 1 | 225 | RAL9016 | 50-60Hz | Passive | LED | none | High Bay Rectangular | Tungsram Auriso | Indoor industrial |  | 26.4 | 30600 | No sensor |  | risk group 1 |  | Bracket kit. Tilted bracket kit. Busbar bracket kit. Cable hook pair
TBD | AUR-2S35-840-D1-FX-ST | image | datasheet | deeplink | TUNGSRAM - Tungsram Auriso - 29800lm - 225W - 4000K - 80CRI - TBD[SKU] - Bracket. Y-cable | 2.86 | Bracket. Y-cable | LED | 1 | 225 | [8 empty] | CE | [6 empty] | 20 | 4000 | 752x250x75 |  | 220-240V |  | 5 | A++ | 100° | 3 | 80 |  | 4000 |  | 50000 | >=0.95 | 114000 |  |  | 132.4444 |  |  | 9 | D1 | 25 | max. 10% at 100.000 hrs |  | Available | 840/339 | Cx=0.3818;Cy=0.3797 | Class I | IK08 | IP20 | IP20 | 50 | 1230 | -25 | 1 | 225 | RAL9016 | 50-60Hz | Passive | LED | none | High Bay Rectangular | Tungsram Auriso | Indoor industrial |  | 26.4 | 29800 | No sensor |  | risk group 1 |  | Bracket kit. Tilted bracket kit. Busbar bracket kit. Cable hook pair
TBD | AUR-2S35-830-D1-FX-ST | image | datasheet | deeplink | TUNGSRAM - Tungsram Auriso - 28000lm - 225W - 3000K - 80CRI - TBD[SKU] - Bracket. Y-cable | 2.86 | Bracket. Y-cable | LED | 1 | 225 | [8 empty] | CE | [6 empty] | 20 | 3000 | 752x250x75 |  | 220-240V |  | 5 | A++ | 100° | 3 | 80 |  | 3000 |  | 50000 | >=0.95 | 114000 |  |  | 124.4444 |  |  | 9 | D1 | 25 | max. 10% at 100.000 hrs |  | Available | 830/339 | Cx=0.4338;Cy=0.4030 | Class I | IK08 | IP20 | IP20 | 50 | 1230 | -25 | 1 | 225 | RAL9016 | 50-60Hz | Passive | LED | none | High Bay Rectangular | Tungsram Auriso | Indoor industrial |  | 26.3 | 28000 | No sensor |  | risk group 1 |  | Bracket kit. Tilted bracket kit. Busbar bracket kit. Cable hook pair
TBD | AUR-2S35-750-D1-FX-ST | image | datasheet | deeplink | TUNGSRAM - Tungsram Auriso - 31400lm - 225W - 5000K - 70CRI - TBD[SKU] - Bracket. Y-cable | 2.86 | Bracket. Y-cable | LED | 1 | 225 | [8 empty] | CE | [6 empty] | 20 | 5000 | 752x250x75 |  | 220-240V |  | 5 | A++ | 100° | 3 | 70 |  | 5000 |  | 50000 | >=0.95 | 114000 |  |  | 139.5556 |  |  | 9 | D1 | 25 | max. 10% at 100.000 hrs |  | Available | 750/339 | Cx=0.3447;Cy=0.3553 | Class I | IK08 | IP20 | IP20 | 50 | 1230 | -25 | 1 | 225 | RAL9016 | 50-60Hz | Passive | LED | none | High Bay Rectangular | Tungsram Auriso | Indoor industrial |  | 26.7 | 31400 | No sensor |  | risk group 1 |  | Bracket kit. Tilted bracket kit. Busbar bracket kit. Cable hook pair
TBD | AUR-2S35-740-D1-FX-ST | image | datasheet | deeplink | TUNGSRAM - Tungsram Auriso - 31300lm - 225W - 4000K - 70CRI - TBD[SKU] - Bracket. Y-cable | 2.86 | Bracket. Y-cable | LED | 1 | 225 | [8 empty] | CE | [6 empty] | 20 | 4000 | 752x250x75 |  | 220-240V |  | 5 | A++ | 100° | 3 | 70 |  | 4000 |  | 50000 | >=0.95 | 114000 |  |  | 139.1111 |  |  | 9 | D1 | 25 | max. 10% at 100.000 hrs |  | Available | 740/339 | Cx=0.4338;Cy=0.4030 | Class I | IK08 | IP20 | IP20 | 50 | 1230 | -25 | 1 | 225 | RAL9016 | 50-60Hz | Passive | LED | none | High Bay Rectangular | Tungsram Auriso | Indoor industrial |  | 26.7 | 31300 | No sensor |  | risk group 1 |  | Bracket kit. Tilted bracket kit. Busbar bracket kit. Cable hook pair
TBD | AUR-2S35-730-D1-FX-ST | image | datasheet | deeplink | TUNGSRAM - Tungsram Auriso - 30500lm - 225W - 3000K - 70CRI - TBD[SKU] - Bracket. Y-cable | 2.86 | Bracket. Y-cable | LED | 1 | 225 | [8 empty] | CE | [6 empty] | 20 | 3000 | 752x250x75 |  | 220-240V |  | 5 | A++ | 100° | 3 | 70 |  | 3000 |  | 50000 | >=0.95 | 114000 |  |  | 135.5556 |  |  | 9 | D1 | 25 | max. 10% at 100.000 hrs |  | Available | 730/339 | Cx=0.4338;Cy=0.4030 | Class I | IK08 | IP20 | IP20 | 50 | 1230 | -25 | 1 | 225 | RAL9016 | 50-60Hz | Passive | LED | none | High Bay Rectangular | Tungsram Auriso | Indoor industrial |  | 26.6 | 30500 | No sensor |  | risk group 1 |  | Bracket kit. Tilted bracket kit. Busbar bracket kit. Cable hook pair
TBD | AUR-2S35-850-C1-FX-ST | image | datasheet | deeplink | TUNGSRAM - Tungsram Auriso - 34000lm - 225W - 5000K - 80CRI - TBD[SKU] - Bracket. Y-cable | 2.86 | Bracket. Y-cable | LED | 1 | 225 | [8 empty] | CE | [6 empty] | 20 | 5000 | 752x250x75 |  | 220-240V |  | 5 | A++ | 110° | 3 | 80 |  | 5000 |  | 50000 | >=0.95 | 114000 |  |  | 151.1111 |  |  | 9 | C1 | 25 | max. 10% at 100.000 hrs |  | Available | 850/339 | Cx=0.3447;Cy=0.3553 | Class I | IK08 | IP20 | IP20 | 50 | 1230 | -25 | 1 | 225 | RAL9016 | 50-60Hz | Passive | LED | none | High Bay Rectangular | Tungsram Auriso | Indoor industrial |  | 26.3 | 34000 | No sensor |  | risk group 1 |  | Bracket kit. Tilted bracket kit. Busbar bracket kit. Cable hook pair
TBD | AUR-2S35-840-C1-FX-ST | image | datasheet | deeplink | TUNGSRAM - Tungsram Auriso - 33100lm - 225W - 4000K - 80CRI - TBD[SKU] - Bracket. Y-cable | 2.86 | Bracket. Y-cable | LED | 1 | 225 | [8 empty] | CE | [6 empty] | 20 | 4000 | 752x250x75 |  | 220-240V |  | 5 | A++ | 110° | 3 | 80 |  | 4000 |  | 50000 | >=0.95 | 114000 |  |  | 147.1111 |  |  | 9 | C1 | 25 | max. 10% at 100.000 hrs |  | Available | 840/339 | Cx=0.3818;Cy=0.3797 | Class I | IK08 | IP20 | IP20 | 50 | 1230 | -25 | 1 | 225 | RAL9016 | 50-60Hz | Passive | LED | none | High Bay Rectangular | Tungsram Auriso | Indoor industrial |  | 26.3 | 33100 | No sensor |  | risk group 1 |  | Bracket kit. Tilted bracket kit. Busbar bracket kit. Cable hook pair
TBD | AUR-2S35-830-C1-FX-ST | image | datasheet | deeplink | TUNGSRAM - Tungsram Auriso - 31200lm - 225W - 3000K - 80CRI - TBD[SKU] - Bracket. Y-cable | 2.86 | Bracket. Y-cable | LED | 1 | 225 | [8 empty] | CE | [6 empty] | 20 | 3000 | 752x250x75 |  | 220-240V |  | 5 | A++ | 110° | 3 | 80 |  | 3000 |  | 50000 | >=0.95 | 114000 |  |  | 138.6667 |  |  | 9 | C1 | 25 | max. 10% at 100.000 hrs |  | Available | 830/339 | Cx=0.4338;Cy=0.4030 | Class I | IK08 | IP20 | IP20 | 50 | 1230 | -25 | 1 | 225 | RAL9016 | 50-60Hz | Passive | LED | none | High Bay Rectangular | Tungsram Auriso | Indoor industrial |  | 26.1 | 31200 | No sensor |  | risk group 1 |  | Bracket kit. Tilted bracket kit. Busbar bracket kit. Cable hook pair
TBD | AUR-2S35-750-C1-FX-ST | image | datasheet | deeplink | TUNGSRAM - Tungsram Auriso - 34900lm - 225W - 5000K - 70CRI - TBD[SKU] - Bracket. Y-cable | 2.86 | Bracket. Y-cable | LED | 1 | 225 | [8 empty] | CE | [6 empty] | 20 | 5000 | 752x250x75 |  | 220-240V |  | 5 | A++ | 110° | 3 | 70 |  | 5000 |  | 50000 | >=0.95 | 114000 |  |  | 155.1111 |  |  | 9 | C1 | 25 | max. 10% at 100.000 hrs |  | Available | 750/339 | Cx=0.3447;Cy=0.3553 | Class I | IK08 | IP20 | IP20 | 50 | 1230 | -25 | 1 | 225 | RAL9016 | 50-60Hz | Passive | LED | none | High Bay Rectangular | Tungsram Auriso | Indoor industrial |  | 26.5 | 34900 | No sensor |  | risk group 1 |  | Bracket kit. Tilted bracket kit. Busbar bracket kit. Cable hook pair
TBD | AUR-2S35-740-C1-FX-ST | image | datasheet | deeplink | TUNGSRAM - Tungsram Auriso - 34800lm - 225W - 4000K - 70CRI - TBD[SKU] - Bracket. Y-cable | 2.86 | Bracket. Y-cable | LED | 1 | 225 | [8 empty] | CE | [6 empty] | 20 | 4000 | 752x250x75 |  | 220-240V |  | 5 | A++ | 110° | 3 | 70 |  | 4000 |  | 50000 | >=0.95 | 114000 |  |  | 154.6667 |  |  | 9 | C1 | 25 | max. 10% at 100.000 hrs |  | Available | 740/339 | Cx=0.4338;Cy=0.4030 | Class I | IK08 | IP20 | IP20 | 50 | 1230 | -25 | 1 | 225 | RAL9016 | 50-60Hz | Passive | LED | none | High Bay Rectangular | Tungsram Auriso | Indoor industrial |  | 26.5 | 34800 | No sensor |  | risk group 1 |  | Bracket kit. Tilted bracket kit. Busbar bracket kit. Cable hook pair
TBD | AUR-2S35-730-C1-FX-ST | image | datasheet | deeplink | TUNGSRAM - Tungsram Auriso - 33900lm - 225W - 3000K - 70CRI - TBD[SKU] - Bracket. Y-cable | 2.86 | Bracket. Y-cable | LED | 1 | 225 | [8 empty] | CE | [6 empty] | 20 | 3000 | 752x250x75 |  | 220-240V |  | 5 | A++ | 110° | 3 | 70 |  | 3000 |  | 50000 | >=0.95 | 114000 |  |  | 150.6667 |  |  | 9 | C1 | 25 | max. 10% at 100.000 hrs |  | Available | 730/339 | Cx=0.4338;Cy=0.4030 | Class I | IK08 | IP20 | IP20 | 50 | 1230 | -25 | 1 | 225 | RAL9016 | 50-60Hz | Passive | LED | none | High Bay Rectangular | Tungsram Auriso | Indoor industrial |  | 26.4 | 33900 | No sensor |  | risk group 1 |  | Bracket kit. Tilted bracket kit. Busbar bracket kit. Cable hook pair
TBD | AUR-1S30-850-U8-FX-ST | image | datasheet | deeplink | TUNGSRAM - Tungsram Auriso - 26300lm - 202W - 5000K - 80CRI - TBD[SKU] - Bracket. Y-cable | 1.75 | Bracket. Y-cable | LED | 1 | 202 | [8 empty] | CE | [6 empty] | 20 | 5000 | 382x250x75 |  | 220-240V |  | 5 | A++ | 80° | 3 | 80 |  | 5000 |  | 58000 | >=0.95 | 140000 |  |  | 130.198 |  |  | 9 | U8 | 25 | max. 10% at 100.000 hrs |  | Available | 850/339 | Cx=0.3447;Cy=0.3553 | Class I | IK08 | IP20 | IP20 | 45 | 1100 | -25 | 1 | 202 | RAL9016 | 50-60Hz | Passive | LED | none | High Bay Rectangular | Tungsram Auriso | Indoor industrial |  | 25.4 | 26300 | No sensor |  | risk group 1 |  | Bracket kit. Tilted bracket kit. Busbar bracket kit. Cable hook pair
TBD | AUR-1S30-840-U8-FX-ST | image | datasheet | deeplink | TUNGSRAM - Tungsram Auriso - 25600lm - 202W - 4000K - 80CRI - TBD[SKU] - Bracket. Y-cable | 1.75 | Bracket. Y-cable | LED | 1 | 202 | [8 empty] | CE | [6 empty] | 20 | 4000 | 382x250x75 |  | 220-240V |  | 5 | A++ | 80° | 3 | 80 |  | 4000 |  | 58000 | >=0.95 | 140000 |  |  | 126.7327 |  |  | 9 | U8 | 25 | max. 10% at 100.000 hrs |  | Available | 840/339 | Cx=0.3818;Cy=0.3797 | Class I | IK08 | IP20 | IP20 | 45 | 1100 | -25 | 1 | 202 | RAL9016 | 50-60Hz | Passive | LED | none | High Bay Rectangular | Tungsram Auriso | Indoor industrial |  | 25.4 | 25600 | No sensor |  | risk group 1 |  | Bracket kit. Tilted bracket kit. Busbar bracket kit. Cable hook pair
TBD | AUR-1S30-830-U8-FX-ST | image | datasheet | deeplink | TUNGSRAM - Tungsram Auriso - 24100lm - 202W - 3000K - 80CRI - TBD[SKU] - Bracket. Y-cable | 1.75 | Bracket. Y-cable | LED | 1 | 202 | [8 empty] | CE | [6 empty] | 20 | 3000 | 382x250x75 |  | 220-240V |  | 5 | A++ | 80° | 3 | 80 |  | 3000 |  | 58000 | >=0.95 | 140000 |  |  | 119.3069 |  |  | 9 | U8 | 25 | max. 10% at 100.000 hrs |  | Available | 830/339 | Cx=0.4338;Cy=0.4030 | Class I | IK08 | IP20 | IP20 | 45 | 1100 | -25 | 1 | 202 | RAL9016 | 50-60Hz | Passive | LED | none | High Bay Rectangular | Tungsram Auriso | Indoor industrial |  | 25.2 | 24100 | No sensor |  | risk group 1 |  | Bracket kit. Tilted bracket kit. Busbar bracket kit. Cable hook pair
TBD | AUR-1S30-750-U8-FX-ST | image | datasheet | deeplink | TUNGSRAM - Tungsram Auriso - 27000lm - 202W - 5000K - 70CRI - TBD[SKU] - Bracket. Y-cable | 1.75 | Bracket. Y-cable | LED | 1 | 202 | [8 empty] | CE | [6 empty] | 20 | 5000 | 382x250x75 |  | 220-240V |  | 5 | A++ | 80° | 3 | 70 |  | 5000 |  | 58000 | >=0.95 | 140000 |  |  | 133.6634 |  |  | 9 | U8 | 25 | max. 10% at 100.000 hrs |  | Available | 750/339 | Cx=0.3447;Cy=0.3553 | Class I | IK08 | IP20 | IP20 | 45 | 1100 | -25 | 1 | 202 | RAL9016 | 50-60Hz | Passive | LED | none | High Bay Rectangular | Tungsram Auriso | Indoor industrial |  | 25.6 | 27000 | No sensor |  | risk group 1 |  | Bracket kit. Tilted bracket kit. Busbar bracket kit. Cable hook pair
TBD | AUR-1S30-740-U8-FX-ST | image | datasheet | deeplink | TUNGSRAM - Tungsram Auriso - 26900lm - 202W - 4000K - 70CRI - TBD[SKU] - Bracket. Y-cable | 1.75 | Bracket. Y-cable | LED | 1 | 202 | [8 empty] | CE | [6 empty] | 20 | 4000 | 382x250x75 |  | 220-240V |  | 5 | A++ | 80° | 3 | 70 |  | 4000 |  | 58000 | >=0.95 | 140000 |  |  | 133.1683 |  |  | 9 | U8 | 25 | max. 10% at 100.000 hrs |  | Available | 740/339 | Cx=0.4338;Cy=0.4030 | Class I | IK08 | IP20 | IP20 | 45 | 1100 | -25 | 1 | 202 | RAL9016 | 50-60Hz | Passive | LED | none | High Bay Rectangular | Tungsram Auriso | Indoor industrial |  | 25.6 | 26900 | No sensor |  | risk group 1 |  | Bracket kit. Tilted bracket kit. Busbar bracket kit. Cable hook pair
TBD | AUR-1S30-730-U8-FX-ST | image | datasheet | deeplink | TUNGSRAM - Tungsram Auriso - 26200lm - 202W - 3000K - 70CRI - TBD[SKU] - Bracket. Y-cable | 1.75 | Bracket. Y-cable | LED | 1 | 202 | [8 empty] | CE | [6 empty] | 20 | 3000 | 382x250x75 |  | 220-240V |  | 5 | A++ | 80° | 3 | 70 |  | 3000 |  | 58000 | >=0.95 | 140000 |  |  | 129.703 |  |  | 9 | U8 | 25 | max. 10% at 100.000 hrs |  | Available | 730/339 | Cx=0.4338;Cy=0.4030 | Class I | IK08 | IP20 | IP20 | 45 | 1100 | -25 | 1 | 202 | RAL9016 | 50-60Hz | Passive | LED | none | High Bay Rectangular | Tungsram Auriso | Indoor industrial |  | 25.5 | 26200 | No sensor |  | risk group 1 |  | Bracket kit. Tilted bracket kit. Busbar bracket kit. Cable hook pair
TBD | AUR-1S30-850-U6-FX-ST | image | datasheet | deeplink | TUNGSRAM - Tungsram Auriso - 24000lm - 202W - 5000K - 80CRI - TBD[SKU] - Bracket. Y-cable | 1.75 | Bracket. Y-cable | LED | 1 | 202 | [8 empty] | CE | [6 empty] | 20 | 5000 | 382x250x75 |  | 220-240V |  | 5 | A++ | 65° | 3 | 80 |  | 5000 |  | 58000 | >=0.95 | 140000 |  |  | 118.8119 |  |  | 9 | U6 | 25 | max. 10% at 100.000 hrs |  | Available | 850/339 | Cx=0.3447;Cy=0.3553 | Class I | IK08 | IP50 | IP20 | 45 | 1100 | -25 | 1 | 202 | RAL9016 | 50-60Hz | Passive | LED | none | High Bay Rectangular | Tungsram Auriso | Indoor industrial |  | 24.1 | 24000 | No sensor |  | risk group 1 |  | Bracket kit. Tilted bracket kit. Busbar bracket kit. Cable hook pair
TBD | AUR-1S30-840-U6-FX-ST | image | datasheet | deeplink | TUNGSRAM - Tungsram Auriso - 23400lm - 202W - 4000K - 80CRI - TBD[SKU] - Bracket. Y-cable | 1.75 | Bracket. Y-cable | LED | 1 | 202 | [8 empty] | CE | [6 empty] | 20 | 4000 | 382x250x75 |  | 220-240V |  | 5 | A++ | 65° | 3 | 80 |  | 4000 |  | 58000 | >=0.95 | 140000 |  |  | 115.8416 |  |  | 9 | U6 | 25 | max. 10% at 100.000 hrs |  | Available | 840/339 | Cx=0.3818;Cy=0.3797 | Class I | IK08 | IP50 | IP20 | 45 | 1100 | -25 | 1 | 202 | RAL9016 | 50-60Hz | Passive | LED | none | High Bay Rectangular | Tungsram Auriso | Indoor industrial |  | 24.1 | 23400 | No sensor |  | risk group 1 |  | Bracket kit. Tilted bracket kit. Busbar bracket kit. Cable hook pair
TBD | AUR-1S30-830-U6-FX-ST | image | datasheet | deeplink | TUNGSRAM - Tungsram Auriso - 22000lm - 202W - 3000K - 80CRI - TBD[SKU] - Bracket. Y-cable | 1.75 | Bracket. Y-cable | LED | 1 | 202 | [8 empty] | CE | [6 empty] | 20 | 3000 | 382x250x75 |  | 220-240V |  | 5 | A++ | 65° | 3 | 80 |  | 3000 |  | 58000 | >=0.95 | 140000 |  |  | 108.9109 |  |  | 9 | U6 | 25 | max. 10% at 100.000 hrs |  | Available | 830/339 | Cx=0.4338;Cy=0.4030 | Class I | IK08 | IP50 | IP20 | 45 | 1100 | -25 | 1 | 202 | RAL9016 | 50-60Hz | Passive | LED | none | High Bay Rectangular | Tungsram Auriso | Indoor industrial |  | 24 | 22000 | No sensor |  | risk group 1 |  | Bracket kit. Tilted bracket kit. Busbar bracket kit. Cable hook pair
TBD | AUR-1S30-750-U6-FX-ST | image | datasheet | deeplink | TUNGSRAM - Tungsram Auriso - 24700lm - 202W - 5000K - 70CRI - TBD[SKU] - Bracket. Y-cable | 1.75 | Bracket. Y-cable | LED | 1 | 202 | [8 empty] | CE | [6 empty] | 20 | 5000 | 382x250x75 |  | 220-240V |  | 5 | A++ | 65° | 3 | 70 |  | 5000 |  | 58000 | >=0.95 | 140000 |  |  | 122.2772 |  |  | 9 | U6 | 25 | max. 10% at 100.000 hrs |  | Available | 750/339 | Cx=0.3447;Cy=0.3553 | Class I | IK08 | IP50 | IP20 | 45 | 1100 | -25 | 1 | 202 | RAL9016 | 50-60Hz | Passive | LED | none | High Bay Rectangular | Tungsram Auriso | Indoor industrial |  | 24.4 | 24700 | No sensor |  | risk group 1 |  | Bracket kit. Tilted bracket kit. Busbar bracket kit. Cable hook pair
TBD | AUR-1S30-740-U6-FX-ST | image | datasheet | deeplink | TUNGSRAM - Tungsram Auriso - 24600lm - 202W - 4000K - 70CRI - TBD[SKU] - Bracket. Y-cable | 1.75 | Bracket. Y-cable | LED | 1 | 202 | [8 empty] | CE | [6 empty] | 20 | 4000 | 382x250x75 |  | 220-240V |  | 5 | A++ | 65° | 3 | 70 |  | 4000 |  | 58000 | >=0.95 | 140000 |  |  | 121.7822 |  |  | 9 | U6 | 25 | max. 10% at 100.000 hrs |  | Available | 740/339 | Cx=0.4338;Cy=0.4030 | Class I | IK08 | IP50 | IP20 | 45 | 1100 | -25 | 1 | 202 | RAL9016 | 50-60Hz | Passive | LED | none | High Bay Rectangular | Tungsram Auriso | Indoor industrial |  | 24.4 | 24600 | No sensor |  | risk group 1 |  | Bracket kit. Tilted bracket kit. Busbar bracket kit. Cable hook pair
TBD | AUR-1S30-730-U6-FX-ST | image | datasheet | deeplink | TUNGSRAM - Tungsram Auriso - 23900lm - 202W - 3000K - 70CRI - TBD[SKU] - Bracket. Y-cable | 1.75 | Bracket. Y-cable | LED | 1 | 202 | [8 empty] | CE | [6 empty] | 20 | 3000 | 382x250x75 |  | 220-240V |  | 5 | A++ | 65° | 3 | 70 |  | 3000 |  | 58000 | >=0.95 | 140000 |  |  | 118.3168 |  |  | 9 | U6 | 25 | max. 10% at 100.000 hrs |  | Available | 730/339 | Cx=0.4338;Cy=0.4030 | Class I | IK08 | IP50 | IP20 | 45 | 1100 | -25 | 1 | 202 | RAL9016 | 50-60Hz | Passive | LED | none | High Bay Rectangular | Tungsram Auriso | Indoor industrial |  | 24.3 | 23900 | No sensor |  | risk group 1 |  | Bracket kit. Tilted bracket kit. Busbar bracket kit. Cable hook pair
TBD | AUR-1S30-850-U4-FX-ST | image | datasheet | deeplink | TUNGSRAM - Tungsram Auriso - 25000lm - 202W - 5000K - 80CRI - TBD[SKU] - Bracket. Y-cable | 1.75 | Bracket. Y-cable | LED | 1 | 202 | [8 empty] | CE | [6 empty] | 20 | 5000 | 382x250x75 |  | 220-240V |  | 5 | A++ | 45° | 3 | 80 |  | 5000 |  | 58000 | >=0.95 | 140000 |  |  | 123.7624 |  |  | 9 | U4 | 25 | max. 10% at 100.000 hrs |  | Available | 850/339 | Cx=0.3447;Cy=0.3553 | Class I | IK08 | IP50 | IP20 | 45 | 1100 | -25 | 1 | 202 | RAL9016 | 50-60Hz | Passive | LED | none | High Bay Rectangular | Tungsram Auriso | Indoor industrial |  | 23.3 | 25000 | No sensor |  | risk group 1 |  | Bracket kit. Tilted bracket kit. Busbar bracket kit. Cable hook pair
TBD | AUR-1S30-840-U4-FX-ST | image | datasheet | deeplink | TUNGSRAM - Tungsram Auriso - 24400lm - 202W - 4000K - 80CRI - TBD[SKU] - Bracket. Y-cable | 1.75 | Bracket. Y-cable | LED | 1 | 202 | [8 empty] | CE | [6 empty] | 20 | 4000 | 382x250x75 |  | 220-240V |  | 5 | A++ | 45° | 3 | 80 |  | 4000 |  | 58000 | >=0.95 | 140000 |  |  | 120.7921 |  |  | 9 | U4 | 25 | max. 10% at 100.000 hrs |  | Available | 840/339 | Cx=0.3818;Cy=0.3797 | Class I | IK08 | IP50 | IP20 | 45 | 1100 | -25 | 1 | 202 | RAL9016 | 50-60Hz | Passive | LED | none | High Bay Rectangular | Tungsram Auriso | Indoor industrial |  | 23.3 | 24400 | No sensor |  | risk group 1 |  | Bracket kit. Tilted bracket kit. Busbar bracket kit. Cable hook pair
TBD | AUR-1S30-830-U4-FX-ST | image | datasheet | deeplink | TUNGSRAM - Tungsram Auriso - 23000lm - 202W - 3000K - 80CRI - TBD[SKU] - Bracket. Y-cable | 1.75 | Bracket. Y-cable | LED | 1 | 202 | [8 empty] | CE | [6 empty] | 20 | 3000 | 382x250x75 |  | 220-240V |  | 5 | A++ | 45° | 3 | 80 |  | 3000 |  | 58000 | >=0.95 | 140000 |  |  | 113.8614 |  |  | 9 | U4 | 25 | max. 10% at 100.000 hrs |  | Available | 830/339 | Cx=0.4338;Cy=0.4030 | Class I | IK08 | IP50 | IP20 | 45 | 1100 | -25 | 1 | 202 | RAL9016 | 50-60Hz | Passive | LED | none | High Bay Rectangular | Tungsram Auriso | Indoor industrial |  | 23.2 | 23000 | No sensor |  | risk group 1 |  | Bracket kit. Tilted bracket kit. Busbar bracket kit. Cable hook pair
TBD | AUR-1S30-750-U4-FX-ST | image | datasheet | deeplink | TUNGSRAM - Tungsram Auriso - 25700lm - 202W - 5000K - 70CRI - TBD[SKU] - Bracket. Y-cable | 1.75 | Bracket. Y-cable | LED | 1 | 202 | [8 empty] | CE | [6 empty] | 20 | 5000 | 382x250x75 |  | 220-240V |  | 5 | A++ | 45° | 3 | 70 |  | 5000 |  | 58000 | >=0.95 | 140000 |  |  | 127.2277 |  |  | 9 | U4 | 25 | max. 10% at 100.000 hrs |  | Available | 750/339 | Cx=0.3447;Cy=0.3553 | Class I | IK08 | IP50 | IP20 | 45 | 1100 | -25 | 1 | 202 | RAL9016 | 50-60Hz | Passive | LED | none | High Bay Rectangular | Tungsram Auriso | Indoor industrial |  | 23.6 | 25700 | No sensor |  | risk group 1 |  | Bracket kit. Tilted bracket kit. Busbar bracket kit. Cable hook pair
TBD | AUR-1S30-740-U4-FX-ST | image | datasheet | deeplink | TUNGSRAM - Tungsram Auriso - 25700lm - 202W - 4000K - 70CRI - TBD[SKU] - Bracket. Y-cable | 1.75 | Bracket. Y-cable | LED | 1 | 202 | [8 empty] | CE | [6 empty] | 20 | 4000 | 382x250x75 |  | 220-240V |  | 5 | A++ | 45° | 3 | 70 |  | 4000 |  | 58000 | >=0.95 | 140000 |  |  | 127.2277 |  |  | 9 | U4 | 25 | max. 10% at 100.000 hrs |  | Available | 740/339 | Cx=0.4338;Cy=0.4030 | Class I | IK08 | IP50 | IP20 | 45 | 1100 | -25 | 1 | 202 | RAL9016 | 50-60Hz | Passive | LED | none | High Bay Rectangular | Tungsram Auriso | Indoor industrial |  | 23.6 | 25700 | No sensor |  | risk group 1 |  | Bracket kit. Tilted bracket kit. Busbar bracket kit. Cable hook pair
TBD | AUR-1S30-730-U4-FX-ST | image | datasheet | deeplink | TUNGSRAM - Tungsram Auriso - 24900lm - 202W - 3000K - 70CRI - TBD[SKU] - Bracket. Y-cable | 1.75 | Bracket. Y-cable | LED | 1 | 202 | [8 empty] | CE | [6 empty] | 20 | 3000 | 382x250x75 |  | 220-240V |  | 5 | A++ | 45° | 3 | 70 |  | 3000 |  | 58000 | >=0.95 | 140000 |  |  | 123.2673 |  |  | 9 | U4 | 25 | max. 10% at 100.000 hrs |  | Available | 730/339 | Cx=0.4338;Cy=0.4030 | Class I | IK08 | IP50 | IP20 | 45 | 1100 | -25 | 1 | 202 | RAL9016 | 50-60Hz | Passive | LED | none | High Bay Rectangular | Tungsram Auriso | Indoor industrial |  | 23.5 | 24900 | No sensor |  | risk group 1 |  | Bracket kit. Tilted bracket kit. Busbar bracket kit. Cable hook pair
TBD | AUR-1S30-850-L9-FX-ST | image | datasheet | deeplink | TUNGSRAM - Tungsram Auriso - 30400lm - 202W - 5000K - 80CRI - TBD[SKU] - Bracket. Y-cable | 1.75 | Bracket. Y-cable | LED | 1 | 202 | [8 empty] | CE | [6 empty] | 20 | 5000 | 382x250x75 |  | 220-240V |  | 5 | A++ | 90° | 3 | 80 |  | 5000 |  | 58000 | >=0.95 | 140000 |  |  | 150.495 |  |  | 9 | L9 | 25 | max. 10% at 100.000 hrs |  | Available | 850/339 | Cx=0.3447;Cy=0.3553 | Class I | IK08 | IP50 | IP20 | 45 | 1100 | -25 | 1 | 202 | RAL9016 | 50-60Hz | Passive | LED | none | High Bay Rectangular | Tungsram Auriso | Indoor industrial |  | 25.9 | 30400 | No sensor |  | risk group 1 |  | Bracket kit. Tilted bracket kit. Busbar bracket kit. Cable hook pair
TBD | AUR-1S30-840-L9-FX-ST | image | datasheet | deeplink | TUNGSRAM - Tungsram Auriso - 29600lm - 202W - 4000K - 80CRI - TBD[SKU] - Bracket. Y-cable | 1.75 | Bracket. Y-cable | LED | 1 | 202 | [8 empty] | CE | [6 empty] | 20 | 4000 | 382x250x75 |  | 220-240V |  | 5 | A++ | 90° | 3 | 80 |  | 4000 |  | 58000 | >=0.95 | 140000 |  |  | 146.5347 |  |  | 9 | L9 | 25 | max. 10% at 100.000 hrs |  | Available | 840/339 | Cx=0.3818;Cy=0.3797 | Class I | IK08 | IP50 | IP20 | 45 | 1100 | -25 | 1 | 202 | RAL9016 | 50-60Hz | Passive | LED | none | High Bay Rectangular | Tungsram Auriso | Indoor industrial |  | 25.9 | 29600 | No sensor |  | risk group 1 |  | Bracket kit. Tilted bracket kit. Busbar bracket kit. Cable hook pair
TBD | AUR-1S30-830-L9-FX-ST | image | datasheet | deeplink | TUNGSRAM - Tungsram Auriso - 27900lm - 202W - 3000K - 80CRI - TBD[SKU] - Bracket. Y-cable | 1.75 | Bracket. Y-cable | LED | 1 | 202 | [8 empty] | CE | [6 empty] | 20 | 3000 | 382x250x75 |  | 220-240V |  | 5 | A++ | 90° | 3 | 80 |  | 3000 |  | 58000 | >=0.95 | 140000 |  |  | 138.1188 |  |  | 9 | L9 | 25 | max. 10% at 100.000 hrs |  | Available | 830/339 | Cx=0.4338;Cy=0.4030 | Class I | IK08 | IP50 | IP20 | 45 | 1100 | -25 | 1 | 202 | RAL9016 | 50-60Hz | Passive | LED | none | High Bay Rectangular | Tungsram Auriso | Indoor industrial |  | 25.7 | 27900 | No sensor |  | risk group 1 |  | Bracket kit. Tilted bracket kit. Busbar bracket kit. Cable hook pair
TBD | AUR-1S30-750-L9-FX-ST | image | datasheet | deeplink | TUNGSRAM - Tungsram Auriso - 31200lm - 202W - 5000K - 70CRI - TBD[SKU] - Bracket. Y-cable | 1.75 | Bracket. Y-cable | LED | 1 | 202 | [8 empty] | CE | [6 empty] | 20 | 5000 | 382x250x75 |  | 220-240V |  | 5 | A++ | 90° | 3 | 70 |  | 5000 |  | 58000 | >=0.95 | 140000 |  |  | 154.4554 |  |  | 9 | L9 | 25 | max. 10% at 100.000 hrs |  | Available | 750/339 | Cx=0.3447;Cy=0.3553 | Class I | IK08 | IP50 | IP20 | 45 | 1100 | -25 | 1 | 202 | RAL9016 | 50-60Hz | Passive | LED | none | High Bay Rectangular | Tungsram Auriso | Indoor industrial |  | 26.1 | 31200 | No sensor |  | risk group 1 |  | Bracket kit. Tilted bracket kit. Busbar bracket kit. Cable hook pair
TBD | AUR-1S30-740-L9-FX-ST | image | datasheet | deeplink | TUNGSRAM - Tungsram Auriso - 31100lm - 202W - 4000K - 70CRI - TBD[SKU] - Bracket. Y-cable | 1.75 | Bracket. Y-cable | LED | 1 | 202 | [8 empty] | CE | [6 empty] | 20 | 4000 | 382x250x75 |  | 220-240V |  | 5 | A++ | 90° | 3 | 70 |  | 4000 |  | 58000 | >=0.95 | 140000 |  |  | 153.9604 |  |  | 9 | L9 | 25 | max. 10% at 100.000 hrs |  | Available | 740/339 | Cx=0.4338;Cy=0.4030 | Class I | IK08 | IP50 | IP20 | 45 | 1100 | -25 | 1 | 202 | RAL9016 | 50-60Hz | Passive | LED | none | High Bay Rectangular | Tungsram Auriso | Indoor industrial |  | 26.1 | 31100 | No sensor |  | risk group 1 |  | Bracket kit. Tilted bracket kit. Busbar bracket kit. Cable hook pair
TBD | AUR-1S30-730-L9-FX-ST | image | datasheet | deeplink | TUNGSRAM - Tungsram Auriso - 30300lm - 202W - 3000K - 70CRI - TBD[SKU] - Bracket. Y-cable | 1.75 | Bracket. Y-cable | LED | 1 | 202 | [8 empty] | CE | [6 empty] | 20 | 3000 | 382x250x75 |  | 220-240V |  | 5 | A++ | 90° | 3 | 70 |  | 3000 |  | 58000 | >=0.95 | 140000 |  |  | 150 |  |  | 9 | L9 | 25 | max. 10% at 100.000 hrs |  | Available | 730/339 | Cx=0.4338;Cy=0.4030 | Class I | IK08 | IP50 | IP20 | 45 | 1100 | -25 | 1 | 202 | RAL9016 | 50-60Hz | Passive | LED | none | High Bay Rectangular | Tungsram Auriso | Indoor industrial |  | 26 | 30300 | No sensor |  | risk group 1 |  | Bracket kit. Tilted bracket kit. Busbar bracket kit. Cable hook pair
TBD | AUR-1S30-850-L6-FX-ST | image | datasheet | deeplink | TUNGSRAM - Tungsram Auriso - 29200lm - 202W - 5000K - 80CRI - TBD[SKU] - Bracket. Y-cable | 1.75 | Bracket. Y-cable | LED | 1 | 202 | [8 empty] | CE | [6 empty] | 20 | 5000 | 382x250x75 |  | 220-240V |  | 5 | A++ | 70° | 3 | 80 |  | 5000 |  | 58000 | >=0.95 | 140000 |  |  | 144.5545 |  |  | 9 | L6 | 25 | max. 10% at 100.000 hrs |  | Available | 850/339 | Cx=0.3447;Cy=0.3553 | Class I | IK08 | IP50 | IP20 | 45 | 1100 | -25 | 1 | 202 | RAL9016 | 50-60Hz | Passive | LED | none | High Bay Rectangular | Tungsram Auriso | Indoor industrial |  | 24.2 | 29200 | No sensor |  | risk group 1 |  | Bracket kit. Tilted bracket kit. Busbar bracket kit. Cable hook pair
TBD | AUR-1S30-840-L6-FX-ST | image | datasheet | deeplink | TUNGSRAM - Tungsram Auriso - 28400lm - 202W - 4000K - 80CRI - TBD[SKU] - Bracket. Y-cable | 1.75 | Bracket. Y-cable | LED | 1 | 202 | [8 empty] | CE | [6 empty] | 20 | 4000 | 382x250x75 |  | 220-240V |  | 5 | A++ | 70° | 3 | 80 |  | 4000 |  | 58000 | >=0.95 | 140000 |  |  | 140.5941 |  |  | 9 | L6 | 25 | max. 10% at 100.000 hrs |  | Available | 840/339 | Cx=0.3818;Cy=0.3797 | Class I | IK08 | IP50 | IP20 | 45 | 1100 | -25 | 1 | 202 | RAL9016 | 50-60Hz | Passive | LED | none | High Bay Rectangular | Tungsram Auriso | Indoor industrial |  | 24.2 | 28400 | No sensor |  | risk group 1 |  | Bracket kit. Tilted bracket kit. Busbar bracket kit. Cable hook pair
TBD | AUR-1S30-830-L6-FX-ST | image | datasheet | deeplink | TUNGSRAM - Tungsram Auriso - 26800lm - 202W - 3000K - 80CRI - TBD[SKU] - Bracket. Y-cable | 1.75 | Bracket. Y-cable | LED | 1 | 202 | [8 empty] | CE | [6 empty] | 20 | 3000 | 382x250x75 |  | 220-240V |  | 5 | A++ | 70° | 3 | 80 |  | 3000 |  | 58000 | >=0.95 | 140000 |  |  | 132.6733 |  |  | 9 | L6 | 25 | max. 10% at 100.000 hrs |  | Available | 830/339 | Cx=0.4338;Cy=0.4030 | Class I | IK08 | IP50 | IP20 | 45 | 1100 | -25 | 1 | 202 | RAL9016 | 50-60Hz | Passive | LED | none | High Bay Rectangular | Tungsram Auriso | Indoor industrial |  | 24.1 | 26800 | No sensor |  | risk group 1 |  | Bracket kit. Tilted bracket kit. Busbar bracket kit. Cable hook pair
TBD | AUR-1S30-750-L6-FX-ST | image | datasheet | deeplink | TUNGSRAM - Tungsram Auriso - 30000lm - 202W - 5000K - 70CRI - TBD[SKU] - Bracket. Y-cable | 1.75 | Bracket. Y-cable | LED | 1 | 202 | [8 empty] | CE | [6 empty] | 20 | 5000 | 382x250x75 |  | 220-240V |  | 5 | A++ | 70° | 3 | 70 |  | 5000 |  | 58000 | >=0.95 | 140000 |  |  | 148.5149 |  |  | 9 | L6 | 25 | max. 10% at 100.000 hrs |  | Available | 750/339 | Cx=0.3447;Cy=0.3553 | Class I | IK08 | IP50 | IP20 | 45 | 1100 | -25 | 1 | 202 | RAL9016 | 50-60Hz | Passive | LED | none | High Bay Rectangular | Tungsram Auriso | Indoor industrial |  | 24.5 | 30000 | No sensor |  | risk group 1 |  | Bracket kit. Tilted bracket kit. Busbar bracket kit. Cable hook pair
TBD | AUR-1S30-740-L6-FX-ST | image | datasheet | deeplink | TUNGSRAM - Tungsram Auriso - 29900lm - 202W - 4000K - 70CRI - TBD[SKU] - Bracket. Y-cable | 1.75 | Bracket. Y-cable | LED | 1 | 202 | [8 empty] | CE | [6 empty] | 20 | 4000 | 382x250x75 |  | 220-240V |  | 5 | A++ | 70° | 3 | 70 |  | 4000 |  | 58000 | >=0.95 | 140000 |  |  | 148.0198 |  |  | 9 | L6 | 25 | max. 10% at 100.000 hrs |  | Available | 740/339 | Cx=0.4338;Cy=0.4030 | Class I | IK08 | IP50 | IP20 | 45 | 1100 | -25 | 1 | 202 | RAL9016 | 50-60Hz | Passive | LED | none | High Bay Rectangular | Tungsram Auriso | Indoor industrial |  | 24.5 | 29900 | No sensor |  | risk group 1 |  | Bracket kit. Tilted bracket kit. Busbar bracket kit. Cable hook pair
TBD | AUR-1S30-730-L6-FX-ST | image | datasheet | deeplink | TUNGSRAM - Tungsram Auriso - 29100lm - 202W - 3000K - 70CRI - TBD[SKU] - Bracket. Y-cable | 1.75 | Bracket. Y-cable | LED | 1 | 202 | [8 empty] | CE | [6 empty] | 20 | 3000 | 382x250x75 |  | 220-240V |  | 5 | A++ | 70° | 3 | 70 |  | 3000 |  | 58000 | >=0.95 | 140000 |  |  | 144.0594 |  |  | 9 | L6 | 25 | max. 10% at 100.000 hrs |  | Available | 730/339 | Cx=0.4338;Cy=0.4030 | Class I | IK08 | IP50 | IP20 | 45 | 1100 | -25 | 1 | 202 | RAL9016 | 50-60Hz | Passive | LED | none | High Bay Rectangular | Tungsram Auriso | Indoor industrial |  | 24.4 | 29100 | No sensor |  | risk group 1 |  | Bracket kit. Tilted bracket kit. Busbar bracket kit. Cable hook pair
TBD | AUR-1S30-850-L3-FX-ST | image | datasheet | deeplink | TUNGSRAM - Tungsram Auriso - 31000lm - 202W - 5000K - 80CRI - TBD[SKU] - Bracket. Y-cable | 1.75 | Bracket. Y-cable | LED | 1 | 202 | [8 empty] | CE | [6 empty] | 20 | 5000 | 382x250x75 |  | 220-240V |  | 5 | A++ | 35° | 3 | 80 |  | 5000 |  | 58000 | >=0.95 | 140000 |  |  | 153.4653 |  |  | 9 | L3 | 25 | max. 10% at 100.000 hrs |  | Available | 850/339 | Cx=0.3447;Cy=0.3553 | Class I | IK08 | IP50 | IP20 | 45 | 1100 | -25 | 1 | 202 | RAL9016 | 50-60Hz | Passive | LED | none | High Bay Rectangular | Tungsram Auriso | Indoor industrial |  | 19.7 | 31000 | No sensor |  | risk group 1 |  | Bracket kit. Tilted bracket kit. Busbar bracket kit. Cable hook pair
TBD | AUR-1S30-840-L3-FX-ST | image | datasheet | deeplink | TUNGSRAM - Tungsram Auriso - 30200lm - 202W - 4000K - 80CRI - TBD[SKU] - Bracket. Y-cable | 1.75 | Bracket. Y-cable | LED | 1 | 202 | [8 empty] | CE | [6 empty] | 20 | 4000 | 382x250x75 |  | 220-240V |  | 5 | A++ | 35° | 3 | 80 |  | 4000 |  | 58000 | >=0.95 | 140000 |  |  | 149.505 |  |  | 9 | L3 | 25 | max. 10% at 100.000 hrs |  | Available | 840/339 | Cx=0.3818;Cy=0.3797 | Class I | IK08 | IP50 | IP20 | 45 | 1100 | -25 | 1 | 202 | RAL9016 | 50-60Hz | Passive | LED | none | High Bay Rectangular | Tungsram Auriso | Indoor industrial |  | 19.7 | 30200 | No sensor |  | risk group 1 |  | Bracket kit. Tilted bracket kit. Busbar bracket kit. Cable hook pair
TBD | AUR-1S30-830-L3-FX-ST | image | datasheet | deeplink | TUNGSRAM - Tungsram Auriso - 28400lm - 202W - 3000K - 80CRI - TBD[SKU] - Bracket. Y-cable | 1.75 | Bracket. Y-cable | LED | 1 | 202 | [8 empty] | CE | [6 empty] | 20 | 3000 | 382x250x75 |  | 220-240V |  | 5 | A++ | 35° | 3 | 80 |  | 3000 |  | 58000 | >=0.95 | 140000 |  |  | 140.5941 |  |  | 9 | L3 | 25 | max. 10% at 100.000 hrs |  | Available | 830/339 | Cx=0.4338;Cy=0.4030 | Class I | IK08 | IP50 | IP20 | 45 | 1100 | -25 | 1 | 202 | RAL9016 | 50-60Hz | Passive | LED | none | High Bay Rectangular | Tungsram Auriso | Indoor industrial |  | 19.6 | 28400 | No sensor |  | risk group 1 |  | Bracket kit. Tilted bracket kit. Busbar bracket kit. Cable hook pair
TBD | AUR-1S30-750-L3-FX-ST | image | datasheet | deeplink | TUNGSRAM - Tungsram Auriso - 31900lm - 202W - 5000K - 70CRI - TBD[SKU] - Bracket. Y-cable | 1.75 | Bracket. Y-cable | LED | 1 | 202 | [8 empty] | CE | [6 empty] | 20 | 5000 | 382x250x75 |  | 220-240V |  | 5 | A++ | 35° | 3 | 70 |  | 5000 |  | 58000 | >=0.95 | 140000 |  |  | 157.9208 |  |  | 9 | L3 | 25 | max. 10% at 100.000 hrs |  | Available | 750/339 | Cx=0.3447;Cy=0.3553 | Class I | IK08 | IP50 | IP20 | 45 | 1100 | -25 | 1 | 202 | RAL9016 | 50-60Hz | Passive | LED | none | High Bay Rectangular | Tungsram Auriso | Indoor industrial |  | 20 | 31900 | No sensor |  | risk group 1 |  | Bracket kit. Tilted bracket kit. Busbar bracket kit. Cable hook pair
TBD | AUR-1S30-740-L3-FX-ST | image | datasheet | deeplink | TUNGSRAM - Tungsram Auriso - 31800lm - 202W - 4000K - 70CRI - TBD[SKU] - Bracket. Y-cable | 1.75 | Bracket. Y-cable | LED | 1 | 202 | [8 empty] | CE | [6 empty] | 20 | 4000 | 382x250x75 |  | 220-240V |  | 5 | A++ | 35° | 3 | 70 |  | 4000 |  | 58000 | >=0.95 | 140000 |  |  | 157.4257 |  |  | 9 | L3 | 25 | max. 10% at 100.000 hrs |  | Available | 740/339 | Cx=0.4338;Cy=0.4030 | Class I | IK08 | IP50 | IP20 | 45 | 1100 | -25 | 1 | 202 | RAL9016 | 50-60Hz | Passive | LED | none | High Bay Rectangular | Tungsram Auriso | Indoor industrial |  | 20 | 31800 | No sensor |  | risk group 1 |  | Bracket kit. Tilted bracket kit. Busbar bracket kit. Cable hook pair
TBD | AUR-1S30-730-L3-FX-ST | image | datasheet | deeplink | TUNGSRAM - Tungsram Auriso - 30900lm - 202W - 3000K - 70CRI - TBD[SKU] - Bracket. Y-cable | 1.75 | Bracket. Y-cable | LED | 1 | 202 | [8 empty] | CE | [6 empty] | 20 | 3000 | 382x250x75 |  | 220-240V |  | 5 | A++ | 35° | 3 | 70 |  | 3000 |  | 58000 | >=0.95 | 140000 |  |  | 152.9703 |  |  | 9 | L3 | 25 | max. 10% at 100.000 hrs |  | Available | 730/339 | Cx=0.4338;Cy=0.4030 | Class I | IK08 | IP50 | IP20 | 45 | 1100 | -25 | 1 | 202 | RAL9016 | 50-60Hz | Passive | LED | none | High Bay Rectangular | Tungsram Auriso | Indoor industrial |  | 19.9 | 30900 | No sensor |  | risk group 1 |  | Bracket kit. Tilted bracket kit. Busbar bracket kit. Cable hook pair
TBD | AUR-1S30-850-D1-FX-ST | image | datasheet | deeplink | TUNGSRAM - Tungsram Auriso - 26500lm - 202W - 5000K - 80CRI - TBD[SKU] - Bracket. Y-cable | 1.75 | Bracket. Y-cable | LED | 1 | 202 | [8 empty] | CE | [6 empty] | 20 | 5000 | 382x250x75 |  | 220-240V |  | 5 | A++ | 100° | 3 | 80 |  | 5000 |  | 58000 | >=0.95 | 140000 |  |  | 131.1881 |  |  | 9 | D1 | 25 | max. 10% at 100.000 hrs |  | Available | 850/339 | Cx=0.3447;Cy=0.3553 | Class I | IK08 | IP20 | IP20 | 45 | 1100 | -25 | 1 | 202 | RAL9016 | 50-60Hz | Passive | LED | none | High Bay Rectangular | Tungsram Auriso | Indoor industrial |  | 28.1 | 26500 | No sensor |  | risk group 1 |  | Bracket kit. Tilted bracket kit. Busbar bracket kit. Cable hook pair
TBD | AUR-1S30-840-D1-FX-ST | image | datasheet | deeplink | TUNGSRAM - Tungsram Auriso - 25800lm - 202W - 4000K - 80CRI - TBD[SKU] - Bracket. Y-cable | 1.75 | Bracket. Y-cable | LED | 1 | 202 | [8 empty] | CE | [6 empty] | 20 | 4000 | 382x250x75 |  | 220-240V |  | 5 | A++ | 100° | 3 | 80 |  | 4000 |  | 58000 | >=0.95 | 140000 |  |  | 127.7228 |  |  | 9 | D1 | 25 | max. 10% at 100.000 hrs |  | Available | 840/339 | Cx=0.3818;Cy=0.3797 | Class I | IK08 | IP20 | IP20 | 45 | 1100 | -25 | 1 | 202 | RAL9016 | 50-60Hz | Passive | LED | none | High Bay Rectangular | Tungsram Auriso | Indoor industrial |  | 28.1 | 25800 | No sensor |  | risk group 1 |  | Bracket kit. Tilted bracket kit. Busbar bracket kit. Cable hook pair
TBD | AUR-1S30-830-D1-FX-ST | image | datasheet | deeplink | TUNGSRAM - Tungsram Auriso - 24300lm - 202W - 3000K - 80CRI - TBD[SKU] - Bracket. Y-cable | 1.75 | Bracket. Y-cable | LED | 1 | 202 | [8 empty] | CE | [6 empty] | 20 | 3000 | 382x250x75 |  | 220-240V |  | 5 | A++ | 100° | 3 | 80 |  | 3000 |  | 58000 | >=0.95 | 140000 |  |  | 120.297 |  |  | 9 | D1 | 25 | max. 10% at 100.000 hrs |  | Available | 830/339 | Cx=0.4338;Cy=0.4030 | Class I | IK08 | IP20 | IP20 | 45 | 1100 | -25 | 1 | 202 | RAL9016 | 50-60Hz | Passive | LED | none | High Bay Rectangular | Tungsram Auriso | Indoor industrial |  | 28 | 24300 | No sensor |  | risk group 1 |  | Bracket kit. Tilted bracket kit. Busbar bracket kit. Cable hook pair
TBD | AUR-1S30-750-D1-FX-ST | image | datasheet | deeplink | TUNGSRAM - Tungsram Auriso - 27200lm - 202W - 5000K - 70CRI - TBD[SKU] - Bracket. Y-cable | 1.75 | Bracket. Y-cable | LED | 1 | 202 | [8 empty] | CE | [6 empty] | 20 | 5000 | 382x250x75 |  | 220-240V |  | 5 | A++ | 100° | 3 | 70 |  | 5000 |  | 58000 | >=0.95 | 140000 |  |  | 134.6535 |  |  | 9 | D1 | 25 | max. 10% at 100.000 hrs |  | Available | 750/339 | Cx=0.3447;Cy=0.3553 | Class I | IK08 | IP20 | IP20 | 45 | 1100 | -25 | 1 | 202 | RAL9016 | 50-60Hz | Passive | LED | none | High Bay Rectangular | Tungsram Auriso | Indoor industrial |  | 28.4 | 27200 | No sensor |  | risk group 1 |  | Bracket kit. Tilted bracket kit. Busbar bracket kit. Cable hook pair
TBD | AUR-1S30-740-D1-FX-ST | image | datasheet | deeplink | TUNGSRAM - Tungsram Auriso - 27200lm - 202W - 4000K - 70CRI - TBD[SKU] - Bracket. Y-cable | 1.75 | Bracket. Y-cable | LED | 1 | 202 | [8 empty] | CE | [6 empty] | 20 | 4000 | 382x250x75 |  | 220-240V |  | 5 | A++ | 100° | 3 | 70 |  | 4000 |  | 58000 | >=0.95 | 140000 |  |  | 134.6535 |  |  | 9 | D1 | 25 | max. 10% at 100.000 hrs |  | Available | 740/339 | Cx=0.4338;Cy=0.4030 | Class I | IK08 | IP20 | IP20 | 45 | 1100 | -25 | 1 | 202 | RAL9016 | 50-60Hz | Passive | LED | none | High Bay Rectangular | Tungsram Auriso | Indoor industrial |  | 28.4 | 27200 | No sensor |  | risk group 1 |  | Bracket kit. Tilted bracket kit. Busbar bracket kit. Cable hook pair
TBD | AUR-1S30-730-D1-FX-ST | image | datasheet | deeplink | TUNGSRAM - Tungsram Auriso - 26400lm - 202W - 3000K - 70CRI - TBD[SKU] - Bracket. Y-cable | 1.75 | Bracket. Y-cable | LED | 1 | 202 | [8 empty] | CE | [6 empty] | 20 | 3000 | 382x250x75 |  | 220-240V |  | 5 | A++ | 100° | 3 | 70 |  | 3000 |  | 58000 | >=0.95 | 140000 |  |  | 130.6931 |  |  | 9 | D1 | 25 | max. 10% at 100.000 hrs |  | Available | 730/339 | Cx=0.4338;Cy=0.4030 | Class I | IK08 | IP20 | IP20 | 45 | 1100 | -25 | 1 | 202 | RAL9016 | 50-60Hz | Passive | LED | none | High Bay Rectangular | Tungsram Auriso | Indoor industrial |  | 28.2 | 26400 | No sensor |  | risk group 1 |  | Bracket kit. Tilted bracket kit. Busbar bracket kit. Cable hook pair
TBD | AUR-1S30-850-C1-FX-ST | image | datasheet | deeplink | TUNGSRAM - Tungsram Auriso - 29400lm - 202W - 5000K - 80CRI - TBD[SKU] - Bracket. Y-cable | 1.75 | Bracket. Y-cable | LED | 1 | 202 | [8 empty] | CE | [6 empty] | 20 | 5000 | 382x250x75 |  | 220-240V |  | 5 | A++ | 110° | 3 | 80 |  | 5000 |  | 58000 | >=0.95 | 140000 |  |  | 145.5446 |  |  | 9 | C1 | 25 | max. 10% at 100.000 hrs |  | Available | 850/339 | Cx=0.3447;Cy=0.3553 | Class I | IK08 | IP20 | IP20 | 45 | 1100 | -25 | 1 | 202 | RAL9016 | 50-60Hz | Passive | LED | none | High Bay Rectangular | Tungsram Auriso | Indoor industrial |  | 28 | 29400 | No sensor |  | risk group 1 |  | Bracket kit. Tilted bracket kit. Busbar bracket kit. Cable hook pair
TBD | AUR-1S30-840-C1-FX-ST | image | datasheet | deeplink | TUNGSRAM - Tungsram Auriso - 28700lm - 202W - 4000K - 80CRI - TBD[SKU] - Bracket. Y-cable | 1.75 | Bracket. Y-cable | LED | 1 | 202 | [8 empty] | CE | [6 empty] | 20 | 4000 | 382x250x75 |  | 220-240V |  | 5 | A++ | 110° | 3 | 80 |  | 4000 |  | 58000 | >=0.95 | 140000 |  |  | 142.0792 |  |  | 9 | C1 | 25 | max. 10% at 100.000 hrs |  | Available | 840/339 | Cx=0.3818;Cy=0.3797 | Class I | IK08 | IP20 | IP20 | 45 | 1100 | -25 | 1 | 202 | RAL9016 | 50-60Hz | Passive | LED | none | High Bay Rectangular | Tungsram Auriso | Indoor industrial |  | 28 | 28700 | No sensor |  | risk group 1 |  | Bracket kit. Tilted bracket kit. Busbar bracket kit. Cable hook pair
TBD | AUR-1S30-830-C1-FX-ST | image | datasheet | deeplink | TUNGSRAM - Tungsram Auriso - 27000lm - 202W - 3000K - 80CRI - TBD[SKU] - Bracket. Y-cable | 1.75 | Bracket. Y-cable | LED | 1 | 202 | [8 empty] | CE | [6 empty] | 20 | 3000 | 382x250x75 |  | 220-240V |  | 5 | A++ | 110° | 3 | 80 |  | 3000 |  | 58000 | >=0.95 | 140000 |  |  | 133.6634 |  |  | 9 | C1 | 25 | max. 10% at 100.000 hrs |  | Available | 830/339 | Cx=0.4338;Cy=0.4030 | Class I | IK08 | IP20 | IP20 | 45 | 1100 | -25 | 1 | 202 | RAL9016 | 50-60Hz | Passive | LED | none | High Bay Rectangular | Tungsram Auriso | Indoor industrial |  | 27.8 | 27000 | No sensor |  | risk group 1 |  | Bracket kit. Tilted bracket kit. Busbar bracket kit. Cable hook pair
TBD | AUR-1S30-750-C1-FX-ST | image | datasheet | deeplink | TUNGSRAM - Tungsram Auriso - 30300lm - 202W - 5000K - 70CRI - TBD[SKU] - Bracket. Y-cable | 1.75 | Bracket. Y-cable | LED | 1 | 202 | [8 empty] | CE | [6 empty] | 20 | 5000 | 382x250x75 |  | 220-240V |  | 5 | A++ | 110° | 3 | 70 |  | 5000 |  | 58000 | >=0.95 | 140000 |  |  | 150 |  |  | 9 | C1 | 25 | max. 10% at 100.000 hrs |  | Available | 750/339 | Cx=0.3447;Cy=0.3553 | Class I | IK08 | IP20 | IP20 | 45 | 1100 | -25 | 1 | 202 | RAL9016 | 50-60Hz | Passive | LED | none | High Bay Rectangular | Tungsram Auriso | Indoor industrial |  | 28.2 | 30300 | No sensor |  | risk group 1 |  | Bracket kit. Tilted bracket kit. Busbar bracket kit. Cable hook pair
TBD | AUR-1S30-740-C1-FX-ST | image | datasheet | deeplink | TUNGSRAM - Tungsram Auriso - 30200lm - 202W - 4000K - 70CRI - TBD[SKU] - Bracket. Y-cable | 1.75 | Bracket. Y-cable | LED | 1 | 202 | [8 empty] | CE | [6 empty] | 20 | 4000 | 382x250x75 |  | 220-240V |  | 5 | A++ | 110° | 3 | 70 |  | 4000 |  | 58000 | >=0.95 | 140000 |  |  | 149.505 |  |  | 9 | C1 | 25 | max. 10% at 100.000 hrs |  | Available | 740/339 | Cx=0.4338;Cy=0.4030 | Class I | IK08 | IP20 | IP20 | 45 | 1100 | -25 | 1 | 202 | RAL9016 | 50-60Hz | Passive | LED | none | High Bay Rectangular | Tungsram Auriso | Indoor industrial |  | 28.2 | 30200 | No sensor |  | risk group 1 |  | Bracket kit. Tilted bracket kit. Busbar bracket kit. Cable hook pair
TBD | AUR-1S30-730-C1-FX-ST | image | datasheet | deeplink | TUNGSRAM - Tungsram Auriso - 29300lm - 202W - 3000K - 70CRI - TBD[SKU] - Bracket. Y-cable | 1.75 | Bracket. Y-cable | LED | 1 | 202 | [8 empty] | CE | [6 empty] | 20 | 3000 | 382x250x75 |  | 220-240V |  | 5 | A++ | 110° | 3 | 70 |  | 3000 |  | 58000 | >=0.95 | 140000 |  |  | 145.0495 |  |  | 9 | C1 | 25 | max. 10% at 100.000 hrs |  | Available | 730/339 | Cx=0.4338;Cy=0.4030 | Class I | IK08 | IP20 | IP20 | 45 | 1100 | -25 | 1 | 202 | RAL9016 | 50-60Hz | Passive | LED | none | High Bay Rectangular | Tungsram Auriso | Indoor industrial |  | 28.1 | 29300 | No sensor |  | risk group 1 |  | Bracket kit. Tilted bracket kit. Busbar bracket kit. Cable hook pair
TBD | AUR-1S25-850-U8-FX-ST | image | datasheet | deeplink | TUNGSRAM - Tungsram Auriso - 21800lm - 162W - 5000K - 80CRI - TBD[SKU] - Bracket. Y-cable | 1.75 | Bracket. Y-cable | LED | 1 | 162 | [8 empty] | CE | [6 empty] | 20 | 5000 | 382x250x75 |  | 220-240V |  | 5 | A++ | 80° | 3 | 80 |  | 5000 |  | 82000 | >=0.95 | 196000 |  |  | 134.5679 |  |  | 9 | U8 | 25 | max. 10% at 100.000 hrs |  | Available | 850/339 | Cx=0.3447;Cy=0.3553 | Class I | IK08 | IP20 | IP20 | 50 | 880 | -25 | 1 | 162 | RAL9016 | 50-60Hz | Passive | LED | none | High Bay Rectangular | Tungsram Auriso | Indoor industrial |  | 24.7 | 21800 | No sensor |  | risk group 1 |  | Bracket kit. Tilted bracket kit. Busbar bracket kit. Cable hook pair
TBD | AUR-1S25-840-U8-FX-ST | image | datasheet | deeplink | TUNGSRAM - Tungsram Auriso - 21200lm - 162W - 4000K - 80CRI - TBD[SKU] - Bracket. Y-cable | 1.75 | Bracket. Y-cable | LED | 1 | 162 | [8 empty] | CE | [6 empty] | 20 | 4000 | 382x250x75 |  | 220-240V |  | 5 | A++ | 80° | 3 | 80 |  | 4000 |  | 82000 | >=0.95 | 196000 |  |  | 130.8642 |  |  | 9 | U8 | 25 | max. 10% at 100.000 hrs |  | Available | 840/339 | Cx=0.3818;Cy=0.3797 | Class I | IK08 | IP20 | IP20 | 50 | 880 | -25 | 1 | 162 | RAL9016 | 50-60Hz | Passive | LED | none | High Bay Rectangular | Tungsram Auriso | Indoor industrial |  | 24.7 | 21200 | No sensor |  | risk group 1 |  | Bracket kit. Tilted bracket kit. Busbar bracket kit. Cable hook pair
TBD | AUR-1S25-830-U8-FX-ST | image | datasheet | deeplink | TUNGSRAM - Tungsram Auriso - 20000lm - 162W - 3000K - 80CRI - TBD[SKU] - Bracket. Y-cable | 1.75 | Bracket. Y-cable | LED | 1 | 162 | [8 empty] | CE | [6 empty] | 20 | 3000 | 382x250x75 |  | 220-240V |  | 5 | A++ | 80° | 3 | 80 |  | 3000 |  | 82000 | >=0.95 | 196000 |  |  | 123.4568 |  |  | 9 | U8 | 25 | max. 10% at 100.000 hrs |  | Available | 830/339 | Cx=0.4338;Cy=0.4030 | Class I | IK08 | IP20 | IP20 | 50 | 880 | -25 | 1 | 162 | RAL9016 | 50-60Hz | Passive | LED | none | High Bay Rectangular | Tungsram Auriso | Indoor industrial |  | 24.6 | 20000 | No sensor |  | risk group 1 |  | Bracket kit. Tilted bracket kit. Busbar bracket kit. Cable hook pair
TBD | AUR-1S25-750-U8-FX-ST | image | datasheet | deeplink | TUNGSRAM - Tungsram Auriso - 22400lm - 162W - 5000K - 70CRI - TBD[SKU] - Bracket. Y-cable | 1.75 | Bracket. Y-cable | LED | 1 | 162 | [8 empty] | CE | [6 empty] | 20 | 5000 | 382x250x75 |  | 220-240V |  | 5 | A++ | 80° | 3 | 70 |  | 5000 |  | 82000 | >=0.95 | 196000 |  |  | 138.2716 |  |  | 9 | U8 | 25 | max. 10% at 100.000 hrs |  | Available | 750/339 | Cx=0.3447;Cy=0.3553 | Class I | IK08 | IP20 | IP20 | 50 | 880 | -25 | 1 | 162 | RAL9016 | 50-60Hz | Passive | LED | none | High Bay Rectangular | Tungsram Auriso | Indoor industrial |  | 25 | 22400 | No sensor |  | risk group 1 |  | Bracket kit. Tilted bracket kit. Busbar bracket kit. Cable hook pair
TBD | AUR-1S25-740-U8-FX-ST | image | datasheet | deeplink | TUNGSRAM - Tungsram Auriso - 22300lm - 162W - 4000K - 70CRI - TBD[SKU] - Bracket. Y-cable | 1.75 | Bracket. Y-cable | LED | 1 | 162 | [8 empty] | CE | [6 empty] | 20 | 4000 | 382x250x75 |  | 220-240V |  | 5 | A++ | 80° | 3 | 70 |  | 4000 |  | 82000 | >=0.95 | 196000 |  |  | 137.6543 |  |  | 9 | U8 | 25 | max. 10% at 100.000 hrs |  | Available | 740/339 | Cx=0.4338;Cy=0.4030 | Class I | IK08 | IP20 | IP20 | 50 | 880 | -25 | 1 | 162 | RAL9016 | 50-60Hz | Passive | LED | none | High Bay Rectangular | Tungsram Auriso | Indoor industrial |  | 25 | 22300 | No sensor |  | risk group 1 |  | Bracket kit. Tilted bracket kit. Busbar bracket kit. Cable hook pair
TBD | AUR-1S25-730-U8-FX-ST | image | datasheet | deeplink | TUNGSRAM - Tungsram Auriso - 21700lm - 162W - 3000K - 70CRI - TBD[SKU] - Bracket. Y-cable | 1.75 | Bracket. Y-cable | LED | 1 | 162 | [8 empty] | CE | [6 empty] | 20 | 3000 | 382x250x75 |  | 220-240V |  | 5 | A++ | 80° | 3 | 70 |  | 3000 |  | 82000 | >=0.95 | 196000 |  |  | 133.9506 |  |  | 9 | U8 | 25 | max. 10% at 100.000 hrs |  | Available | 730/339 | Cx=0.4338;Cy=0.4030 | Class I | IK08 | IP20 | IP20 | 50 | 880 | -25 | 1 | 162 | RAL9016 | 50-60Hz | Passive | LED | none | High Bay Rectangular | Tungsram Auriso | Indoor industrial |  | 24.9 | 21700 | No sensor |  | risk group 1 |  | Bracket kit. Tilted bracket kit. Busbar bracket kit. Cable hook pair
TBD | AUR-1S25-850-U6-FX-ST | image | datasheet | deeplink | TUNGSRAM - Tungsram Auriso - 19900lm - 162W - 5000K - 80CRI - TBD[SKU] - Bracket. Y-cable | 1.75 | Bracket. Y-cable | LED | 1 | 162 | [8 empty] | CE | [6 empty] | 20 | 5000 | 382x250x75 |  | 220-240V |  | 5 | A++ | 65° | 3 | 80 |  | 5000 |  | 82000 | >=0.95 | 196000 |  |  | 122.8395 |  |  | 9 | U6 | 25 | max. 10% at 100.000 hrs |  | Available | 850/339 | Cx=0.3447;Cy=0.3553 | Class I | IK08 | IP50 | IP20 | 50 | 880 | -25 | 1 | 162 | RAL9016 | 50-60Hz | Passive | LED | none | High Bay Rectangular | Tungsram Auriso | Indoor industrial |  | 23.4 | 19900 | No sensor |  | risk group 1 |  | Bracket kit. Tilted bracket kit. Busbar bracket kit. Cable hook pair
TBD | AUR-1S25-840-U6-FX-ST | image | datasheet | deeplink | TUNGSRAM - Tungsram Auriso - 19400lm - 162W - 4000K - 80CRI - TBD[SKU] - Bracket. Y-cable | 1.75 | Bracket. Y-cable | LED | 1 | 162 | [8 empty] | CE | [6 empty] | 20 | 4000 | 382x250x75 |  | 220-240V |  | 5 | A++ | 65° | 3 | 80 |  | 4000 |  | 82000 | >=0.95 | 196000 |  |  | 119.7531 |  |  | 9 | U6 | 25 | max. 10% at 100.000 hrs |  | Available | 840/339 | Cx=0.3818;Cy=0.3797 | Class I | IK08 | IP50 | IP20 | 50 | 880 | -25 | 1 | 162 | RAL9016 | 50-60Hz | Passive | LED | none | High Bay Rectangular | Tungsram Auriso | Indoor industrial |  | 23.4 | 19400 | No sensor |  | risk group 1 |  | Bracket kit. Tilted bracket kit. Busbar bracket kit. Cable hook pair
TBD | AUR-1S25-830-U6-FX-ST | image | datasheet | deeplink | TUNGSRAM - Tungsram Auriso - 18300lm - 162W - 3000K - 80CRI - TBD[SKU] - Bracket. Y-cable | 1.75 | Bracket. Y-cable | LED | 1 | 162 | [8 empty] | CE | [6 empty] | 20 | 3000 | 382x250x75 |  | 220-240V |  | 5 | A++ | 65° | 3 | 80 |  | 3000 |  | 82000 | >=0.95 | 196000 |  |  | 112.963 |  |  | 9 | U6 | 25 | max. 10% at 100.000 hrs |  | Available | 830/339 | Cx=0.4338;Cy=0.4030 | Class I | IK08 | IP50 | IP20 | 50 | 880 | -25 | 1 | 162 | RAL9016 | 50-60Hz | Passive | LED | none | High Bay Rectangular | Tungsram Auriso | Indoor industrial |  | 23.3 | 18300 | No sensor |  | risk group 1 |  | Bracket kit. Tilted bracket kit. Busbar bracket kit. Cable hook pair
TBD | AUR-1S25-750-U6-FX-ST | image | datasheet | deeplink | TUNGSRAM - Tungsram Auriso - 20500lm - 162W - 5000K - 70CRI - TBD[SKU] - Bracket. Y-cable | 1.75 | Bracket. Y-cable | LED | 1 | 162 | [8 empty] | CE | [6 empty] | 20 | 5000 | 382x250x75 |  | 220-240V |  | 5 | A++ | 65° | 3 | 70 |  | 5000 |  | 82000 | >=0.95 | 196000 |  |  | 126.5432 |  |  | 9 | U6 | 25 | max. 10% at 100.000 hrs |  | Available | 750/339 | Cx=0.3447;Cy=0.3553 | Class I | IK08 | IP50 | IP20 | 50 | 880 | -25 | 1 | 162 | RAL9016 | 50-60Hz | Passive | LED | none | High Bay Rectangular | Tungsram Auriso | Indoor industrial |  | 23.7 | 20500 | No sensor |  | risk group 1 |  | Bracket kit. Tilted bracket kit. Busbar bracket kit. Cable hook pair
TBD | AUR-1S25-740-U6-FX-ST | image | datasheet | deeplink | TUNGSRAM - Tungsram Auriso - 20400lm - 162W - 4000K - 70CRI - TBD[SKU] - Bracket. Y-cable | 1.75 | Bracket. Y-cable | LED | 1 | 162 | [8 empty] | CE | [6 empty] | 20 | 4000 | 382x250x75 |  | 220-240V |  | 5 | A++ | 65° | 3 | 70 |  | 4000 |  | 82000 | >=0.95 | 196000 |  |  | 125.9259 |  |  | 9 | U6 | 25 | max. 10% at 100.000 hrs |  | Available | 740/339 | Cx=0.4338;Cy=0.4030 | Class I | IK08 | IP50 | IP20 | 50 | 880 | -25 | 1 | 162 | RAL9016 | 50-60Hz | Passive | LED | none | High Bay Rectangular | Tungsram Auriso | Indoor industrial |  | 23.7 | 20400 | No sensor |  | risk group 1 |  | Bracket kit. Tilted bracket kit. Busbar bracket kit. Cable hook pair
TBD | AUR-1S25-730-U6-FX-ST | image | datasheet | deeplink | TUNGSRAM - Tungsram Auriso - 19800lm - 162W - 3000K - 70CRI - TBD[SKU] - Bracket. Y-cable | 1.75 | Bracket. Y-cable | LED | 1 | 162 | [8 empty] | CE | [6 empty] | 20 | 3000 | 382x250x75 |  | 220-240V |  | 5 | A++ | 65° | 3 | 70 |  | 3000 |  | 82000 | >=0.95 | 196000 |  |  | 122.2222 |  |  | 9 | U6 | 25 | max. 10% at 100.000 hrs |  | Available | 730/339 | Cx=0.4338;Cy=0.4030 | Class I | IK08 | IP50 | IP20 | 50 | 880 | -25 | 1 | 162 | RAL9016 | 50-60Hz | Passive | LED | none | High Bay Rectangular | Tungsram Auriso | Indoor industrial |  | 23.6 | 19800 | No sensor |  | risk group 1 |  | Bracket kit. Tilted bracket kit. Busbar bracket kit. Cable hook pair
TBD | AUR-1S25-850-U4-FX-ST | image | datasheet | deeplink | TUNGSRAM - Tungsram Auriso - 20700lm - 162W - 5000K - 80CRI - TBD[SKU] - Bracket. Y-cable | 1.75 | Bracket. Y-cable | LED | 1 | 162 | [8 empty] | CE | [6 empty] | 20 | 5000 | 382x250x75 |  | 220-240V |  | 5 | A++ | 45° | 3 | 80 |  | 5000 |  | 82000 | >=0.95 | 196000 |  |  | 127.7778 |  |  | 9 | U4 | 25 | max. 10% at 100.000 hrs |  | Available | 850/339 | Cx=0.3447;Cy=0.3553 | Class I | IK08 | IP50 | IP20 | 50 | 880 | -25 | 1 | 162 | RAL9016 | 50-60Hz | Passive | LED | none | High Bay Rectangular | Tungsram Auriso | Indoor industrial |  | 22.7 | 20700 | No sensor |  | risk group 1 |  | Bracket kit. Tilted bracket kit. Busbar bracket kit. Cable hook pair
TBD | AUR-1S25-840-U4-FX-ST | image | datasheet | deeplink | TUNGSRAM - Tungsram Auriso - 20200lm - 162W - 4000K - 80CRI - TBD[SKU] - Bracket. Y-cable | 1.75 | Bracket. Y-cable | LED | 1 | 162 | [8 empty] | CE | [6 empty] | 20 | 4000 | 382x250x75 |  | 220-240V |  | 5 | A++ | 45° | 3 | 80 |  | 4000 |  | 82000 | >=0.95 | 196000 |  |  | 124.6914 |  |  | 9 | U4 | 25 | max. 10% at 100.000 hrs |  | Available | 840/339 | Cx=0.3818;Cy=0.3797 | Class I | IK08 | IP50 | IP20 | 50 | 880 | -25 | 1 | 162 | RAL9016 | 50-60Hz | Passive | LED | none | High Bay Rectangular | Tungsram Auriso | Indoor industrial |  | 22.7 | 20200 | No sensor |  | risk group 1 |  | Bracket kit. Tilted bracket kit. Busbar bracket kit. Cable hook pair
TBD | AUR-1S25-830-U4-FX-ST | image | datasheet | deeplink | TUNGSRAM - Tungsram Auriso - 19000lm - 162W - 3000K - 80CRI - TBD[SKU] - Bracket. Y-cable | 1.75 | Bracket. Y-cable | LED | 1 | 162 | [8 empty] | CE | [6 empty] | 20 | 3000 | 382x250x75 |  | 220-240V |  | 5 | A++ | 45° | 3 | 80 |  | 3000 |  | 82000 | >=0.95 | 196000 |  |  | 117.284 |  |  | 9 | U4 | 25 | max. 10% at 100.000 hrs |  | Available | 830/339 | Cx=0.4338;Cy=0.4030 | Class I | IK08 | IP50 | IP20 | 50 | 880 | -25 | 1 | 162 | RAL9016 | 50-60Hz | Passive | LED | none | High Bay Rectangular | Tungsram Auriso | Indoor industrial |  | 22.5 | 19000 | No sensor |  | risk group 1 |  | Bracket kit. Tilted bracket kit. Busbar bracket kit. Cable hook pair
TBD | AUR-1S25-750-U4-FX-ST | image | datasheet | deeplink | TUNGSRAM - Tungsram Auriso - 21300lm - 162W - 5000K - 70CRI - TBD[SKU] - Bracket. Y-cable | 1.75 | Bracket. Y-cable | LED | 1 | 162 | [8 empty] | CE | [6 empty] | 20 | 5000 | 382x250x75 |  | 220-240V |  | 5 | A++ | 45° | 3 | 70 |  | 5000 |  | 82000 | >=0.95 | 196000 |  |  | 131.4815 |  |  | 9 | U4 | 25 | max. 10% at 100.000 hrs |  | Available | 750/339 | Cx=0.3447;Cy=0.3553 | Class I | IK08 | IP50 | IP20 | 50 | 880 | -25 | 1 | 162 | RAL9016 | 50-60Hz | Passive | LED | none | High Bay Rectangular | Tungsram Auriso | Indoor industrial |  | 22.9 | 21300 | No sensor |  | risk group 1 |  | Bracket kit. Tilted bracket kit. Busbar bracket kit. Cable hook pair
TBD | AUR-1S25-740-U4-FX-ST | image | datasheet | deeplink | TUNGSRAM - Tungsram Auriso - 21300lm - 162W - 4000K - 70CRI - TBD[SKU] - Bracket. Y-cable | 1.75 | Bracket. Y-cable | LED | 1 | 162 | [8 empty] | CE | [6 empty] | 20 | 4000 | 382x250x75 |  | 220-240V |  | 5 | A++ | 45° | 3 | 70 |  | 4000 |  | 82000 | >=0.95 | 196000 |  |  | 131.4815 |  |  | 9 | U4 | 25 | max. 10% at 100.000 hrs |  | Available | 740/339 | Cx=0.4338;Cy=0.4030 | Class I | IK08 | IP50 | IP20 | 50 | 880 | -25 | 1 | 162 | RAL9016 | 50-60Hz | Passive | LED | none | High Bay Rectangular | Tungsram Auriso | Indoor industrial |  | 22.9 | 21300 | No sensor |  | risk group 1 |  | Bracket kit. Tilted bracket kit. Busbar bracket kit. Cable hook pair
TBD | AUR-1S25-730-U4-FX-ST | image | datasheet | deeplink | TUNGSRAM - Tungsram Auriso - 20700lm - 162W - 3000K - 70CRI - TBD[SKU] - Bracket. Y-cable | 1.75 | Bracket. Y-cable | LED | 1 | 162 | [8 empty] | CE | [6 empty] | 20 | 3000 | 382x250x75 |  | 220-240V |  | 5 | A++ | 45° | 3 | 70 |  | 3000 |  | 82000 | >=0.95 | 196000 |  |  | 127.7778 |  |  | 9 | U4 | 25 | max. 10% at 100.000 hrs |  | Available | 730/339 | Cx=0.4338;Cy=0.4030 | Class I | IK08 | IP50 | IP20 | 50 | 880 | -25 | 1 | 162 | RAL9016 | 50-60Hz | Passive | LED | none | High Bay Rectangular | Tungsram Auriso | Indoor industrial |  | 22.8 | 20700 | No sensor |  | risk group 1 |  | Bracket kit. Tilted bracket kit. Busbar bracket kit. Cable hook pair
TBD | AUR-1S25-850-L9-FX-ST | image | datasheet | deeplink | TUNGSRAM - Tungsram Auriso - 25200lm - 162W - 5000K - 80CRI - TBD[SKU] - Bracket. Y-cable | 1.75 | Bracket. Y-cable | LED | 1 | 162 | [8 empty] | CE | [6 empty] | 20 | 5000 | 382x250x75 |  | 220-240V |  | 5 | A++ | 90° | 3 | 80 |  | 5000 |  | 82000 | >=0.95 | 196000 |  |  | 155.5556 |  |  | 9 | L9 | 25 | max. 10% at 100.000 hrs |  | Available | 850/339 | Cx=0.3447;Cy=0.3553 | Class I | IK08 | IP50 | IP20 | 50 | 880 | -25 | 1 | 162 | RAL9016 | 50-60Hz | Passive | LED | none | High Bay Rectangular | Tungsram Auriso | Indoor industrial |  | 25.2 | 25200 | No sensor |  | risk group 1 |  | Bracket kit. Tilted bracket kit. Busbar bracket kit. Cable hook pair
TBD | AUR-1S25-840-L9-FX-ST | image | datasheet | deeplink | TUNGSRAM - Tungsram Auriso - 24500lm - 162W - 4000K - 80CRI - TBD[SKU] - Bracket. Y-cable | 1.75 | Bracket. Y-cable | LED | 1 | 162 | [8 empty] | CE | [6 empty] | 20 | 4000 | 382x250x75 |  | 220-240V |  | 5 | A++ | 90° | 3 | 80 |  | 4000 |  | 82000 | >=0.95 | 196000 |  |  | 151.2346 |  |  | 9 | L9 | 25 | max. 10% at 100.000 hrs |  | Available | 840/339 | Cx=0.3818;Cy=0.3797 | Class I | IK08 | IP50 | IP20 | 50 | 880 | -25 | 1 | 162 | RAL9016 | 50-60Hz | Passive | LED | none | High Bay Rectangular | Tungsram Auriso | Indoor industrial |  | 25.2 | 24500 | No sensor |  | risk group 1 |  | Bracket kit. Tilted bracket kit. Busbar bracket kit. Cable hook pair
TBD | AUR-1S25-830-L9-FX-ST | image | datasheet | deeplink | TUNGSRAM - Tungsram Auriso - 23100lm - 162W - 3000K - 80CRI - TBD[SKU] - Bracket. Y-cable | 1.75 | Bracket. Y-cable | LED | 1 | 162 | [8 empty] | CE | [6 empty] | 20 | 3000 | 382x250x75 |  | 220-240V |  | 5 | A++ | 90° | 3 | 80 |  | 3000 |  | 82000 | >=0.95 | 196000 |  |  | 142.5926 |  |  | 9 | L9 | 25 | max. 10% at 100.000 hrs |  | Available | 830/339 | Cx=0.4338;Cy=0.4030 | Class I | IK08 | IP50 | IP20 | 50 | 880 | -25 | 1 | 162 | RAL9016 | 50-60Hz | Passive | LED | none | High Bay Rectangular | Tungsram Auriso | Indoor industrial |  | 25.1 | 23100 | No sensor |  | risk group 1 |  | Bracket kit. Tilted bracket kit. Busbar bracket kit. Cable hook pair
TBD | AUR-1S25-750-L9-FX-ST | image | datasheet | deeplink | TUNGSRAM - Tungsram Auriso - 25900lm - 162W - 5000K - 70CRI - TBD[SKU] - Bracket. Y-cable | 1.75 | Bracket. Y-cable | LED | 1 | 162 | [8 empty] | CE | [6 empty] | 20 | 5000 | 382x250x75 |  | 220-240V |  | 5 | A++ | 90° | 3 | 70 |  | 5000 |  | 82000 | >=0.95 | 196000 |  |  | 159.8765 |  |  | 9 | L9 | 25 | max. 10% at 100.000 hrs |  | Available | 750/339 | Cx=0.3447;Cy=0.3553 | Class I | IK08 | IP50 | IP20 | 50 | 880 | -25 | 1 | 162 | RAL9016 | 50-60Hz | Passive | LED | none | High Bay Rectangular | Tungsram Auriso | Indoor industrial |  | 25.5 | 25900 | No sensor |  | risk group 1 |  | Bracket kit. Tilted bracket kit. Busbar bracket kit. Cable hook pair
TBD | AUR-1S25-740-L9-FX-ST | image | datasheet | deeplink | TUNGSRAM - Tungsram Auriso - 25800lm - 162W - 4000K - 70CRI - TBD[SKU] - Bracket. Y-cable | 1.75 | Bracket. Y-cable | LED | 1 | 162 | [8 empty] | CE | [6 empty] | 20 | 4000 | 382x250x75 |  | 220-240V |  | 5 | A++ | 90° | 3 | 70 |  | 4000 |  | 82000 | >=0.95 | 196000 |  |  | 159.2593 |  |  | 9 | L9 | 25 | max. 10% at 100.000 hrs |  | Available | 740/339 | Cx=0.4338;Cy=0.4030 | Class I | IK08 | IP50 | IP20 | 50 | 880 | -25 | 1 | 162 | RAL9016 | 50-60Hz | Passive | LED | none | High Bay Rectangular | Tungsram Auriso | Indoor industrial |  | 25.5 | 25800 | No sensor |  | risk group 1 |  | Bracket kit. Tilted bracket kit. Busbar bracket kit. Cable hook pair
TBD | AUR-1S25-730-L9-FX-ST | image | datasheet | deeplink | TUNGSRAM - Tungsram Auriso - 25100lm - 162W - 3000K - 70CRI - TBD[SKU] - Bracket. Y-cable | 1.75 | Bracket. Y-cable | LED | 1 | 162 | [8 empty] | CE | [6 empty] | 20 | 3000 | 382x250x75 |  | 220-240V |  | 5 | A++ | 90° | 3 | 70 |  | 3000 |  | 82000 | >=0.95 | 196000 |  |  | 154.9383 |  |  | 9 | L9 | 25 | max. 10% at 100.000 hrs |  | Available | 730/339 | Cx=0.4338;Cy=0.4030 | Class I | IK08 | IP50 | IP20 | 50 | 880 | -25 | 1 | 162 | RAL9016 | 50-60Hz | Passive | LED | none | High Bay Rectangular | Tungsram Auriso | Indoor industrial |  | 25.4 | 25100 | No sensor |  | risk group 1 |  | Bracket kit. Tilted bracket kit. Busbar bracket kit. Cable hook pair
TBD | AUR-1S25-850-L6-FX-ST | image | datasheet | deeplink | TUNGSRAM - Tungsram Auriso - 24200lm - 162W - 5000K - 80CRI - TBD[SKU] - Bracket. Y-cable | 1.75 | Bracket. Y-cable | LED | 1 | 162 | [8 empty] | CE | [6 empty] | 20 | 5000 | 382x250x75 |  | 220-240V |  | 5 | A++ | 70° | 3 | 80 |  | 5000 |  | 82000 | >=0.95 | 196000 |  |  | 149.3827 |  |  | 9 | L6 | 25 | max. 10% at 100.000 hrs |  | Available | 850/339 | Cx=0.3447;Cy=0.3553 | Class I | IK08 | IP50 | IP20 | 50 | 880 | -25 | 1 | 162 | RAL9016 | 50-60Hz | Passive | LED | none | High Bay Rectangular | Tungsram Auriso | Indoor industrial |  | 23.6 | 24200 | No sensor |  | risk group 1 |  | Bracket kit. Tilted bracket kit. Busbar bracket kit. Cable hook pair
TBD | AUR-1S25-840-L6-FX-ST | image | datasheet | deeplink | TUNGSRAM - Tungsram Auriso - 23600lm - 162W - 4000K - 80CRI - TBD[SKU] - Bracket. Y-cable | 1.75 | Bracket. Y-cable | LED | 1 | 162 | [8 empty] | CE | [6 empty] | 20 | 4000 | 382x250x75 |  | 220-240V |  | 5 | A++ | 70° | 3 | 80 |  | 4000 |  | 82000 | >=0.95 | 196000 |  |  | 145.679 |  |  | 9 | L6 | 25 | max. 10% at 100.000 hrs |  | Available | 840/339 | Cx=0.3818;Cy=0.3797 | Class I | IK08 | IP50 | IP20 | 50 | 880 | -25 | 1 | 162 | RAL9016 | 50-60Hz | Passive | LED | none | High Bay Rectangular | Tungsram Auriso | Indoor industrial |  | 23.6 | 23600 | No sensor |  | risk group 1 |  | Bracket kit. Tilted bracket kit. Busbar bracket kit. Cable hook pair
TBD | AUR-1S25-830-L6-FX-ST | image | datasheet | deeplink | TUNGSRAM - Tungsram Auriso - 22200lm - 162W - 3000K - 80CRI - TBD[SKU] - Bracket. Y-cable | 1.75 | Bracket. Y-cable | LED | 1 | 162 | [8 empty] | CE | [6 empty] | 20 | 3000 | 382x250x75 |  | 220-240V |  | 5 | A++ | 70° | 3 | 80 |  | 3000 |  | 82000 | >=0.95 | 196000 |  |  | 137.037 |  |  | 9 | L6 | 25 | max. 10% at 100.000 hrs |  | Available | 830/339 | Cx=0.4338;Cy=0.4030 | Class I | IK08 | IP50 | IP20 | 50 | 880 | -25 | 1 | 162 | RAL9016 | 50-60Hz | Passive | LED | none | High Bay Rectangular | Tungsram Auriso | Indoor industrial |  | 23.5 | 22200 | No sensor |  | risk group 1 |  | Bracket kit. Tilted bracket kit. Busbar bracket kit. Cable hook pair
TBD | AUR-1S25-750-L6-FX-ST | image | datasheet | deeplink | TUNGSRAM - Tungsram Auriso - 24900lm - 162W - 5000K - 70CRI - TBD[SKU] - Bracket. Y-cable | 1.75 | Bracket. Y-cable | LED | 1 | 162 | [8 empty] | CE | [6 empty] | 20 | 5000 | 382x250x75 |  | 220-240V |  | 5 | A++ | 70° | 3 | 70 |  | 5000 |  | 82000 | >=0.95 | 196000 |  |  | 153.7037 |  |  | 9 | L6 | 25 | max. 10% at 100.000 hrs |  | Available | 750/339 | Cx=0.3447;Cy=0.3553 | Class I | IK08 | IP50 | IP20 | 50 | 880 | -25 | 1 | 162 | RAL9016 | 50-60Hz | Passive | LED | none | High Bay Rectangular | Tungsram Auriso | Indoor industrial |  | 23.9 | 24900 | No sensor |  | risk group 1 |  | Bracket kit. Tilted bracket kit. Busbar bracket kit. Cable hook pair
TBD | AUR-1S25-740-L6-FX-ST | image | datasheet | deeplink | TUNGSRAM - Tungsram Auriso - 24800lm - 162W - 4000K - 70CRI - TBD[SKU] - Bracket. Y-cable | 1.75 | Bracket. Y-cable | LED | 1 | 162 | [8 empty] | CE | [6 empty] | 20 | 4000 | 382x250x75 |  | 220-240V |  | 5 | A++ | 70° | 3 | 70 |  | 4000 |  | 82000 | >=0.95 | 196000 |  |  | 153.0864 |  |  | 9 | L6 | 25 | max. 10% at 100.000 hrs |  | Available | 740/339 | Cx=0.4338;Cy=0.4030 | Class I | IK08 | IP50 | IP20 | 50 | 880 | -25 | 1 | 162 | RAL9016 | 50-60Hz | Passive | LED | none | High Bay Rectangular | Tungsram Auriso | Indoor industrial |  | 23.9 | 24800 | No sensor |  | risk group 1 |  | Bracket kit. Tilted bracket kit. Busbar bracket kit. Cable hook pair
TBD | AUR-1S25-730-L6-FX-ST | image | datasheet | deeplink | TUNGSRAM - Tungsram Auriso - 24100lm - 162W - 3000K - 70CRI - TBD[SKU] - Bracket. Y-cable | 1.75 | Bracket. Y-cable | LED | 1 | 162 | [8 empty] | CE | [6 empty] | 20 | 3000 | 382x250x75 |  | 220-240V |  | 5 | A++ | 70° | 3 | 70 |  | 3000 |  | 82000 | >=0.95 | 196000 |  |  | 148.7654 |  |  | 9 | L6 | 25 | max. 10% at 100.000 hrs |  | Available | 730/339 | Cx=0.4338;Cy=0.4030 | Class I | IK08 | IP50 | IP20 | 50 | 880 | -25 | 1 | 162 | RAL9016 | 50-60Hz | Passive | LED | none | High Bay Rectangular | Tungsram Auriso | Indoor industrial |  | 23.7 | 24100 | No sensor |  | risk group 1 |  | Bracket kit. Tilted bracket kit. Busbar bracket kit. Cable hook pair
TBD | AUR-1S25-850-L3-FX-ST | image | datasheet | deeplink | TUNGSRAM - Tungsram Auriso - 25700lm - 162W - 5000K - 80CRI - TBD[SKU] - Bracket. Y-cable | 1.75 | Bracket. Y-cable | LED | 1 | 162 | [8 empty] | CE | [6 empty] | 20 | 5000 | 382x250x75 |  | 220-240V |  | 5 | A++ | 35° | 3 | 80 |  | 5000 |  | 82000 | >=0.95 | 196000 |  |  | 158.642 |  |  | 9 | L3 | 25 | max. 10% at 100.000 hrs |  | Available | 850/339 | Cx=0.3447;Cy=0.3553 | Class I | IK08 | IP50 | IP20 | 50 | 880 | -25 | 1 | 162 | RAL9016 | 50-60Hz | Passive | LED | none | High Bay Rectangular | Tungsram Auriso | Indoor industrial |  | 19.1 | 25700 | No sensor |  | risk group 1 |  | Bracket kit. Tilted bracket kit. Busbar bracket kit. Cable hook pair
TBD | AUR-1S25-840-L3-FX-ST | image | datasheet | deeplink | TUNGSRAM - Tungsram Auriso - 25000lm - 162W - 4000K - 80CRI - TBD[SKU] - Bracket. Y-cable | 1.75 | Bracket. Y-cable | LED | 1 | 162 | [8 empty] | CE | [6 empty] | 20 | 4000 | 382x250x75 |  | 220-240V |  | 5 | A++ | 35° | 3 | 80 |  | 4000 |  | 82000 | >=0.95 | 196000 |  |  | 154.321 |  |  | 9 | L3 | 25 | max. 10% at 100.000 hrs |  | Available | 840/339 | Cx=0.3818;Cy=0.3797 | Class I | IK08 | IP50 | IP20 | 50 | 880 | -25 | 1 | 162 | RAL9016 | 50-60Hz | Passive | LED | none | High Bay Rectangular | Tungsram Auriso | Indoor industrial |  | 19.1 | 25000 | No sensor |  | risk group 1 |  | Bracket kit. Tilted bracket kit. Busbar bracket kit. Cable hook pair
TBD | AUR-1S25-830-L3-FX-ST | image | datasheet | deeplink | TUNGSRAM - Tungsram Auriso - 23600lm - 162W - 3000K - 80CRI - TBD[SKU] - Bracket. Y-cable | 1.75 | Bracket. Y-cable | LED | 1 | 162 | [8 empty] | CE | [6 empty] | 20 | 3000 | 382x250x75 |  | 220-240V |  | 5 | A++ | 35° | 3 | 80 |  | 3000 |  | 82000 | >=0.95 | 196000 |  |  | 145.679 |  |  | 9 | L3 | 25 | max. 10% at 100.000 hrs |  | Available | 830/339 | Cx=0.4338;Cy=0.4030 | Class I | IK08 | IP50 | IP20 | 50 | 880 | -25 | 1 | 162 | RAL9016 | 50-60Hz | Passive | LED | none | High Bay Rectangular | Tungsram Auriso | Indoor industrial |  | 19 | 23600 | No sensor |  | risk group 1 |  | Bracket kit. Tilted bracket kit. Busbar bracket kit. Cable hook pair
TBD | AUR-1S25-750-L3-FX-ST | image | datasheet | deeplink | TUNGSRAM - Tungsram Auriso - 26400lm - 162W - 5000K - 70CRI - TBD[SKU] - Bracket. Y-cable | 1.75 | Bracket. Y-cable | LED | 1 | 162 | [8 empty] | CE | [6 empty] | 20 | 5000 | 382x250x75 |  | 220-240V |  | 5 | A++ | 35° | 3 | 70 |  | 5000 |  | 82000 | >=0.95 | 196000 |  |  | 162.963 |  |  | 9 | L3 | 25 | max. 10% at 100.000 hrs |  | Available | 750/339 | Cx=0.3447;Cy=0.3553 | Class I | IK08 | IP50 | IP20 | 50 | 880 | -25 | 1 | 162 | RAL9016 | 50-60Hz | Passive | LED | none | High Bay Rectangular | Tungsram Auriso | Indoor industrial |  | 19.4 | 26400 | No sensor |  | risk group 1 |  | Bracket kit. Tilted bracket kit. Busbar bracket kit. Cable hook pair
TBD | AUR-1S25-740-L3-FX-ST | image | datasheet | deeplink | TUNGSRAM - Tungsram Auriso - 26300lm - 162W - 4000K - 70CRI - TBD[SKU] - Bracket. Y-cable | 1.75 | Bracket. Y-cable | LED | 1 | 162 | [8 empty] | CE | [6 empty] | 20 | 4000 | 382x250x75 |  | 220-240V |  | 5 | A++ | 35° | 3 | 70 |  | 4000 |  | 82000 | >=0.95 | 196000 |  |  | 162.3457 |  |  | 9 | L3 | 25 | max. 10% at 100.000 hrs |  | Available | 740/339 | Cx=0.4338;Cy=0.4030 | Class I | IK08 | IP50 | IP20 | 50 | 880 | -25 | 1 | 162 | RAL9016 | 50-60Hz | Passive | LED | none | High Bay Rectangular | Tungsram Auriso | Indoor industrial |  | 19.4 | 26300 | No sensor |  | risk group 1 |  | Bracket kit. Tilted bracket kit. Busbar bracket kit. Cable hook pair
TBD | AUR-1S25-730-L3-FX-ST | image | datasheet | deeplink | TUNGSRAM - Tungsram Auriso - 25600lm - 162W - 3000K - 70CRI - TBD[SKU] - Bracket. Y-cable | 1.75 | Bracket. Y-cable | LED | 1 | 162 | [8 empty] | CE | [6 empty] | 20 | 3000 | 382x250x75 |  | 220-240V |  | 5 | A++ | 35° | 3 | 70 |  | 3000 |  | 82000 | >=0.95 | 196000 |  |  | 158.0247 |  |  | 9 | L3 | 25 | max. 10% at 100.000 hrs |  | Available | 730/339 | Cx=0.4338;Cy=0.4030 | Class I | IK08 | IP50 | IP20 | 50 | 880 | -25 | 1 | 162 | RAL9016 | 50-60Hz | Passive | LED | none | High Bay Rectangular | Tungsram Auriso | Indoor industrial |  | 19.2 | 25600 | No sensor |  | risk group 1 |  | Bracket kit. Tilted bracket kit. Busbar bracket kit. Cable hook pair
TBD | AUR-1S25-850-D1-FX-ST | image | datasheet | deeplink | TUNGSRAM - Tungsram Auriso - 21900lm - 162W - 5000K - 80CRI - TBD[SKU] - Bracket. Y-cable | 1.75 | Bracket. Y-cable | LED | 1 | 162 | [8 empty] | CE | [6 empty] | 20 | 5000 | 382x250x75 |  | 220-240V |  | 5 | A++ | 100° | 3 | 80 |  | 5000 |  | 82000 | >=0.95 | 196000 |  |  | 135.1852 |  |  | 9 | D1 | 25 | max. 10% at 100.000 hrs |  | Available | 850/339 | Cx=0.3447;Cy=0.3553 | Class I | IK08 | IP20 | IP20 | 50 | 880 | -25 | 1 | 162 | RAL9016 | 50-60Hz | Passive | LED | none | High Bay Rectangular | Tungsram Auriso | Indoor industrial |  | 27.4 | 21900 | No sensor |  | risk group 1 |  | Bracket kit. Tilted bracket kit. Busbar bracket kit. Cable hook pair
TBD | AUR-1S25-840-D1-FX-ST | image | datasheet | deeplink | TUNGSRAM - Tungsram Auriso - 21400lm - 162W - 4000K - 80CRI - TBD[SKU] - Bracket. Y-cable | 1.75 | Bracket. Y-cable | LED | 1 | 162 | [8 empty] | CE | [6 empty] | 20 | 4000 | 382x250x75 |  | 220-240V |  | 5 | A++ | 100° | 3 | 80 |  | 4000 |  | 82000 | >=0.95 | 196000 |  |  | 132.0988 |  |  | 9 | D1 | 25 | max. 10% at 100.000 hrs |  | Available | 840/339 | Cx=0.3818;Cy=0.3797 | Class I | IK08 | IP20 | IP20 | 50 | 880 | -25 | 1 | 162 | RAL9016 | 50-60Hz | Passive | LED | none | High Bay Rectangular | Tungsram Auriso | Indoor industrial |  | 27.4 | 21400 | No sensor |  | risk group 1 |  | Bracket kit. Tilted bracket kit. Busbar bracket kit. Cable hook pair
TBD | AUR-1S25-830-D1-FX-ST | image | datasheet | deeplink | TUNGSRAM - Tungsram Auriso - 20100lm - 162W - 3000K - 80CRI - TBD[SKU] - Bracket. Y-cable | 1.75 | Bracket. Y-cable | LED | 1 | 162 | [8 empty] | CE | [6 empty] | 20 | 3000 | 382x250x75 |  | 220-240V |  | 5 | A++ | 100° | 3 | 80 |  | 3000 |  | 82000 | >=0.95 | 196000 |  |  | 124.0741 |  |  | 9 | D1 | 25 | max. 10% at 100.000 hrs |  | Available | 830/339 | Cx=0.4338;Cy=0.4030 | Class I | IK08 | IP20 | IP20 | 50 | 880 | -25 | 1 | 162 | RAL9016 | 50-60Hz | Passive | LED | none | High Bay Rectangular | Tungsram Auriso | Indoor industrial |  | 27.3 | 20100 | No sensor |  | risk group 1 |  | Bracket kit. Tilted bracket kit. Busbar bracket kit. Cable hook pair
TBD | AUR-1S25-750-D1-FX-ST | image | datasheet | deeplink | TUNGSRAM - Tungsram Auriso - 22600lm - 162W - 5000K - 70CRI - TBD[SKU] - Bracket. Y-cable | 1.75 | Bracket. Y-cable | LED | 1 | 162 | [8 empty] | CE | [6 empty] | 20 | 5000 | 382x250x75 |  | 220-240V |  | 5 | A++ | 100° | 3 | 70 |  | 5000 |  | 82000 | >=0.95 | 196000 |  |  | 139.5062 |  |  | 9 | D1 | 25 | max. 10% at 100.000 hrs |  | Available | 750/339 | Cx=0.3447;Cy=0.3553 | Class I | IK08 | IP20 | IP20 | 50 | 880 | -25 | 1 | 162 | RAL9016 | 50-60Hz | Passive | LED | none | High Bay Rectangular | Tungsram Auriso | Indoor industrial |  | 27.7 | 22600 | No sensor |  | risk group 1 |  | Bracket kit. Tilted bracket kit. Busbar bracket kit. Cable hook pair
TBD | AUR-1S25-740-D1-FX-ST | image | datasheet | deeplink | TUNGSRAM - Tungsram Auriso - 22500lm - 162W - 4000K - 70CRI - TBD[SKU] - Bracket. Y-cable | 1.75 | Bracket. Y-cable | LED | 1 | 162 | [8 empty] | CE | [6 empty] | 20 | 4000 | 382x250x75 |  | 220-240V |  | 5 | A++ | 100° | 3 | 70 |  | 4000 |  | 82000 | >=0.95 | 196000 |  |  | 138.8889 |  |  | 9 | D1 | 25 | max. 10% at 100.000 hrs |  | Available | 740/339 | Cx=0.4338;Cy=0.4030 | Class I | IK08 | IP20 | IP20 | 50 | 880 | -25 | 1 | 162 | RAL9016 | 50-60Hz | Passive | LED | none | High Bay Rectangular | Tungsram Auriso | Indoor industrial |  | 27.7 | 22500 | No sensor |  | risk group 1 |  | Bracket kit. Tilted bracket kit. Busbar bracket kit. Cable hook pair
TBD | AUR-1S25-730-D1-FX-ST | image | datasheet | deeplink | TUNGSRAM - Tungsram Auriso - 21900lm - 162W - 3000K - 70CRI - TBD[SKU] - Bracket. Y-cable | 1.75 | Bracket. Y-cable | LED | 1 | 162 | [8 empty] | CE | [6 empty] | 20 | 3000 | 382x250x75 |  | 220-240V |  | 5 | A++ | 100° | 3 | 70 |  | 3000 |  | 82000 | >=0.95 | 196000 |  |  | 135.1852 |  |  | 9 | D1 | 25 | max. 10% at 100.000 hrs |  | Available | 730/339 | Cx=0.4338;Cy=0.4030 | Class I | IK08 | IP20 | IP20 | 50 | 880 | -25 | 1 | 162 | RAL9016 | 50-60Hz | Passive | LED | none | High Bay Rectangular | Tungsram Auriso | Indoor industrial |  | 27.6 | 21900 | No sensor |  | risk group 1 |  | Bracket kit. Tilted bracket kit. Busbar bracket kit. Cable hook pair
TBD | AUR-1S25-850-C1-FX-ST | image | datasheet | deeplink | TUNGSRAM - Tungsram Auriso - 24400lm - 162W - 5000K - 80CRI - TBD[SKU] - Bracket. Y-cable | 1.75 | Bracket. Y-cable | LED | 1 | 162 | [8 empty] | CE | [6 empty] | 20 | 5000 | 382x250x75 |  | 220-240V |  | 5 | A++ | 110° | 3 | 80 |  | 5000 |  | 82000 | >=0.95 | 196000 |  |  | 150.6173 |  |  | 9 | C1 | 25 | max. 10% at 100.000 hrs |  | Available | 850/339 | Cx=0.3447;Cy=0.3553 | Class I | IK08 | IP20 | IP20 | 50 | 880 | -25 | 1 | 162 | RAL9016 | 50-60Hz | Passive | LED | none | High Bay Rectangular | Tungsram Auriso | Indoor industrial |  | 27.3 | 24400 | No sensor |  | risk group 1 |  | Bracket kit. Tilted bracket kit. Busbar bracket kit. Cable hook pair
TBD | AUR-1S25-840-C1-FX-ST | image | datasheet | deeplink | TUNGSRAM - Tungsram Auriso - 23800lm - 162W - 4000K - 80CRI - TBD[SKU] - Bracket. Y-cable | 1.75 | Bracket. Y-cable | LED | 1 | 162 | [8 empty] | CE | [6 empty] | 20 | 4000 | 382x250x75 |  | 220-240V |  | 5 | A++ | 110° | 3 | 80 |  | 4000 |  | 82000 | >=0.95 | 196000 |  |  | 146.9136 |  |  | 9 | C1 | 25 | max. 10% at 100.000 hrs |  | Available | 840/339 | Cx=0.3818;Cy=0.3797 | Class I | IK08 | IP20 | IP20 | 50 | 880 | -25 | 1 | 162 | RAL9016 | 50-60Hz | Passive | LED | none | High Bay Rectangular | Tungsram Auriso | Indoor industrial |  | 27.3 | 23800 | No sensor |  | risk group 1 |  | Bracket kit. Tilted bracket kit. Busbar bracket kit. Cable hook pair
TBD | AUR-1S25-830-C1-FX-ST | image | datasheet | deeplink | TUNGSRAM - Tungsram Auriso - 22400lm - 162W - 3000K - 80CRI - TBD[SKU] - Bracket. Y-cable | 1.75 | Bracket. Y-cable | LED | 1 | 162 | [8 empty] | CE | [6 empty] | 20 | 3000 | 382x250x75 |  | 220-240V |  | 5 | A++ | 110° | 3 | 80 |  | 3000 |  | 82000 | >=0.95 | 196000 |  |  | 138.2716 |  |  | 9 | C1 | 25 | max. 10% at 100.000 hrs |  | Available | 830/339 | Cx=0.4338;Cy=0.4030 | Class I | IK08 | IP20 | IP20 | 50 | 880 | -25 | 1 | 162 | RAL9016 | 50-60Hz | Passive | LED | none | High Bay Rectangular | Tungsram Auriso | Indoor industrial |  | 27.2 | 22400 | No sensor |  | risk group 1 |  | Bracket kit. Tilted bracket kit. Busbar bracket kit. Cable hook pair
TBD | AUR-1S25-750-C1-FX-ST | image | datasheet | deeplink | TUNGSRAM - Tungsram Auriso - 25100lm - 162W - 5000K - 70CRI - TBD[SKU] - Bracket. Y-cable | 1.75 | Bracket. Y-cable | LED | 1 | 162 | [8 empty] | CE | [6 empty] | 20 | 5000 | 382x250x75 |  | 220-240V |  | 5 | A++ | 110° | 3 | 70 |  | 5000 |  | 82000 | >=0.95 | 196000 |  |  | 154.9383 |  |  | 9 | C1 | 25 | max. 10% at 100.000 hrs |  | Available | 750/339 | Cx=0.3447;Cy=0.3553 | Class I | IK08 | IP20 | IP20 | 50 | 880 | -25 | 1 | 162 | RAL9016 | 50-60Hz | Passive | LED | none | High Bay Rectangular | Tungsram Auriso | Indoor industrial |  | 27.6 | 25100 | No sensor |  | risk group 1 |  | Bracket kit. Tilted bracket kit. Busbar bracket kit. Cable hook pair
TBD | AUR-1S25-740-C1-FX-ST | image | datasheet | deeplink | TUNGSRAM - Tungsram Auriso - 25000lm - 162W - 4000K - 70CRI - TBD[SKU] - Bracket. Y-cable | 1.75 | Bracket. Y-cable | LED | 1 | 162 | [8 empty] | CE | [6 empty] | 20 | 4000 | 382x250x75 |  | 220-240V |  | 5 | A++ | 110° | 3 | 70 |  | 4000 |  | 82000 | >=0.95 | 196000 |  |  | 154.321 |  |  | 9 | C1 | 25 | max. 10% at 100.000 hrs |  | Available | 740/339 | Cx=0.4338;Cy=0.4030 | Class I | IK08 | IP20 | IP20 | 50 | 880 | -25 | 1 | 162 | RAL9016 | 50-60Hz | Passive | LED | none | High Bay Rectangular | Tungsram Auriso | Indoor industrial |  | 27.6 | 25000 | No sensor |  | risk group 1 |  | Bracket kit. Tilted bracket kit. Busbar bracket kit. Cable hook pair
TBD | AUR-1S25-730-C1-FX-ST | image | datasheet | deeplink | TUNGSRAM - Tungsram Auriso - 24300lm - 162W - 3000K - 70CRI - TBD[SKU] - Bracket. Y-cable | 1.75 | Bracket. Y-cable | LED | 1 | 162 | [8 empty] | CE | [6 empty] | 20 | 3000 | 382x250x75 |  | 220-240V |  | 5 | A++ | 110° | 3 | 70 |  | 3000 |  | 82000 | >=0.95 | 196000 |  |  | 150 |  |  | 9 | C1 | 25 | max. 10% at 100.000 hrs |  | Available | 730/339 | Cx=0.4338;Cy=0.4030 | Class I | IK08 | IP20 | IP20 | 50 | 880 | -25 | 1 | 162 | RAL9016 | 50-60Hz | Passive | LED | none | High Bay Rectangular | Tungsram Auriso | Indoor industrial |  | 27.5 | 24300 | No sensor |  | risk group 1 |  | Bracket kit. Tilted bracket kit. Busbar bracket kit. Cable hook pair
TBD | AUR-1S20-850-U8-FX-ST | image | datasheet | deeplink | TUNGSRAM - Tungsram Auriso - 17300lm - 132W - 5000K - 80CRI - TBD[SKU] - Bracket. Y-cable | 1.58 | Bracket. Y-cable | LED | 1 | 132 | [8 empty] | CE | [6 empty] | 20 | 5000 | 382x250x75 |  | 220-240V |  | 5 | A++ | 80° | 3 | 80 |  | 5000 |  | 54000 | >=0.95 | 124000 |  |  | 131.0606 |  |  | 9 | U8 | 25 | max. 10% at 100.000 hrs |  | Available | 850/339 | Cx=0.3447;Cy=0.3553 | Class I | IK08 | IP20 | IP20 | 50 | 720 | -25 | 1 | 132 | RAL9016 | 50-60Hz | Passive | LED | none | High Bay Rectangular | Tungsram Auriso | Indoor industrial |  | 23.9 | 17300 | No sensor |  | risk group 1 |  | Bracket kit. Tilted bracket kit. Busbar bracket kit. Cable hook pair
TBD | AUR-1S20-840-U8-FX-ST | image | datasheet | deeplink | TUNGSRAM - Tungsram Auriso - 16900lm - 132W - 4000K - 80CRI - TBD[SKU] - Bracket. Y-cable | 1.58 | Bracket. Y-cable | LED | 1 | 132 | [8 empty] | CE | [6 empty] | 20 | 4000 | 382x250x75 |  | 220-240V |  | 5 | A++ | 80° | 3 | 80 |  | 4000 |  | 54000 | >=0.95 | 124000 |  |  | 128.0303 |  |  | 9 | U8 | 25 | max. 10% at 100.000 hrs |  | Available | 840/339 | Cx=0.3818;Cy=0.3797 | Class I | IK08 | IP20 | IP20 | 50 | 720 | -25 | 1 | 132 | RAL9016 | 50-60Hz | Passive | LED | none | High Bay Rectangular | Tungsram Auriso | Indoor industrial |  | 23.9 | 16900 | No sensor |  | risk group 1 |  | Bracket kit. Tilted bracket kit. Busbar bracket kit. Cable hook pair
TBD | AUR-1S20-830-U8-FX-ST | image | datasheet | deeplink | TUNGSRAM - Tungsram Auriso - 15900lm - 132W - 3000K - 80CRI - TBD[SKU] - Bracket. Y-cable | 1.58 | Bracket. Y-cable | LED | 1 | 132 | [8 empty] | CE | [6 empty] | 20 | 3000 | 382x250x75 |  | 220-240V |  | 5 | A++ | 80° | 3 | 80 |  | 3000 |  | 54000 | >=0.95 | 124000 |  |  | 120.4545 |  |  | 9 | U8 | 25 | max. 10% at 100.000 hrs |  | Available | 830/339 | Cx=0.4338;Cy=0.4030 | Class I | IK08 | IP20 | IP20 | 50 | 720 | -25 | 1 | 132 | RAL9016 | 50-60Hz | Passive | LED | none | High Bay Rectangular | Tungsram Auriso | Indoor industrial |  | 23.8 | 15900 | No sensor |  | risk group 1 |  | Bracket kit. Tilted bracket kit. Busbar bracket kit. Cable hook pair
TBD | AUR-1S20-750-U8-FX-ST | image | datasheet | deeplink | TUNGSRAM - Tungsram Auriso - 17800lm - 132W - 5000K - 70CRI - TBD[SKU] - Bracket. Y-cable | 1.58 | Bracket. Y-cable | LED | 1 | 132 | [8 empty] | CE | [6 empty] | 20 | 5000 | 382x250x75 |  | 220-240V |  | 5 | A++ | 80° | 3 | 70 |  | 5000 |  | 54000 | >=0.95 | 124000 |  |  | 134.8485 |  |  | 9 | U8 | 25 | max. 10% at 100.000 hrs |  | Available | 750/339 | Cx=0.3447;Cy=0.3553 | Class I | IK08 | IP20 | IP20 | 50 | 720 | -25 | 1 | 132 | RAL9016 | 50-60Hz | Passive | LED | none | High Bay Rectangular | Tungsram Auriso | Indoor industrial |  | 24.2 | 17800 | No sensor |  | risk group 1 |  | Bracket kit. Tilted bracket kit. Busbar bracket kit. Cable hook pair
TBD | AUR-1S20-740-U8-FX-ST | image | datasheet | deeplink | TUNGSRAM - Tungsram Auriso - 17800lm - 132W - 4000K - 70CRI - TBD[SKU] - Bracket. Y-cable | 1.58 | Bracket. Y-cable | LED | 1 | 132 | [8 empty] | CE | [6 empty] | 20 | 4000 | 382x250x75 |  | 220-240V |  | 5 | A++ | 80° | 3 | 70 |  | 4000 |  | 54000 | >=0.95 | 124000 |  |  | 134.8485 |  |  | 9 | U8 | 25 | max. 10% at 100.000 hrs |  | Available | 740/339 | Cx=0.4338;Cy=0.4030 | Class I | IK08 | IP20 | IP20 | 50 | 720 | -25 | 1 | 132 | RAL9016 | 50-60Hz | Passive | LED | none | High Bay Rectangular | Tungsram Auriso | Indoor industrial |  | 24.2 | 17800 | No sensor |  | risk group 1 |  | Bracket kit. Tilted bracket kit. Busbar bracket kit. Cable hook pair
TBD | AUR-1S20-730-U8-FX-ST | image | datasheet | deeplink | TUNGSRAM - Tungsram Auriso - 17300lm - 132W - 3000K - 70CRI - TBD[SKU] - Bracket. Y-cable | 1.58 | Bracket. Y-cable | LED | 1 | 132 | [8 empty] | CE | [6 empty] | 20 | 3000 | 382x250x75 |  | 220-240V |  | 5 | A++ | 80° | 3 | 70 |  | 3000 |  | 54000 | >=0.95 | 124000 |  |  | 131.0606 |  |  | 9 | U8 | 25 | max. 10% at 100.000 hrs |  | Available | 730/339 | Cx=0.4338;Cy=0.4030 | Class I | IK08 | IP20 | IP20 | 50 | 720 | -25 | 1 | 132 | RAL9016 | 50-60Hz | Passive | LED | none | High Bay Rectangular | Tungsram Auriso | Indoor industrial |  | 24.1 | 17300 | No sensor |  | risk group 1 |  | Bracket kit. Tilted bracket kit. Busbar bracket kit. Cable hook pair
TBD | AUR-1S20-850-U6-FX-ST | image | datasheet | deeplink | TUNGSRAM - Tungsram Auriso - 15800lm - 132W - 5000K - 80CRI - TBD[SKU] - Bracket. Y-cable | 1.58 | Bracket. Y-cable | LED | 1 | 132 | [8 empty] | CE | [6 empty] | 20 | 5000 | 382x250x75 |  | 220-240V |  | 5 | A++ | 65° | 3 | 80 |  | 5000 |  | 54000 | >=0.95 | 124000 |  |  | 119.697 |  |  | 9 | U6 | 25 | max. 10% at 100.000 hrs |  | Available | 850/339 | Cx=0.3447;Cy=0.3553 | Class I | IK08 | IP50 | IP20 | 50 | 720 | -25 | 1 | 132 | RAL9016 | 50-60Hz | Passive | LED | none | High Bay Rectangular | Tungsram Auriso | Indoor industrial |  | 22.7 | 15800 | No sensor |  | risk group 1 |  | Bracket kit. Tilted bracket kit. Busbar bracket kit. Cable hook pair
TBD | AUR-1S20-840-U6-FX-ST | image | datasheet | deeplink | TUNGSRAM - Tungsram Auriso - 15400lm - 132W - 4000K - 80CRI - TBD[SKU] - Bracket. Y-cable | 1.58 | Bracket. Y-cable | LED | 1 | 132 | [8 empty] | CE | [6 empty] | 20 | 4000 | 382x250x75 |  | 220-240V |  | 5 | A++ | 65° | 3 | 80 |  | 4000 |  | 54000 | >=0.95 | 124000 |  |  | 116.6667 |  |  | 9 | U6 | 25 | max. 10% at 100.000 hrs |  | Available | 840/339 | Cx=0.3818;Cy=0.3797 | Class I | IK08 | IP50 | IP20 | 50 | 720 | -25 | 1 | 132 | RAL9016 | 50-60Hz | Passive | LED | none | High Bay Rectangular | Tungsram Auriso | Indoor industrial |  | 22.7 | 15400 | No sensor |  | risk group 1 |  | Bracket kit. Tilted bracket kit. Busbar bracket kit. Cable hook pair
TBD | AUR-1S20-830-U6-FX-ST | image | datasheet | deeplink | TUNGSRAM - Tungsram Auriso - 14500lm - 132W - 3000K - 80CRI - TBD[SKU] - Bracket. Y-cable | 1.58 | Bracket. Y-cable | LED | 1 | 132 | [8 empty] | CE | [6 empty] | 20 | 3000 | 382x250x75 |  | 220-240V |  | 5 | A++ | 65° | 3 | 80 |  | 3000 |  | 54000 | >=0.95 | 124000 |  |  | 109.8485 |  |  | 9 | U6 | 25 | max. 10% at 100.000 hrs |  | Available | 830/339 | Cx=0.4338;Cy=0.4030 | Class I | IK08 | IP50 | IP20 | 50 | 720 | -25 | 1 | 132 | RAL9016 | 50-60Hz | Passive | LED | none | High Bay Rectangular | Tungsram Auriso | Indoor industrial |  | 22.5 | 14500 | No sensor |  | risk group 1 |  | Bracket kit. Tilted bracket kit. Busbar bracket kit. Cable hook pair
TBD | AUR-1S20-750-U6-FX-ST | image | datasheet | deeplink | TUNGSRAM - Tungsram Auriso - 16300lm - 132W - 5000K - 70CRI - TBD[SKU] - Bracket. Y-cable | 1.58 | Bracket. Y-cable | LED | 1 | 132 | [8 empty] | CE | [6 empty] | 20 | 5000 | 382x250x75 |  | 220-240V |  | 5 | A++ | 65° | 3 | 70 |  | 5000 |  | 54000 | >=0.95 | 124000 |  |  | 123.4848 |  |  | 9 | U6 | 25 | max. 10% at 100.000 hrs |  | Available | 750/339 | Cx=0.3447;Cy=0.3553 | Class I | IK08 | IP50 | IP20 | 50 | 720 | -25 | 1 | 132 | RAL9016 | 50-60Hz | Passive | LED | none | High Bay Rectangular | Tungsram Auriso | Indoor industrial |  | 22.9 | 16300 | No sensor |  | risk group 1 |  | Bracket kit. Tilted bracket kit. Busbar bracket kit. Cable hook pair
TBD | AUR-1S20-740-U6-FX-ST | image | datasheet | deeplink | TUNGSRAM - Tungsram Auriso - 16200lm - 132W - 4000K - 70CRI - TBD[SKU] - Bracket. Y-cable | 1.58 | Bracket. Y-cable | LED | 1 | 132 | [8 empty] | CE | [6 empty] | 20 | 4000 | 382x250x75 |  | 220-240V |  | 5 | A++ | 65° | 3 | 70 |  | 4000 |  | 54000 | >=0.95 | 124000 |  |  | 122.7273 |  |  | 9 | U6 | 25 | max. 10% at 100.000 hrs |  | Available | 740/339 | Cx=0.4338;Cy=0.4030 | Class I | IK08 | IP50 | IP20 | 50 | 720 | -25 | 1 | 132 | RAL9016 | 50-60Hz | Passive | LED | none | High Bay Rectangular | Tungsram Auriso | Indoor industrial |  | 22.9 | 16200 | No sensor |  | risk group 1 |  | Bracket kit. Tilted bracket kit. Busbar bracket kit. Cable hook pair
TBD | AUR-1S20-730-U6-FX-ST | image | datasheet | deeplink | TUNGSRAM - Tungsram Auriso - 15800lm - 132W - 3000K - 70CRI - TBD[SKU] - Bracket. Y-cable | 1.58 | Bracket. Y-cable | LED | 1 | 132 | [8 empty] | CE | [6 empty] | 20 | 3000 | 382x250x75 |  | 220-240V |  | 5 | A++ | 65° | 3 | 70 |  | 3000 |  | 54000 | >=0.95 | 124000 |  |  | 119.697 |  |  | 9 | U6 | 25 | max. 10% at 100.000 hrs |  | Available | 730/339 | Cx=0.4338;Cy=0.4030 | Class I | IK08 | IP50 | IP20 | 50 | 720 | -25 | 1 | 132 | RAL9016 | 50-60Hz | Passive | LED | none | High Bay Rectangular | Tungsram Auriso | Indoor industrial |  | 22.8 | 15800 | No sensor |  | risk group 1 |  | Bracket kit. Tilted bracket kit. Busbar bracket kit. Cable hook pair
TBD | AUR-1S20-850-U4-FX-ST | image | datasheet | deeplink | TUNGSRAM - Tungsram Auriso - 16500lm - 132W - 5000K - 80CRI - TBD[SKU] - Bracket. Y-cable | 1.58 | Bracket. Y-cable | LED | 1 | 132 | [8 empty] | CE | [6 empty] | 20 | 5000 | 382x250x75 |  | 220-240V |  | 5 | A++ | 45° | 3 | 80 |  | 5000 |  | 54000 | >=0.95 | 124000 |  |  | 125 |  |  | 9 | U4 | 25 | max. 10% at 100.000 hrs |  | Available | 850/339 | Cx=0.3447;Cy=0.3553 | Class I | IK08 | IP50 | IP20 | 50 | 720 | -25 | 1 | 132 | RAL9016 | 50-60Hz | Passive | LED | none | High Bay Rectangular | Tungsram Auriso | Indoor industrial |  | 21.8 | 16500 | No sensor |  | risk group 1 |  | Bracket kit. Tilted bracket kit. Busbar bracket kit. Cable hook pair
TBD | AUR-1S20-840-U4-FX-ST | image | datasheet | deeplink | TUNGSRAM - Tungsram Auriso - 16100lm - 132W - 4000K - 80CRI - TBD[SKU] - Bracket. Y-cable | 1.58 | Bracket. Y-cable | LED | 1 | 132 | [8 empty] | CE | [6 empty] | 20 | 4000 | 382x250x75 |  | 220-240V |  | 5 | A++ | 45° | 3 | 80 |  | 4000 |  | 54000 | >=0.95 | 124000 |  |  | 121.9697 |  |  | 9 | U4 | 25 | max. 10% at 100.000 hrs |  | Available | 840/339 | Cx=0.3818;Cy=0.3797 | Class I | IK08 | IP50 | IP20 | 50 | 720 | -25 | 1 | 132 | RAL9016 | 50-60Hz | Passive | LED | none | High Bay Rectangular | Tungsram Auriso | Indoor industrial |  | 21.8 | 16100 | No sensor |  | risk group 1 |  | Bracket kit. Tilted bracket kit. Busbar bracket kit. Cable hook pair
TBD | AUR-1S20-830-U4-FX-ST | image | datasheet | deeplink | TUNGSRAM - Tungsram Auriso - 15100lm - 132W - 3000K - 80CRI - TBD[SKU] - Bracket. Y-cable | 1.58 | Bracket. Y-cable | LED | 1 | 132 | [8 empty] | CE | [6 empty] | 20 | 3000 | 382x250x75 |  | 220-240V |  | 5 | A++ | 45° | 3 | 80 |  | 3000 |  | 54000 | >=0.95 | 124000 |  |  | 114.3939 |  |  | 9 | U4 | 25 | max. 10% at 100.000 hrs |  | Available | 830/339 | Cx=0.4338;Cy=0.4030 | Class I | IK08 | IP50 | IP20 | 50 | 720 | -25 | 1 | 132 | RAL9016 | 50-60Hz | Passive | LED | none | High Bay Rectangular | Tungsram Auriso | Indoor industrial |  | 21.7 | 15100 | No sensor |  | risk group 1 |  | Bracket kit. Tilted bracket kit. Busbar bracket kit. Cable hook pair
TBD | AUR-1S20-750-U4-FX-ST | image | datasheet | deeplink | TUNGSRAM - Tungsram Auriso - 17000lm - 132W - 5000K - 70CRI - TBD[SKU] - Bracket. Y-cable | 1.58 | Bracket. Y-cable | LED | 1 | 132 | [8 empty] | CE | [6 empty] | 20 | 5000 | 382x250x75 |  | 220-240V |  | 5 | A++ | 45° | 3 | 70 |  | 5000 |  | 54000 | >=0.95 | 124000 |  |  | 128.7879 |  |  | 9 | U4 | 25 | max. 10% at 100.000 hrs |  | Available | 750/339 | Cx=0.3447;Cy=0.3553 | Class I | IK08 | IP50 | IP20 | 50 | 720 | -25 | 1 | 132 | RAL9016 | 50-60Hz | Passive | LED | none | High Bay Rectangular | Tungsram Auriso | Indoor industrial |  | 22.1 | 17000 | No sensor |  | risk group 1 |  | Bracket kit. Tilted bracket kit. Busbar bracket kit. Cable hook pair
TBD | AUR-1S20-740-U4-FX-ST | image | datasheet | deeplink | TUNGSRAM - Tungsram Auriso - 16900lm - 132W - 4000K - 70CRI - TBD[SKU] - Bracket. Y-cable | 1.58 | Bracket. Y-cable | LED | 1 | 132 | [8 empty] | CE | [6 empty] | 20 | 4000 | 382x250x75 |  | 220-240V |  | 5 | A++ | 45° | 3 | 70 |  | 4000 |  | 54000 | >=0.95 | 124000 |  |  | 128.0303 |  |  | 9 | U4 | 25 | max. 10% at 100.000 hrs |  | Available | 740/339 | Cx=0.4338;Cy=0.4030 | Class I | IK08 | IP50 | IP20 | 50 | 720 | -25 | 1 | 132 | RAL9016 | 50-60Hz | Passive | LED | none | High Bay Rectangular | Tungsram Auriso | Indoor industrial |  | 22.1 | 16900 | No sensor |  | risk group 1 |  | Bracket kit. Tilted bracket kit. Busbar bracket kit. Cable hook pair
TBD | AUR-1S20-730-U4-FX-ST | image | datasheet | deeplink | TUNGSRAM - Tungsram Auriso - 16400lm - 132W - 3000K - 70CRI - TBD[SKU] - Bracket. Y-cable | 1.58 | Bracket. Y-cable | LED | 1 | 132 | [8 empty] | CE | [6 empty] | 20 | 3000 | 382x250x75 |  | 220-240V |  | 5 | A++ | 45° | 3 | 70 |  | 3000 |  | 54000 | >=0.95 | 124000 |  |  | 124.2424 |  |  | 9 | U4 | 25 | max. 10% at 100.000 hrs |  | Available | 730/339 | Cx=0.4338;Cy=0.4030 | Class I | IK08 | IP50 | IP20 | 50 | 720 | -25 | 1 | 132 | RAL9016 | 50-60Hz | Passive | LED | none | High Bay Rectangular | Tungsram Auriso | Indoor industrial |  | 22 | 16400 | No sensor |  | risk group 1 |  | Bracket kit. Tilted bracket kit. Busbar bracket kit. Cable hook pair
TBD | AUR-1S20-850-L9-FX-ST | image | datasheet | deeplink | TUNGSRAM - Tungsram Auriso - 20000lm - 132W - 5000K - 80CRI - TBD[SKU] - Bracket. Y-cable | 1.58 | Bracket. Y-cable | LED | 1 | 132 | [8 empty] | CE | [6 empty] | 20 | 5000 | 382x250x75 |  | 220-240V |  | 5 | A++ | 90° | 3 | 80 |  | 5000 |  | 54000 | >=0.95 | 124000 |  |  | 151.5152 |  |  | 9 | L9 | 25 | max. 10% at 100.000 hrs |  | Available | 850/339 | Cx=0.3447;Cy=0.3553 | Class I | IK08 | IP50 | IP20 | 50 | 720 | -25 | 1 | 132 | RAL9016 | 50-60Hz | Passive | LED | none | High Bay Rectangular | Tungsram Auriso | Indoor industrial |  | 24.4 | 20000 | No sensor |  | risk group 1 |  | Bracket kit. Tilted bracket kit. Busbar bracket kit. Cable hook pair
TBD | AUR-1S20-840-L9-FX-ST | image | datasheet | deeplink | TUNGSRAM - Tungsram Auriso - 19500lm - 132W - 4000K - 80CRI - TBD[SKU] - Bracket. Y-cable | 1.58 | Bracket. Y-cable | LED | 1 | 132 | [8 empty] | CE | [6 empty] | 20 | 4000 | 382x250x75 |  | 220-240V |  | 5 | A++ | 90° | 3 | 80 |  | 4000 |  | 54000 | >=0.95 | 124000 |  |  | 147.7273 |  |  | 9 | L9 | 25 | max. 10% at 100.000 hrs |  | Available | 840/339 | Cx=0.3818;Cy=0.3797 | Class I | IK08 | IP50 | IP20 | 50 | 720 | -25 | 1 | 132 | RAL9016 | 50-60Hz | Passive | LED | none | High Bay Rectangular | Tungsram Auriso | Indoor industrial |  | 24.4 | 19500 | No sensor |  | risk group 1 |  | Bracket kit. Tilted bracket kit. Busbar bracket kit. Cable hook pair
TBD | AUR-1S20-830-L9-FX-ST | image | datasheet | deeplink | TUNGSRAM - Tungsram Auriso - 18400lm - 132W - 3000K - 80CRI - TBD[SKU] - Bracket. Y-cable | 1.58 | Bracket. Y-cable | LED | 1 | 132 | [8 empty] | CE | [6 empty] | 20 | 3000 | 382x250x75 |  | 220-240V |  | 5 | A++ | 90° | 3 | 80 |  | 3000 |  | 54000 | >=0.95 | 124000 |  |  | 139.3939 |  |  | 9 | L9 | 25 | max. 10% at 100.000 hrs |  | Available | 830/339 | Cx=0.4338;Cy=0.4030 | Class I | IK08 | IP50 | IP20 | 50 | 720 | -25 | 1 | 132 | RAL9016 | 50-60Hz | Passive | LED | none | High Bay Rectangular | Tungsram Auriso | Indoor industrial |  | 24.3 | 18400 | No sensor |  | risk group 1 |  | Bracket kit. Tilted bracket kit. Busbar bracket kit. Cable hook pair
TBD | AUR-1S20-750-L9-FX-ST | image | datasheet | deeplink | TUNGSRAM - Tungsram Auriso - 20600lm - 132W - 5000K - 70CRI - TBD[SKU] - Bracket. Y-cable | 1.58 | Bracket. Y-cable | LED | 1 | 132 | [8 empty] | CE | [6 empty] | 20 | 5000 | 382x250x75 |  | 220-240V |  | 5 | A++ | 90° | 3 | 70 |  | 5000 |  | 54000 | >=0.95 | 124000 |  |  | 156.0606 |  |  | 9 | L9 | 25 | max. 10% at 100.000 hrs |  | Available | 750/339 | Cx=0.3447;Cy=0.3553 | Class I | IK08 | IP50 | IP20 | 50 | 720 | -25 | 1 | 132 | RAL9016 | 50-60Hz | Passive | LED | none | High Bay Rectangular | Tungsram Auriso | Indoor industrial |  | 24.7 | 20600 | No sensor |  | risk group 1 |  | Bracket kit. Tilted bracket kit. Busbar bracket kit. Cable hook pair
TBD | AUR-1S20-740-L9-FX-ST | image | datasheet | deeplink | TUNGSRAM - Tungsram Auriso - 20500lm - 132W - 4000K - 70CRI - TBD[SKU] - Bracket. Y-cable | 1.58 | Bracket. Y-cable | LED | 1 | 132 | [8 empty] | CE | [6 empty] | 20 | 4000 | 382x250x75 |  | 220-240V |  | 5 | A++ | 90° | 3 | 70 |  | 4000 |  | 54000 | >=0.95 | 124000 |  |  | 155.303 |  |  | 9 | L9 | 25 | max. 10% at 100.000 hrs |  | Available | 740/339 | Cx=0.4338;Cy=0.4030 | Class I | IK08 | IP50 | IP20 | 50 | 720 | -25 | 1 | 132 | RAL9016 | 50-60Hz | Passive | LED | none | High Bay Rectangular | Tungsram Auriso | Indoor industrial |  | 24.7 | 20500 | No sensor |  | risk group 1 |  | Bracket kit. Tilted bracket kit. Busbar bracket kit. Cable hook pair
TBD | AUR-1S20-730-L9-FX-ST | image | datasheet | deeplink | TUNGSRAM - Tungsram Auriso - 20000lm - 132W - 3000K - 70CRI - TBD[SKU] - Bracket. Y-cable | 1.58 | Bracket. Y-cable | LED | 1 | 132 | [8 empty] | CE | [6 empty] | 20 | 3000 | 382x250x75 |  | 220-240V |  | 5 | A++ | 90° | 3 | 70 |  | 3000 |  | 54000 | >=0.95 | 124000 |  |  | 151.5152 |  |  | 9 | L9 | 25 | max. 10% at 100.000 hrs |  | Available | 730/339 | Cx=0.4338;Cy=0.4030 | Class I | IK08 | IP50 | IP20 | 50 | 720 | -25 | 1 | 132 | RAL9016 | 50-60Hz | Passive | LED | none | High Bay Rectangular | Tungsram Auriso | Indoor industrial |  | 24.6 | 20000 | No sensor |  | risk group 1 |  | Bracket kit. Tilted bracket kit. Busbar bracket kit. Cable hook pair
TBD | AUR-1S20-850-L6-FX-ST | image | datasheet | deeplink | TUNGSRAM - Tungsram Auriso - 19200lm - 132W - 5000K - 80CRI - TBD[SKU] - Bracket. Y-cable | 1.58 | Bracket. Y-cable | LED | 1 | 132 | [8 empty] | CE | [6 empty] | 20 | 5000 | 382x250x75 |  | 220-240V |  | 5 | A++ | 70° | 3 | 80 |  | 5000 |  | 54000 | >=0.95 | 124000 |  |  | 145.4545 |  |  | 9 | L6 | 25 | max. 10% at 100.000 hrs |  | Available | 850/339 | Cx=0.3447;Cy=0.3553 | Class I | IK08 | IP50 | IP20 | 50 | 720 | -25 | 1 | 132 | RAL9016 | 50-60Hz | Passive | LED | none | High Bay Rectangular | Tungsram Auriso | Indoor industrial |  | 22.8 | 19200 | No sensor |  | risk group 1 |  | Bracket kit. Tilted bracket kit. Busbar bracket kit. Cable hook pair
TBD | AUR-1S20-840-L6-FX-ST | image | datasheet | deeplink | TUNGSRAM - Tungsram Auriso - 18700lm - 132W - 4000K - 80CRI - TBD[SKU] - Bracket. Y-cable | 1.58 | Bracket. Y-cable | LED | 1 | 132 | [8 empty] | CE | [6 empty] | 20 | 4000 | 382x250x75 |  | 220-240V |  | 5 | A++ | 70° | 3 | 80 |  | 4000 |  | 54000 | >=0.95 | 124000 |  |  | 141.6667 |  |  | 9 | L6 | 25 | max. 10% at 100.000 hrs |  | Available | 840/339 | Cx=0.3818;Cy=0.3797 | Class I | IK08 | IP50 | IP20 | 50 | 720 | -25 | 1 | 132 | RAL9016 | 50-60Hz | Passive | LED | none | High Bay Rectangular | Tungsram Auriso | Indoor industrial |  | 22.8 | 18700 | No sensor |  | risk group 1 |  | Bracket kit. Tilted bracket kit. Busbar bracket kit. Cable hook pair
TBD | AUR-1S20-830-L6-FX-ST | image | datasheet | deeplink | TUNGSRAM - Tungsram Auriso - 17700lm - 132W - 3000K - 80CRI - TBD[SKU] - Bracket. Y-cable | 1.58 | Bracket. Y-cable | LED | 1 | 132 | [8 empty] | CE | [6 empty] | 20 | 3000 | 382x250x75 |  | 220-240V |  | 5 | A++ | 70° | 3 | 80 |  | 3000 |  | 54000 | >=0.95 | 124000 |  |  | 134.0909 |  |  | 9 | L6 | 25 | max. 10% at 100.000 hrs |  | Available | 830/339 | Cx=0.4338;Cy=0.4030 | Class I | IK08 | IP50 | IP20 | 50 | 720 | -25 | 1 | 132 | RAL9016 | 50-60Hz | Passive | LED | none | High Bay Rectangular | Tungsram Auriso | Indoor industrial |  | 22.7 | 17700 | No sensor |  | risk group 1 |  | Bracket kit. Tilted bracket kit. Busbar bracket kit. Cable hook pair
TBD | AUR-1S20-750-L6-FX-ST | image | datasheet | deeplink | TUNGSRAM - Tungsram Auriso - 19800lm - 132W - 5000K - 70CRI - TBD[SKU] - Bracket. Y-cable | 1.58 | Bracket. Y-cable | LED | 1 | 132 | [8 empty] | CE | [6 empty] | 20 | 5000 | 382x250x75 |  | 220-240V |  | 5 | A++ | 70° | 3 | 70 |  | 5000 |  | 54000 | >=0.95 | 124000 |  |  | 150 |  |  | 9 | L6 | 25 | max. 10% at 100.000 hrs |  | Available | 750/339 | Cx=0.3447;Cy=0.3553 | Class I | IK08 | IP50 | IP20 | 50 | 720 | -25 | 1 | 132 | RAL9016 | 50-60Hz | Passive | LED | none | High Bay Rectangular | Tungsram Auriso | Indoor industrial |  | 23.1 | 19800 | No sensor |  | risk group 1 |  | Bracket kit. Tilted bracket kit. Busbar bracket kit. Cable hook pair
TBD | AUR-1S20-740-L6-FX-ST | image | datasheet | deeplink | TUNGSRAM - Tungsram Auriso - 19700lm - 132W - 4000K - 70CRI - TBD[SKU] - Bracket. Y-cable | 1.58 | Bracket. Y-cable | LED | 1 | 132 | [8 empty] | CE | [6 empty] | 20 | 4000 | 382x250x75 |  | 220-240V |  | 5 | A++ | 70° | 3 | 70 |  | 4000 |  | 54000 | >=0.95 | 124000 |  |  | 149.2424 |  |  | 9 | L6 | 25 | max. 10% at 100.000 hrs |  | Available | 740/339 | Cx=0.4338;Cy=0.4030 | Class I | IK08 | IP50 | IP20 | 50 | 720 | -25 | 1 | 132 | RAL9016 | 50-60Hz | Passive | LED | none | High Bay Rectangular | Tungsram Auriso | Indoor industrial |  | 23.1 | 19700 | No sensor |  | risk group 1 |  | Bracket kit. Tilted bracket kit. Busbar bracket kit. Cable hook pair
TBD | AUR-1S20-730-L6-FX-ST | image | datasheet | deeplink | TUNGSRAM - Tungsram Auriso - 19200lm - 132W - 3000K - 70CRI - TBD[SKU] - Bracket. Y-cable | 1.58 | Bracket. Y-cable | LED | 1 | 132 | [8 empty] | CE | [6 empty] | 20 | 3000 | 382x250x75 |  | 220-240V |  | 5 | A++ | 70° | 3 | 70 |  | 3000 |  | 54000 | >=0.95 | 124000 |  |  | 145.4545 |  |  | 9 | L6 | 25 | max. 10% at 100.000 hrs |  | Available | 730/339 | Cx=0.4338;Cy=0.4030 | Class I | IK08 | IP50 | IP20 | 50 | 720 | -25 | 1 | 132 | RAL9016 | 50-60Hz | Passive | LED | none | High Bay Rectangular | Tungsram Auriso | Indoor industrial |  | 22.9 | 19200 | No sensor |  | risk group 1 |  | Bracket kit. Tilted bracket kit. Busbar bracket kit. Cable hook pair
TBD | AUR-1S20-850-L3-FX-ST | image | datasheet | deeplink | TUNGSRAM - Tungsram Auriso - 20400lm - 132W - 5000K - 80CRI - TBD[SKU] - Bracket. Y-cable | 1.58 | Bracket. Y-cable | LED | 1 | 132 | [8 empty] | CE | [6 empty] | 20 | 5000 | 382x250x75 |  | 220-240V |  | 5 | A++ | 35° | 3 | 80 |  | 5000 |  | 54000 | >=0.95 | 124000 |  |  | 154.5455 |  |  | 9 | L3 | 25 | max. 10% at 100.000 hrs |  | Available | 850/339 | Cx=0.3447;Cy=0.3553 | Class I | IK08 | IP50 | IP20 | 50 | 720 | -25 | 1 | 132 | RAL9016 | 50-60Hz | Passive | LED | none | High Bay Rectangular | Tungsram Auriso | Indoor industrial |  | 18.3 | 20400 | No sensor |  | risk group 1 |  | Bracket kit. Tilted bracket kit. Busbar bracket kit. Cable hook pair
TBD | AUR-1S20-840-L3-FX-ST | image | datasheet | deeplink | TUNGSRAM - Tungsram Auriso - 19900lm - 132W - 4000K - 80CRI - TBD[SKU] - Bracket. Y-cable | 1.58 | Bracket. Y-cable | LED | 1 | 132 | [8 empty] | CE | [6 empty] | 20 | 4000 | 382x250x75 |  | 220-240V |  | 5 | A++ | 35° | 3 | 80 |  | 4000 |  | 54000 | >=0.95 | 124000 |  |  | 150.7576 |  |  | 9 | L3 | 25 | max. 10% at 100.000 hrs |  | Available | 840/339 | Cx=0.3818;Cy=0.3797 | Class I | IK08 | IP50 | IP20 | 50 | 720 | -25 | 1 | 132 | RAL9016 | 50-60Hz | Passive | LED | none | High Bay Rectangular | Tungsram Auriso | Indoor industrial |  | 18.3 | 19900 | No sensor |  | risk group 1 |  | Bracket kit. Tilted bracket kit. Busbar bracket kit. Cable hook pair
TBD | AUR-1S20-830-L3-FX-ST | image | datasheet | deeplink | TUNGSRAM - Tungsram Auriso - 18700lm - 132W - 3000K - 80CRI - TBD[SKU] - Bracket. Y-cable | 1.58 | Bracket. Y-cable | LED | 1 | 132 | [8 empty] | CE | [6 empty] | 20 | 3000 | 382x250x75 |  | 220-240V |  | 5 | A++ | 35° | 3 | 80 |  | 3000 |  | 54000 | >=0.95 | 124000 |  |  | 141.6667 |  |  | 9 | L3 | 25 | max. 10% at 100.000 hrs |  | Available | 830/339 | Cx=0.4338;Cy=0.4030 | Class I | IK08 | IP50 | IP20 | 50 | 720 | -25 | 1 | 132 | RAL9016 | 50-60Hz | Passive | LED | none | High Bay Rectangular | Tungsram Auriso | Indoor industrial |  | 18.2 | 18700 | No sensor |  | risk group 1 |  | Bracket kit. Tilted bracket kit. Busbar bracket kit. Cable hook pair
TBD | AUR-1S20-750-L3-FX-ST | image | datasheet | deeplink | TUNGSRAM - Tungsram Auriso - 21000lm - 132W - 5000K - 70CRI - TBD[SKU] - Bracket. Y-cable | 1.58 | Bracket. Y-cable | LED | 1 | 132 | [8 empty] | CE | [6 empty] | 20 | 5000 | 382x250x75 |  | 220-240V |  | 5 | A++ | 35° | 3 | 70 |  | 5000 |  | 54000 | >=0.95 | 124000 |  |  | 159.0909 |  |  | 9 | L3 | 25 | max. 10% at 100.000 hrs |  | Available | 750/339 | Cx=0.3447;Cy=0.3553 | Class I | IK08 | IP50 | IP20 | 50 | 720 | -25 | 1 | 132 | RAL9016 | 50-60Hz | Passive | LED | none | High Bay Rectangular | Tungsram Auriso | Indoor industrial |  | 18.6 | 21000 | No sensor |  | risk group 1 |  | Bracket kit. Tilted bracket kit. Busbar bracket kit. Cable hook pair
TBD | AUR-1S20-740-L3-FX-ST | image | datasheet | deeplink | TUNGSRAM - Tungsram Auriso - 21000lm - 132W - 4000K - 70CRI - TBD[SKU] - Bracket. Y-cable | 1.58 | Bracket. Y-cable | LED | 1 | 132 | [8 empty] | CE | [6 empty] | 20 | 4000 | 382x250x75 |  | 220-240V |  | 5 | A++ | 35° | 3 | 70 |  | 4000 |  | 54000 | >=0.95 | 124000 |  |  | 159.0909 |  |  | 9 | L3 | 25 | max. 10% at 100.000 hrs |  | Available | 740/339 | Cx=0.4338;Cy=0.4030 | Class I | IK08 | IP50 | IP20 | 50 | 720 | -25 | 1 | 132 | RAL9016 | 50-60Hz | Passive | LED | none | High Bay Rectangular | Tungsram Auriso | Indoor industrial |  | 18.6 | 21000 | No sensor |  | risk group 1 |  | Bracket kit. Tilted bracket kit. Busbar bracket kit. Cable hook pair
TBD | AUR-1S20-730-L3-FX-ST | image | datasheet | deeplink | TUNGSRAM - Tungsram Auriso - 20400lm - 132W - 3000K - 70CRI - TBD[SKU] - Bracket. Y-cable | 1.58 | Bracket. Y-cable | LED | 1 | 132 | [8 empty] | CE | [6 empty] | 20 | 3000 | 382x250x75 |  | 220-240V |  | 5 | A++ | 35° | 3 | 70 |  | 3000 |  | 54000 | >=0.95 | 124000 |  |  | 154.5455 |  |  | 9 | L3 | 25 | max. 10% at 100.000 hrs |  | Available | 730/339 | Cx=0.4338;Cy=0.4030 | Class I | IK08 | IP50 | IP20 | 50 | 720 | -25 | 1 | 132 | RAL9016 | 50-60Hz | Passive | LED | none | High Bay Rectangular | Tungsram Auriso | Indoor industrial |  | 18.4 | 20400 | No sensor |  | risk group 1 |  | Bracket kit. Tilted bracket kit. Busbar bracket kit. Cable hook pair
TBD | AUR-1S20-850-D1-FX-ST | image | datasheet | deeplink | TUNGSRAM - Tungsram Auriso - 17500lm - 132W - 5000K - 80CRI - TBD[SKU] - Bracket. Y-cable | 1.58 | Bracket. Y-cable | LED | 1 | 132 | [8 empty] | CE | [6 empty] | 20 | 5000 | 382x250x75 |  | 220-240V |  | 5 | A++ | 100° | 3 | 80 |  | 5000 |  | 54000 | >=0.95 | 124000 |  |  | 132.5758 |  |  | 9 | D1 | 25 | max. 10% at 100.000 hrs |  | Available | 850/339 | Cx=0.3447;Cy=0.3553 | Class I | IK08 | IP20 | IP20 | 50 | 720 | -25 | 1 | 132 | RAL9016 | 50-60Hz | Passive | LED | none | High Bay Rectangular | Tungsram Auriso | Indoor industrial |  | 26.7 | 17500 | No sensor |  | risk group 1 |  | Bracket kit. Tilted bracket kit. Busbar bracket kit. Cable hook pair
TBD | AUR-1S20-840-D1-FX-ST | image | datasheet | deeplink | TUNGSRAM - Tungsram Auriso - 17000lm - 132W - 4000K - 80CRI - TBD[SKU] - Bracket. Y-cable | 1.58 | Bracket. Y-cable | LED | 1 | 132 | [8 empty] | CE | [6 empty] | 20 | 4000 | 382x250x75 |  | 220-240V |  | 5 | A++ | 100° | 3 | 80 |  | 4000 |  | 54000 | >=0.95 | 124000 |  |  | 128.7879 |  |  | 9 | D1 | 25 | max. 10% at 100.000 hrs |  | Available | 840/339 | Cx=0.3818;Cy=0.3797 | Class I | IK08 | IP20 | IP20 | 50 | 720 | -25 | 1 | 132 | RAL9016 | 50-60Hz | Passive | LED | none | High Bay Rectangular | Tungsram Auriso | Indoor industrial |  | 26.7 | 17000 | No sensor |  | risk group 1 |  | Bracket kit. Tilted bracket kit. Busbar bracket kit. Cable hook pair
TBD | AUR-1S20-830-D1-FX-ST | image | datasheet | deeplink | TUNGSRAM - Tungsram Auriso - 16000lm - 132W - 3000K - 80CRI - TBD[SKU] - Bracket. Y-cable | 1.58 | Bracket. Y-cable | LED | 1 | 132 | [8 empty] | CE | [6 empty] | 20 | 3000 | 382x250x75 |  | 220-240V |  | 5 | A++ | 100° | 3 | 80 |  | 3000 |  | 54000 | >=0.95 | 124000 |  |  | 121.2121 |  |  | 9 | D1 | 25 | max. 10% at 100.000 hrs |  | Available | 830/339 | Cx=0.4338;Cy=0.4030 | Class I | IK08 | IP20 | IP20 | 50 | 720 | -25 | 1 | 132 | RAL9016 | 50-60Hz | Passive | LED | none | High Bay Rectangular | Tungsram Auriso | Indoor industrial |  | 26.5 | 16000 | No sensor |  | risk group 1 |  | Bracket kit. Tilted bracket kit. Busbar bracket kit. Cable hook pair
TBD | AUR-1S20-750-D1-FX-ST | image | datasheet | deeplink | TUNGSRAM - Tungsram Auriso - 18000lm - 132W - 5000K - 70CRI - TBD[SKU] - Bracket. Y-cable | 1.58 | Bracket. Y-cable | LED | 1 | 132 | [8 empty] | CE | [6 empty] | 20 | 5000 | 382x250x75 |  | 220-240V |  | 5 | A++ | 100° | 3 | 70 |  | 5000 |  | 54000 | >=0.95 | 124000 |  |  | 136.3636 |  |  | 9 | D1 | 25 | max. 10% at 100.000 hrs |  | Available | 750/339 | Cx=0.3447;Cy=0.3553 | Class I | IK08 | IP20 | IP20 | 50 | 720 | -25 | 1 | 132 | RAL9016 | 50-60Hz | Passive | LED | none | High Bay Rectangular | Tungsram Auriso | Indoor industrial |  | 26.9 | 18000 | No sensor |  | risk group 1 |  | Bracket kit. Tilted bracket kit. Busbar bracket kit. Cable hook pair
TBD | AUR-1S20-740-D1-FX-ST | image | datasheet | deeplink | TUNGSRAM - Tungsram Auriso - 17900lm - 132W - 4000K - 70CRI - TBD[SKU] - Bracket. Y-cable | 1.58 | Bracket. Y-cable | LED | 1 | 132 | [8 empty] | CE | [6 empty] | 20 | 4000 | 382x250x75 |  | 220-240V |  | 5 | A++ | 100° | 3 | 70 |  | 4000 |  | 54000 | >=0.95 | 124000 |  |  | 135.6061 |  |  | 9 | D1 | 25 | max. 10% at 100.000 hrs |  | Available | 740/339 | Cx=0.4338;Cy=0.4030 | Class I | IK08 | IP20 | IP20 | 50 | 720 | -25 | 1 | 132 | RAL9016 | 50-60Hz | Passive | LED | none | High Bay Rectangular | Tungsram Auriso | Indoor industrial |  | 26.9 | 17900 | No sensor |  | risk group 1 |  | Bracket kit. Tilted bracket kit. Busbar bracket kit. Cable hook pair
TBD | AUR-1S20-730-D1-FX-ST | image | datasheet | deeplink | TUNGSRAM - Tungsram Auriso - 17400lm - 132W - 3000K - 70CRI - TBD[SKU] - Bracket. Y-cable | 1.58 | Bracket. Y-cable | LED | 1 | 132 | [8 empty] | CE | [6 empty] | 20 | 3000 | 382x250x75 |  | 220-240V |  | 5 | A++ | 100° | 3 | 70 |  | 3000 |  | 54000 | >=0.95 | 124000 |  |  | 131.8182 |  |  | 9 | D1 | 25 | max. 10% at 100.000 hrs |  | Available | 730/339 | Cx=0.4338;Cy=0.4030 | Class I | IK08 | IP20 | IP20 | 50 | 720 | -25 | 1 | 132 | RAL9016 | 50-60Hz | Passive | LED | none | High Bay Rectangular | Tungsram Auriso | Indoor industrial |  | 26.8 | 17400 | No sensor |  | risk group 1 |  | Bracket kit. Tilted bracket kit. Busbar bracket kit. Cable hook pair
TBD | AUR-1S20-850-C1-FX-ST | image | datasheet | deeplink | TUNGSRAM - Tungsram Auriso - 19400lm - 132W - 5000K - 80CRI - TBD[SKU] - Bracket. Y-cable | 1.58 | Bracket. Y-cable | LED | 1 | 132 | [8 empty] | CE | [6 empty] | 20 | 5000 | 382x250x75 |  | 220-240V |  | 5 | A++ | 110° | 3 | 80 |  | 5000 |  | 54000 | >=0.95 | 124000 |  |  | 146.9697 |  |  | 9 | C1 | 25 | max. 10% at 100.000 hrs |  | Available | 850/339 | Cx=0.3447;Cy=0.3553 | Class I | IK08 | IP20 | IP20 | 50 | 720 | -25 | 1 | 132 | RAL9016 | 50-60Hz | Passive | LED | none | High Bay Rectangular | Tungsram Auriso | Indoor industrial |  | 26.5 | 19400 | No sensor |  | risk group 1 |  | Bracket kit. Tilted bracket kit. Busbar bracket kit. Cable hook pair
TBD | AUR-1S20-840-C1-FX-ST | image | datasheet | deeplink | TUNGSRAM - Tungsram Auriso - 18900lm - 132W - 4000K - 80CRI - TBD[SKU] - Bracket. Y-cable | 1.58 | Bracket. Y-cable | LED | 1 | 132 | [8 empty] | CE | [6 empty] | 20 | 4000 | 382x250x75 |  | 220-240V |  | 5 | A++ | 110° | 3 | 80 |  | 4000 |  | 54000 | >=0.95 | 124000 |  |  | 143.1818 |  |  | 9 | C1 | 25 | max. 10% at 100.000 hrs |  | Available | 840/339 | Cx=0.3818;Cy=0.3797 | Class I | IK08 | IP20 | IP20 | 50 | 720 | -25 | 1 | 132 | RAL9016 | 50-60Hz | Passive | LED | none | High Bay Rectangular | Tungsram Auriso | Indoor industrial |  | 26.5 | 18900 | No sensor |  | risk group 1 |  | Bracket kit. Tilted bracket kit. Busbar bracket kit. Cable hook pair
TBD | AUR-1S20-830-C1-FX-ST | image | datasheet | deeplink | TUNGSRAM - Tungsram Auriso - 17800lm - 132W - 3000K - 80CRI - TBD[SKU] - Bracket. Y-cable | 1.58 | Bracket. Y-cable | LED | 1 | 132 | [8 empty] | CE | [6 empty] | 20 | 3000 | 382x250x75 |  | 220-240V |  | 5 | A++ | 110° | 3 | 80 |  | 3000 |  | 54000 | >=0.95 | 124000 |  |  | 134.8485 |  |  | 9 | C1 | 25 | max. 10% at 100.000 hrs |  | Available | 830/339 | Cx=0.4338;Cy=0.4030 | Class I | IK08 | IP20 | IP20 | 50 | 720 | -25 | 1 | 132 | RAL9016 | 50-60Hz | Passive | LED | none | High Bay Rectangular | Tungsram Auriso | Indoor industrial |  | 26.4 | 17800 | No sensor |  | risk group 1 |  | Bracket kit. Tilted bracket kit. Busbar bracket kit. Cable hook pair
TBD | AUR-1S20-750-C1-FX-ST | image | datasheet | deeplink | TUNGSRAM - Tungsram Auriso - 20000lm - 132W - 5000K - 70CRI - TBD[SKU] - Bracket. Y-cable | 1.58 | Bracket. Y-cable | LED | 1 | 132 | [8 empty] | CE | [6 empty] | 20 | 5000 | 382x250x75 |  | 220-240V |  | 5 | A++ | 110° | 3 | 70 |  | 5000 |  | 54000 | >=0.95 | 124000 |  |  | 151.5152 |  |  | 9 | C1 | 25 | max. 10% at 100.000 hrs |  | Available | 750/339 | Cx=0.3447;Cy=0.3553 | Class I | IK08 | IP20 | IP20 | 50 | 720 | -25 | 1 | 132 | RAL9016 | 50-60Hz | Passive | LED | none | High Bay Rectangular | Tungsram Auriso | Indoor industrial |  | 26.8 | 20000 | No sensor |  | risk group 1 |  | Bracket kit. Tilted bracket kit. Busbar bracket kit. Cable hook pair
TBD | AUR-1S20-740-C1-FX-ST | image | datasheet | deeplink | TUNGSRAM - Tungsram Auriso - 19900lm - 132W - 4000K - 70CRI - TBD[SKU] - Bracket. Y-cable | 1.58 | Bracket. Y-cable | LED | 1 | 132 | [8 empty] | CE | [6 empty] | 20 | 4000 | 382x250x75 |  | 220-240V |  | 5 | A++ | 110° | 3 | 70 |  | 4000 |  | 54000 | >=0.95 | 124000 |  |  | 150.7576 |  |  | 9 | C1 | 25 | max. 10% at 100.000 hrs |  | Available | 740/339 | Cx=0.4338;Cy=0.4030 | Class I | IK08 | IP20 | IP20 | 50 | 720 | -25 | 1 | 132 | RAL9016 | 50-60Hz | Passive | LED | none | High Bay Rectangular | Tungsram Auriso | Indoor industrial |  | 26.8 | 19900 | No sensor |  | risk group 1 |  | Bracket kit. Tilted bracket kit. Busbar bracket kit. Cable hook pair
TBD | AUR-1S20-730-C1-FX-ST | image | datasheet | deeplink | TUNGSRAM - Tungsram Auriso - 19300lm - 132W - 3000K - 70CRI - TBD[SKU] - Bracket. Y-cable | 1.58 | Bracket. Y-cable | LED | 1 | 132 | [8 empty] | CE | [6 empty] | 20 | 3000 | 382x250x75 |  | 220-240V |  | 5 | A++ | 110° | 3 | 70 |  | 3000 |  | 54000 | >=0.95 | 124000 |  |  | 146.2121 |  |  | 9 | C1 | 25 | max. 10% at 100.000 hrs |  | Available | 730/339 | Cx=0.4338;Cy=0.4030 | Class I | IK08 | IP20 | IP20 | 50 | 720 | -25 | 1 | 132 | RAL9016 | 50-60Hz | Passive | LED | none | High Bay Rectangular | Tungsram Auriso | Indoor industrial |  | 26.7 | 19300 | No sensor |  | risk group 1 |  | Bracket kit. Tilted bracket kit. Busbar bracket kit. Cable hook pair
TBD | AUR-1S15-850-U8-FX-ST | image | datasheet | deeplink | TUNGSRAM - Tungsram Auriso - 13000lm - 102W - 5000K - 80CRI - TBD[SKU] - Bracket. Y-cable | 1.54 | Bracket. Y-cable | LED | 1 | 102 | [8 empty] | CE | [6 empty] | 20 | 5000 | 382x250x75 |  | 220-240V |  | 5 | A++ | 80° | 3 | 80 |  | 5000 |  | 62000 | >=0.95 | 142000 |  |  | 127.451 |  |  | 9 | U8 | 25 | max. 10% at 100.000 hrs |  | Available | 850/339 | Cx=0.3447;Cy=0.3553 | Class I | IK08 | IP20 | IP20 | 50 | 560 | -25 | 1 | 102 | RAL9016 | 50-60Hz | Passive | LED | none | High Bay Rectangular | Tungsram Auriso | Indoor industrial |  | 22.9 | 13000 | No sensor |  | risk group 1 |  | Bracket kit. Tilted bracket kit. Busbar bracket kit. Cable hook pair
TBD | AUR-1S15-840-U8-FX-ST | image | datasheet | deeplink | TUNGSRAM - Tungsram Auriso - 12700lm - 102W - 4000K - 80CRI - TBD[SKU] - Bracket. Y-cable | 1.54 | Bracket. Y-cable | LED | 1 | 102 | [8 empty] | CE | [6 empty] | 20 | 4000 | 382x250x75 |  | 220-240V |  | 5 | A++ | 80° | 3 | 80 |  | 4000 |  | 62000 | >=0.95 | 142000 |  |  | 124.5098 |  |  | 9 | U8 | 25 | max. 10% at 100.000 hrs |  | Available | 840/339 | Cx=0.3818;Cy=0.3797 | Class I | IK08 | IP20 | IP20 | 50 | 560 | -25 | 1 | 102 | RAL9016 | 50-60Hz | Passive | LED | none | High Bay Rectangular | Tungsram Auriso | Indoor industrial |  | 22.9 | 12700 | No sensor |  | risk group 1 |  | Bracket kit. Tilted bracket kit. Busbar bracket kit. Cable hook pair
TBD | AUR-1S15-830-U8-FX-ST | image | datasheet | deeplink | TUNGSRAM - Tungsram Auriso - 11900lm - 102W - 3000K - 80CRI - TBD[SKU] - Bracket. Y-cable | 1.54 | Bracket. Y-cable | LED | 1 | 102 | [8 empty] | CE | [6 empty] | 20 | 3000 | 382x250x75 |  | 220-240V |  | 5 | A++ | 80° | 3 | 80 |  | 3000 |  | 62000 | >=0.95 | 142000 |  |  | 116.6667 |  |  | 9 | U8 | 25 | max. 10% at 100.000 hrs |  | Available | 830/339 | Cx=0.4338;Cy=0.4030 | Class I | IK08 | IP20 | IP20 | 50 | 560 | -25 | 1 | 102 | RAL9016 | 50-60Hz | Passive | LED | none | High Bay Rectangular | Tungsram Auriso | Indoor industrial |  | 22.8 | 11900 | No sensor |  | risk group 1 |  | Bracket kit. Tilted bracket kit. Busbar bracket kit. Cable hook pair
TBD | AUR-1S15-750-U8-FX-ST | image | datasheet | deeplink | TUNGSRAM - Tungsram Auriso - 13400lm - 102W - 5000K - 70CRI - TBD[SKU] - Bracket. Y-cable | 1.54 | Bracket. Y-cable | LED | 1 | 102 | [8 empty] | CE | [6 empty] | 20 | 5000 | 382x250x75 |  | 220-240V |  | 5 | A++ | 80° | 3 | 70 |  | 5000 |  | 62000 | >=0.95 | 142000 |  |  | 131.3725 |  |  | 9 | U8 | 25 | max. 10% at 100.000 hrs |  | Available | 750/339 | Cx=0.3447;Cy=0.3553 | Class I | IK08 | IP20 | IP20 | 50 | 560 | -25 | 1 | 102 | RAL9016 | 50-60Hz | Passive | LED | none | High Bay Rectangular | Tungsram Auriso | Indoor industrial |  | 23.2 | 13400 | No sensor |  | risk group 1 |  | Bracket kit. Tilted bracket kit. Busbar bracket kit. Cable hook pair
TBD | AUR-1S15-740-U8-FX-ST | image | datasheet | deeplink | TUNGSRAM - Tungsram Auriso - 13400lm - 102W - 4000K - 70CRI - TBD[SKU] - Bracket. Y-cable | 1.54 | Bracket. Y-cable | LED | 1 | 102 | [8 empty] | CE | [6 empty] | 20 | 4000 | 382x250x75 |  | 220-240V |  | 5 | A++ | 80° | 3 | 70 |  | 4000 |  | 62000 | >=0.95 | 142000 |  |  | 131.3725 |  |  | 9 | U8 | 25 | max. 10% at 100.000 hrs |  | Available | 740/339 | Cx=0.4338;Cy=0.4030 | Class I | IK08 | IP20 | IP20 | 50 | 560 | -25 | 1 | 102 | RAL9016 | 50-60Hz | Passive | LED | none | High Bay Rectangular | Tungsram Auriso | Indoor industrial |  | 23.2 | 13400 | No sensor |  | risk group 1 |  | Bracket kit. Tilted bracket kit. Busbar bracket kit. Cable hook pair
TBD | AUR-1S15-730-U8-FX-ST | image | datasheet | deeplink | TUNGSRAM - Tungsram Auriso - 13000lm - 102W - 3000K - 70CRI - TBD[SKU] - Bracket. Y-cable | 1.54 | Bracket. Y-cable | LED | 1 | 102 | [8 empty] | CE | [6 empty] | 20 | 3000 | 382x250x75 |  | 220-240V |  | 5 | A++ | 80° | 3 | 70 |  | 3000 |  | 62000 | >=0.95 | 142000 |  |  | 127.451 |  |  | 9 | U8 | 25 | max. 10% at 100.000 hrs |  | Available | 730/339 | Cx=0.4338;Cy=0.4030 | Class I | IK08 | IP20 | IP20 | 50 | 560 | -25 | 1 | 102 | RAL9016 | 50-60Hz | Passive | LED | none | High Bay Rectangular | Tungsram Auriso | Indoor industrial |  | 23.1 | 13000 | No sensor |  | risk group 1 |  | Bracket kit. Tilted bracket kit. Busbar bracket kit. Cable hook pair
TBD | AUR-1S15-850-U6-FX-ST | image | datasheet | deeplink | TUNGSRAM - Tungsram Auriso - 11900lm - 102W - 5000K - 80CRI - TBD[SKU] - Bracket. Y-cable | 1.54 | Bracket. Y-cable | LED | 1 | 102 | [8 empty] | CE | [6 empty] | 20 | 5000 | 382x250x75 |  | 220-240V |  | 5 | A++ | 65° | 3 | 80 |  | 5000 |  | 62000 | >=0.95 | 142000 |  |  | 116.6667 |  |  | 9 | U6 | 25 | max. 10% at 100.000 hrs |  | Available | 850/339 | Cx=0.3447;Cy=0.3553 | Class I | IK08 | IP50 | IP20 | 50 | 560 | -25 | 1 | 102 | RAL9016 | 50-60Hz | Passive | LED | none | High Bay Rectangular | Tungsram Auriso | Indoor industrial |  | 21.7 | 11900 | No sensor |  | risk group 1 |  | Bracket kit. Tilted bracket kit. Busbar bracket kit. Cable hook pair
TBD | AUR-1S15-840-U6-FX-ST | image | datasheet | deeplink | TUNGSRAM - Tungsram Auriso - 11600lm - 102W - 4000K - 80CRI - TBD[SKU] - Bracket. Y-cable | 1.54 | Bracket. Y-cable | LED | 1 | 102 | [8 empty] | CE | [6 empty] | 20 | 4000 | 382x250x75 |  | 220-240V |  | 5 | A++ | 65° | 3 | 80 |  | 4000 |  | 62000 | >=0.95 | 142000 |  |  | 113.7255 |  |  | 9 | U6 | 25 | max. 10% at 100.000 hrs |  | Available | 840/339 | Cx=0.3818;Cy=0.3797 | Class I | IK08 | IP50 | IP20 | 50 | 560 | -25 | 1 | 102 | RAL9016 | 50-60Hz | Passive | LED | none | High Bay Rectangular | Tungsram Auriso | Indoor industrial |  | 21.7 | 11600 | No sensor |  | risk group 1 |  | Bracket kit. Tilted bracket kit. Busbar bracket kit. Cable hook pair
TBD | AUR-1S15-830-U6-FX-ST | image | datasheet | deeplink | TUNGSRAM - Tungsram Auriso - 10900lm - 102W - 3000K - 80CRI - TBD[SKU] - Bracket. Y-cable | 1.54 | Bracket. Y-cable | LED | 1 | 102 | [8 empty] | CE | [6 empty] | 20 | 3000 | 382x250x75 |  | 220-240V |  | 5 | A++ | 65° | 3 | 80 |  | 3000 |  | 62000 | >=0.95 | 142000 |  |  | 106.8627 |  |  | 9 | U6 | 25 | max. 10% at 100.000 hrs |  | Available | 830/339 | Cx=0.4338;Cy=0.4030 | Class I | IK08 | IP50 | IP20 | 50 | 560 | -25 | 1 | 102 | RAL9016 | 50-60Hz | Passive | LED | none | High Bay Rectangular | Tungsram Auriso | Indoor industrial |  | 21.5 | 10900 | No sensor |  | risk group 1 |  | Bracket kit. Tilted bracket kit. Busbar bracket kit. Cable hook pair
TBD | AUR-1S15-750-U6-FX-ST | image | datasheet | deeplink | TUNGSRAM - Tungsram Auriso - 12200lm - 102W - 5000K - 70CRI - TBD[SKU] - Bracket. Y-cable | 1.54 | Bracket. Y-cable | LED | 1 | 102 | [8 empty] | CE | [6 empty] | 20 | 5000 | 382x250x75 |  | 220-240V |  | 5 | A++ | 65° | 3 | 70 |  | 5000 |  | 62000 | >=0.95 | 142000 |  |  | 119.6078 |  |  | 9 | U6 | 25 | max. 10% at 100.000 hrs |  | Available | 750/339 | Cx=0.3447;Cy=0.3553 | Class I | IK08 | IP50 | IP20 | 50 | 560 | -25 | 1 | 102 | RAL9016 | 50-60Hz | Passive | LED | none | High Bay Rectangular | Tungsram Auriso | Indoor industrial |  | 21.9 | 12200 | No sensor |  | risk group 1 |  | Bracket kit. Tilted bracket kit. Busbar bracket kit. Cable hook pair
TBD | AUR-1S15-740-U6-FX-ST | image | datasheet | deeplink | TUNGSRAM - Tungsram Auriso - 12200lm - 102W - 4000K - 70CRI - TBD[SKU] - Bracket. Y-cable | 1.54 | Bracket. Y-cable | LED | 1 | 102 | [8 empty] | CE | [6 empty] | 20 | 4000 | 382x250x75 |  | 220-240V |  | 5 | A++ | 65° | 3 | 70 |  | 4000 |  | 62000 | >=0.95 | 142000 |  |  | 119.6078 |  |  | 9 | U6 | 25 | max. 10% at 100.000 hrs |  | Available | 740/339 | Cx=0.4338;Cy=0.4030 | Class I | IK08 | IP50 | IP20 | 50 | 560 | -25 | 1 | 102 | RAL9016 | 50-60Hz | Passive | LED | none | High Bay Rectangular | Tungsram Auriso | Indoor industrial |  | 21.9 | 12200 | No sensor |  | risk group 1 |  | Bracket kit. Tilted bracket kit. Busbar bracket kit. Cable hook pair
TBD | AUR-1S15-730-U6-FX-ST | image | datasheet | deeplink | TUNGSRAM - Tungsram Auriso - 11900lm - 102W - 3000K - 70CRI - TBD[SKU] - Bracket. Y-cable | 1.54 | Bracket. Y-cable | LED | 1 | 102 | [8 empty] | CE | [6 empty] | 20 | 3000 | 382x250x75 |  | 220-240V |  | 5 | A++ | 65° | 3 | 70 |  | 3000 |  | 62000 | >=0.95 | 142000 |  |  | 116.6667 |  |  | 9 | U6 | 25 | max. 10% at 100.000 hrs |  | Available | 730/339 | Cx=0.4338;Cy=0.4030 | Class I | IK08 | IP50 | IP20 | 50 | 560 | -25 | 1 | 102 | RAL9016 | 50-60Hz | Passive | LED | none | High Bay Rectangular | Tungsram Auriso | Indoor industrial |  | 21.8 | 11900 | No sensor |  | risk group 1 |  | Bracket kit. Tilted bracket kit. Busbar bracket kit. Cable hook pair
TBD | AUR-1S15-850-U4-FX-ST | image | datasheet | deeplink | TUNGSRAM - Tungsram Auriso - 12400lm - 102W - 5000K - 80CRI - TBD[SKU] - Bracket. Y-cable | 1.54 | Bracket. Y-cable | LED | 1 | 102 | [8 empty] | CE | [6 empty] | 20 | 5000 | 382x250x75 |  | 220-240V |  | 5 | A++ | 45° | 3 | 80 |  | 5000 |  | 62000 | >=0.95 | 142000 |  |  | 121.5686 |  |  | 9 | U4 | 25 | max. 10% at 100.000 hrs |  | Available | 850/339 | Cx=0.3447;Cy=0.3553 | Class I | IK08 | IP50 | IP20 | 50 | 560 | -25 | 1 | 102 | RAL9016 | 50-60Hz | Passive | LED | none | High Bay Rectangular | Tungsram Auriso | Indoor industrial |  | 20.9 | 12400 | No sensor |  | risk group 1 |  | Bracket kit. Tilted bracket kit. Busbar bracket kit. Cable hook pair
TBD | AUR-1S15-840-U4-FX-ST | image | datasheet | deeplink | TUNGSRAM - Tungsram Auriso - 12100lm - 102W - 4000K - 80CRI - TBD[SKU] - Bracket. Y-cable | 1.54 | Bracket. Y-cable | LED | 1 | 102 | [8 empty] | CE | [6 empty] | 20 | 4000 | 382x250x75 |  | 220-240V |  | 5 | A++ | 45° | 3 | 80 |  | 4000 |  | 62000 | >=0.95 | 142000 |  |  | 118.6275 |  |  | 9 | U4 | 25 | max. 10% at 100.000 hrs |  | Available | 840/339 | Cx=0.3818;Cy=0.3797 | Class I | IK08 | IP50 | IP20 | 50 | 560 | -25 | 1 | 102 | RAL9016 | 50-60Hz | Passive | LED | none | High Bay Rectangular | Tungsram Auriso | Indoor industrial |  | 20.9 | 12100 | No sensor |  | risk group 1 |  | Bracket kit. Tilted bracket kit. Busbar bracket kit. Cable hook pair
TBD | AUR-1S15-830-U4-FX-ST | image | datasheet | deeplink | TUNGSRAM - Tungsram Auriso - 11400lm - 102W - 3000K - 80CRI - TBD[SKU] - Bracket. Y-cable | 1.54 | Bracket. Y-cable | LED | 1 | 102 | [8 empty] | CE | [6 empty] | 20 | 3000 | 382x250x75 |  | 220-240V |  | 5 | A++ | 45° | 3 | 80 |  | 3000 |  | 62000 | >=0.95 | 142000 |  |  | 111.7647 |  |  | 9 | U4 | 25 | max. 10% at 100.000 hrs |  | Available | 830/339 | Cx=0.4338;Cy=0.4030 | Class I | IK08 | IP50 | IP20 | 50 | 560 | -25 | 1 | 102 | RAL9016 | 50-60Hz | Passive | LED | none | High Bay Rectangular | Tungsram Auriso | Indoor industrial |  | 20.7 | 11400 | No sensor |  | risk group 1 |  | Bracket kit. Tilted bracket kit. Busbar bracket kit. Cable hook pair
TBD | AUR-1S15-750-U4-FX-ST | image | datasheet | deeplink | TUNGSRAM - Tungsram Auriso - 12700lm - 102W - 5000K - 70CRI - TBD[SKU] - Bracket. Y-cable | 1.54 | Bracket. Y-cable | LED | 1 | 102 | [8 empty] | CE | [6 empty] | 20 | 5000 | 382x250x75 |  | 220-240V |  | 5 | A++ | 45° | 3 | 70 |  | 5000 |  | 62000 | >=0.95 | 142000 |  |  | 124.5098 |  |  | 9 | U4 | 25 | max. 10% at 100.000 hrs |  | Available | 750/339 | Cx=0.3447;Cy=0.3553 | Class I | IK08 | IP50 | IP20 | 50 | 560 | -25 | 1 | 102 | RAL9016 | 50-60Hz | Passive | LED | none | High Bay Rectangular | Tungsram Auriso | Indoor industrial |  | 21.1 | 12700 | No sensor |  | risk group 1 |  | Bracket kit. Tilted bracket kit. Busbar bracket kit. Cable hook pair
TBD | AUR-1S15-740-U4-FX-ST | image | datasheet | deeplink | TUNGSRAM - Tungsram Auriso - 12700lm - 102W - 4000K - 70CRI - TBD[SKU] - Bracket. Y-cable | 1.54 | Bracket. Y-cable | LED | 1 | 102 | [8 empty] | CE | [6 empty] | 20 | 4000 | 382x250x75 |  | 220-240V |  | 5 | A++ | 45° | 3 | 70 |  | 4000 |  | 62000 | >=0.95 | 142000 |  |  | 124.5098 |  |  | 9 | U4 | 25 | max. 10% at 100.000 hrs |  | Available | 740/339 | Cx=0.4338;Cy=0.4030 | Class I | IK08 | IP50 | IP20 | 50 | 560 | -25 | 1 | 102 | RAL9016 | 50-60Hz | Passive | LED | none | High Bay Rectangular | Tungsram Auriso | Indoor industrial |  | 21.1 | 12700 | No sensor |  | risk group 1 |  | Bracket kit. Tilted bracket kit. Busbar bracket kit. Cable hook pair
TBD | AUR-1S15-730-U4-FX-ST | image | datasheet | deeplink | TUNGSRAM - Tungsram Auriso - 12400lm - 102W - 3000K - 70CRI - TBD[SKU] - Bracket. Y-cable | 1.54 | Bracket. Y-cable | LED | 1 | 102 | [8 empty] | CE | [6 empty] | 20 | 3000 | 382x250x75 |  | 220-240V |  | 5 | A++ | 45° | 3 | 70 |  | 3000 |  | 62000 | >=0.95 | 142000 |  |  | 121.5686 |  |  | 9 | U4 | 25 | max. 10% at 100.000 hrs |  | Available | 730/339 | Cx=0.4338;Cy=0.4030 | Class I | IK08 | IP50 | IP20 | 50 | 560 | -25 | 1 | 102 | RAL9016 | 50-60Hz | Passive | LED | none | High Bay Rectangular | Tungsram Auriso | Indoor industrial |  | 21 | 12400 | No sensor |  | risk group 1 |  | Bracket kit. Tilted bracket kit. Busbar bracket kit. Cable hook pair
TBD | AUR-1S15-850-L9-FX-ST | image | datasheet | deeplink | TUNGSRAM - Tungsram Auriso - 15000lm - 102W - 5000K - 80CRI - TBD[SKU] - Bracket. Y-cable | 1.54 | Bracket. Y-cable | LED | 1 | 102 | [8 empty] | CE | [6 empty] | 20 | 5000 | 382x250x75 |  | 220-240V |  | 5 | A++ | 90° | 3 | 80 |  | 5000 |  | 62000 | >=0.95 | 142000 |  |  | 147.0588 |  |  | 9 | L9 | 25 | max. 10% at 100.000 hrs |  | Available | 850/339 | Cx=0.3447;Cy=0.3553 | Class I | IK08 | IP50 | IP20 | 50 | 560 | -25 | 1 | 102 | RAL9016 | 50-60Hz | Passive | LED | none | High Bay Rectangular | Tungsram Auriso | Indoor industrial |  | 23.4 | 15000 | No sensor |  | risk group 1 |  | Bracket kit. Tilted bracket kit. Busbar bracket kit. Cable hook pair
TBD | AUR-1S15-840-L9-FX-ST | image | datasheet | deeplink | TUNGSRAM - Tungsram Auriso - 14700lm - 102W - 4000K - 80CRI - TBD[SKU] - Bracket. Y-cable | 1.54 | Bracket. Y-cable | LED | 1 | 102 | [8 empty] | CE | [6 empty] | 20 | 4000 | 382x250x75 |  | 220-240V |  | 5 | A++ | 90° | 3 | 80 |  | 4000 |  | 62000 | >=0.95 | 142000 |  |  | 144.1176 |  |  | 9 | L9 | 25 | max. 10% at 100.000 hrs |  | Available | 840/339 | Cx=0.3818;Cy=0.3797 | Class I | IK08 | IP50 | IP20 | 50 | 560 | -25 | 1 | 102 | RAL9016 | 50-60Hz | Passive | LED | none | High Bay Rectangular | Tungsram Auriso | Indoor industrial |  | 23.4 | 14700 | No sensor |  | risk group 1 |  | Bracket kit. Tilted bracket kit. Busbar bracket kit. Cable hook pair
TBD | AUR-1S15-830-L9-FX-ST | image | datasheet | deeplink | TUNGSRAM - Tungsram Auriso - 13800lm - 102W - 3000K - 80CRI - TBD[SKU] - Bracket. Y-cable | 1.54 | Bracket. Y-cable | LED | 1 | 102 | [8 empty] | CE | [6 empty] | 20 | 3000 | 382x250x75 |  | 220-240V |  | 5 | A++ | 90° | 3 | 80 |  | 3000 |  | 62000 | >=0.95 | 142000 |  |  | 135.2941 |  |  | 9 | L9 | 25 | max. 10% at 100.000 hrs |  | Available | 830/339 | Cx=0.4338;Cy=0.4030 | Class I | IK08 | IP50 | IP20 | 50 | 560 | -25 | 1 | 102 | RAL9016 | 50-60Hz | Passive | LED | none | High Bay Rectangular | Tungsram Auriso | Indoor industrial |  | 23.3 | 13800 | No sensor |  | risk group 1 |  | Bracket kit. Tilted bracket kit. Busbar bracket kit. Cable hook pair
TBD | AUR-1S15-750-L9-FX-ST | image | datasheet | deeplink | TUNGSRAM - Tungsram Auriso - 15500lm - 102W - 5000K - 70CRI - TBD[SKU] - Bracket. Y-cable | 1.54 | Bracket. Y-cable | LED | 1 | 102 | [8 empty] | CE | [6 empty] | 20 | 5000 | 382x250x75 |  | 220-240V |  | 5 | A++ | 90° | 3 | 70 |  | 5000 |  | 62000 | >=0.95 | 142000 |  |  | 151.9608 |  |  | 9 | L9 | 25 | max. 10% at 100.000 hrs |  | Available | 750/339 | Cx=0.3447;Cy=0.3553 | Class I | IK08 | IP50 | IP20 | 50 | 560 | -25 | 1 | 102 | RAL9016 | 50-60Hz | Passive | LED | none | High Bay Rectangular | Tungsram Auriso | Indoor industrial |  | 23.7 | 15500 | No sensor |  | risk group 1 |  | Bracket kit. Tilted bracket kit. Busbar bracket kit. Cable hook pair
TBD | AUR-1S15-740-L9-FX-ST | image | datasheet | deeplink | TUNGSRAM - Tungsram Auriso - 15400lm - 102W - 4000K - 70CRI - TBD[SKU] - Bracket. Y-cable | 1.54 | Bracket. Y-cable | LED | 1 | 102 | [8 empty] | CE | [6 empty] | 20 | 4000 | 382x250x75 |  | 220-240V |  | 5 | A++ | 90° | 3 | 70 |  | 4000 |  | 62000 | >=0.95 | 142000 |  |  | 150.9804 |  |  | 9 | L9 | 25 | max. 10% at 100.000 hrs |  | Available | 740/339 | Cx=0.4338;Cy=0.4030 | Class I | IK08 | IP50 | IP20 | 50 | 560 | -25 | 1 | 102 | RAL9016 | 50-60Hz | Passive | LED | none | High Bay Rectangular | Tungsram Auriso | Indoor industrial |  | 23.7 | 15400 | No sensor |  | risk group 1 |  | Bracket kit. Tilted bracket kit. Busbar bracket kit. Cable hook pair
TBD | AUR-1S15-730-L9-FX-ST | image | datasheet | deeplink | TUNGSRAM - Tungsram Auriso - 15000lm - 102W - 3000K - 70CRI - TBD[SKU] - Bracket. Y-cable | 1.54 | Bracket. Y-cable | LED | 1 | 102 | [8 empty] | CE | [6 empty] | 20 | 3000 | 382x250x75 |  | 220-240V |  | 5 | A++ | 90° | 3 | 70 |  | 3000 |  | 62000 | >=0.95 | 142000 |  |  | 147.0588 |  |  | 9 | L9 | 25 | max. 10% at 100.000 hrs |  | Available | 730/339 | Cx=0.4338;Cy=0.4030 | Class I | IK08 | IP50 | IP20 | 50 | 560 | -25 | 1 | 102 | RAL9016 | 50-60Hz | Passive | LED | none | High Bay Rectangular | Tungsram Auriso | Indoor industrial |  | 23.6 | 15000 | No sensor |  | risk group 1 |  | Bracket kit. Tilted bracket kit. Busbar bracket kit. Cable hook pair
TBD | AUR-1S15-850-L6-FX-ST | image | datasheet | deeplink | TUNGSRAM - Tungsram Auriso - 14500lm - 102W - 5000K - 80CRI - TBD[SKU] - Bracket. Y-cable | 1.54 | Bracket. Y-cable | LED | 1 | 102 | [8 empty] | CE | [6 empty] | 20 | 5000 | 382x250x75 |  | 220-240V |  | 5 | A++ | 70° | 3 | 80 |  | 5000 |  | 62000 | >=0.95 | 142000 |  |  | 142.1569 |  |  | 9 | L6 | 25 | max. 10% at 100.000 hrs |  | Available | 850/339 | Cx=0.3447;Cy=0.3553 | Class I | IK08 | IP50 | IP20 | 50 | 560 | -25 | 1 | 102 | RAL9016 | 50-60Hz | Passive | LED | none | High Bay Rectangular | Tungsram Auriso | Indoor industrial |  | 21.8 | 14500 | No sensor |  | risk group 1 |  | Bracket kit. Tilted bracket kit. Busbar bracket kit. Cable hook pair
TBD | AUR-1S15-840-L6-FX-ST | image | datasheet | deeplink | TUNGSRAM - Tungsram Auriso - 14100lm - 102W - 4000K - 80CRI - TBD[SKU] - Bracket. Y-cable | 1.54 | Bracket. Y-cable | LED | 1 | 102 | [8 empty] | CE | [6 empty] | 20 | 4000 | 382x250x75 |  | 220-240V |  | 5 | A++ | 70° | 3 | 80 |  | 4000 |  | 62000 | >=0.95 | 142000 |  |  | 138.2353 |  |  | 9 | L6 | 25 | max. 10% at 100.000 hrs |  | Available | 840/339 | Cx=0.3818;Cy=0.3797 | Class I | IK08 | IP50 | IP20 | 50 | 560 | -25 | 1 | 102 | RAL9016 | 50-60Hz | Passive | LED | none | High Bay Rectangular | Tungsram Auriso | Indoor industrial |  | 21.8 | 14100 | No sensor |  | risk group 1 |  | Bracket kit. Tilted bracket kit. Busbar bracket kit. Cable hook pair
TBD | AUR-1S15-830-L6-FX-ST | image | datasheet | deeplink | TUNGSRAM - Tungsram Auriso - 13300lm - 102W - 3000K - 80CRI - TBD[SKU] - Bracket. Y-cable | 1.54 | Bracket. Y-cable | LED | 1 | 102 | [8 empty] | CE | [6 empty] | 20 | 3000 | 382x250x75 |  | 220-240V |  | 5 | A++ | 70° | 3 | 80 |  | 3000 |  | 62000 | >=0.95 | 142000 |  |  | 130.3922 |  |  | 9 | L6 | 25 | max. 10% at 100.000 hrs |  | Available | 830/339 | Cx=0.4338;Cy=0.4030 | Class I | IK08 | IP50 | IP20 | 50 | 560 | -25 | 1 | 102 | RAL9016 | 50-60Hz | Passive | LED | none | High Bay Rectangular | Tungsram Auriso | Indoor industrial |  | 21.7 | 13300 | No sensor |  | risk group 1 |  | Bracket kit. Tilted bracket kit. Busbar bracket kit. Cable hook pair
TBD | AUR-1S15-750-L6-FX-ST | image | datasheet | deeplink | TUNGSRAM - Tungsram Auriso - 14900lm - 102W - 5000K - 70CRI - TBD[SKU] - Bracket. Y-cable | 1.54 | Bracket. Y-cable | LED | 1 | 102 | [8 empty] | CE | [6 empty] | 20 | 5000 | 382x250x75 |  | 220-240V |  | 5 | A++ | 70° | 3 | 70 |  | 5000 |  | 62000 | >=0.95 | 142000 |  |  | 146.0784 |  |  | 9 | L6 | 25 | max. 10% at 100.000 hrs |  | Available | 750/339 | Cx=0.3447;Cy=0.3553 | Class I | IK08 | IP50 | IP20 | 50 | 560 | -25 | 1 | 102 | RAL9016 | 50-60Hz | Passive | LED | none | High Bay Rectangular | Tungsram Auriso | Indoor industrial |  | 22.1 | 14900 | No sensor |  | risk group 1 |  | Bracket kit. Tilted bracket kit. Busbar bracket kit. Cable hook pair
TBD | AUR-1S15-740-L6-FX-ST | image | datasheet | deeplink | TUNGSRAM - Tungsram Auriso - 14800lm - 102W - 4000K - 70CRI - TBD[SKU] - Bracket. Y-cable | 1.54 | Bracket. Y-cable | LED | 1 | 102 | [8 empty] | CE | [6 empty] | 20 | 4000 | 382x250x75 |  | 220-240V |  | 5 | A++ | 70° | 3 | 70 |  | 4000 |  | 62000 | >=0.95 | 142000 |  |  | 145.098 |  |  | 9 | L6 | 25 | max. 10% at 100.000 hrs |  | Available | 740/339 | Cx=0.4338;Cy=0.4030 | Class I | IK08 | IP50 | IP20 | 50 | 560 | -25 | 1 | 102 | RAL9016 | 50-60Hz | Passive | LED | none | High Bay Rectangular | Tungsram Auriso | Indoor industrial |  | 22.1 | 14800 | No sensor |  | risk group 1 |  | Bracket kit. Tilted bracket kit. Busbar bracket kit. Cable hook pair
TBD | AUR-1S15-730-L6-FX-ST | image | datasheet | deeplink | TUNGSRAM - Tungsram Auriso - 14400lm - 102W - 3000K - 70CRI - TBD[SKU] - Bracket. Y-cable | 1.54 | Bracket. Y-cable | LED | 1 | 102 | [8 empty] | CE | [6 empty] | 20 | 3000 | 382x250x75 |  | 220-240V |  | 5 | A++ | 70° | 3 | 70 |  | 3000 |  | 62000 | >=0.95 | 142000 |  |  | 141.1765 |  |  | 9 | L6 | 25 | max. 10% at 100.000 hrs |  | Available | 730/339 | Cx=0.4338;Cy=0.4030 | Class I | IK08 | IP50 | IP20 | 50 | 560 | -25 | 1 | 102 | RAL9016 | 50-60Hz | Passive | LED | none | High Bay Rectangular | Tungsram Auriso | Indoor industrial |  | 21.9 | 14400 | No sensor |  | risk group 1 |  | Bracket kit. Tilted bracket kit. Busbar bracket kit. Cable hook pair
TBD | AUR-1S15-850-L3-FX-ST | image | datasheet | deeplink | TUNGSRAM - Tungsram Auriso - 15400lm - 102W - 5000K - 80CRI - TBD[SKU] - Bracket. Y-cable | 1.54 | Bracket. Y-cable | LED | 1 | 102 | [8 empty] | CE | [6 empty] | 20 | 5000 | 382x250x75 |  | 220-240V |  | 5 | A++ | 35° | 3 | 80 |  | 5000 |  | 62000 | >=0.95 | 142000 |  |  | 150.9804 |  |  | 9 | L3 | 25 | max. 10% at 100.000 hrs |  | Available | 850/339 | Cx=0.3447;Cy=0.3553 | Class I | IK08 | IP50 | IP20 | 50 | 560 | -25 | 1 | 102 | RAL9016 | 50-60Hz | Passive | LED | none | High Bay Rectangular | Tungsram Auriso | Indoor industrial |  | 17.3 | 15400 | No sensor |  | risk group 1 |  | Bracket kit. Tilted bracket kit. Busbar bracket kit. Cable hook pair
TBD | AUR-1S15-840-L3-FX-ST | image | datasheet | deeplink | TUNGSRAM - Tungsram Auriso - 15000lm - 102W - 4000K - 80CRI - TBD[SKU] - Bracket. Y-cable | 1.54 | Bracket. Y-cable | LED | 1 | 102 | [8 empty] | CE | [6 empty] | 20 | 4000 | 382x250x75 |  | 220-240V |  | 5 | A++ | 35° | 3 | 80 |  | 4000 |  | 62000 | >=0.95 | 142000 |  |  | 147.0588 |  |  | 9 | L3 | 25 | max. 10% at 100.000 hrs |  | Available | 840/339 | Cx=0.3818;Cy=0.3797 | Class I | IK08 | IP50 | IP20 | 50 | 560 | -25 | 1 | 102 | RAL9016 | 50-60Hz | Passive | LED | none | High Bay Rectangular | Tungsram Auriso | Indoor industrial |  | 17.3 | 15000 | No sensor |  | risk group 1 |  | Bracket kit. Tilted bracket kit. Busbar bracket kit. Cable hook pair
TBD | AUR-1S15-830-L3-FX-ST | image | datasheet | deeplink | TUNGSRAM - Tungsram Auriso - 14100lm - 102W - 3000K - 80CRI - TBD[SKU] - Bracket. Y-cable | 1.54 | Bracket. Y-cable | LED | 1 | 102 | [8 empty] | CE | [6 empty] | 20 | 3000 | 382x250x75 |  | 220-240V |  | 5 | A++ | 35° | 3 | 80 |  | 3000 |  | 62000 | >=0.95 | 142000 |  |  | 138.2353 |  |  | 9 | L3 | 25 | max. 10% at 100.000 hrs |  | Available | 830/339 | Cx=0.4338;Cy=0.4030 | Class I | IK08 | IP50 | IP20 | 50 | 560 | -25 | 1 | 102 | RAL9016 | 50-60Hz | Passive | LED | none | High Bay Rectangular | Tungsram Auriso | Indoor industrial |  | 17.2 | 14100 | No sensor |  | risk group 1 |  | Bracket kit. Tilted bracket kit. Busbar bracket kit. Cable hook pair
TBD | AUR-1S15-750-L3-FX-ST | image | datasheet | deeplink | TUNGSRAM - Tungsram Auriso - 15800lm - 102W - 5000K - 70CRI - TBD[SKU] - Bracket. Y-cable | 1.54 | Bracket. Y-cable | LED | 1 | 102 | [8 empty] | CE | [6 empty] | 20 | 5000 | 382x250x75 |  | 220-240V |  | 5 | A++ | 35° | 3 | 70 |  | 5000 |  | 62000 | >=0.95 | 142000 |  |  | 154.902 |  |  | 9 | L3 | 25 | max. 10% at 100.000 hrs |  | Available | 750/339 | Cx=0.3447;Cy=0.3553 | Class I | IK08 | IP50 | IP20 | 50 | 560 | -25 | 1 | 102 | RAL9016 | 50-60Hz | Passive | LED | none | High Bay Rectangular | Tungsram Auriso | Indoor industrial |  | 17.6 | 15800 | No sensor |  | risk group 1 |  | Bracket kit. Tilted bracket kit. Busbar bracket kit. Cable hook pair
TBD | AUR-1S15-740-L3-FX-ST | image | datasheet | deeplink | TUNGSRAM - Tungsram Auriso - 15800lm - 102W - 4000K - 70CRI - TBD[SKU] - Bracket. Y-cable | 1.54 | Bracket. Y-cable | LED | 1 | 102 | [8 empty] | CE | [6 empty] | 20 | 4000 | 382x250x75 |  | 220-240V |  | 5 | A++ | 35° | 3 | 70 |  | 4000 |  | 62000 | >=0.95 | 142000 |  |  | 154.902 |  |  | 9 | L3 | 25 | max. 10% at 100.000 hrs |  | Available | 740/339 | Cx=0.4338;Cy=0.4030 | Class I | IK08 | IP50 | IP20 | 50 | 560 | -25 | 1 | 102 | RAL9016 | 50-60Hz | Passive | LED | none | High Bay Rectangular | Tungsram Auriso | Indoor industrial |  | 17.6 | 15800 | No sensor |  | risk group 1 |  | Bracket kit. Tilted bracket kit. Busbar bracket kit. Cable hook pair
TBD | AUR-1S15-730-L3-FX-ST | image | datasheet | deeplink | TUNGSRAM - Tungsram Auriso - 15300lm - 102W - 3000K - 70CRI - TBD[SKU] - Bracket. Y-cable | 1.54 | Bracket. Y-cable | LED | 1 | 102 | [8 empty] | CE | [6 empty] | 20 | 3000 | 382x250x75 |  | 220-240V |  | 5 | A++ | 35° | 3 | 70 |  | 3000 |  | 62000 | >=0.95 | 142000 |  |  | 150 |  |  | 9 | L3 | 25 | max. 10% at 100.000 hrs |  | Available | 730/339 | Cx=0.4338;Cy=0.4030 | Class I | IK08 | IP50 | IP20 | 50 | 560 | -25 | 1 | 102 | RAL9016 | 50-60Hz | Passive | LED | none | High Bay Rectangular | Tungsram Auriso | Indoor industrial |  | 17.5 | 15300 | No sensor |  | risk group 1 |  | Bracket kit. Tilted bracket kit. Busbar bracket kit. Cable hook pair
TBD | AUR-1S15-850-D1-FX-ST | image | datasheet | deeplink | TUNGSRAM - Tungsram Auriso - 13100lm - 102W - 5000K - 80CRI - TBD[SKU] - Bracket. Y-cable | 1.54 | Bracket. Y-cable | LED | 1 | 102 | [8 empty] | CE | [6 empty] | 20 | 5000 | 382x250x75 |  | 220-240V |  | 5 | A++ | 100° | 3 | 80 |  | 5000 |  | 62000 | >=0.95 | 142000 |  |  | 128.4314 |  |  | 9 | D1 | 25 | max. 10% at 100.000 hrs |  | Available | 850/339 | Cx=0.3447;Cy=0.3553 | Class I | IK08 | IP20 | IP20 | 50 | 560 | -25 | 1 | 102 | RAL9016 | 50-60Hz | Passive | LED | none | High Bay Rectangular | Tungsram Auriso | Indoor industrial |  | 25.6 | 13100 | No sensor |  | risk group 1 |  | Bracket kit. Tilted bracket kit. Busbar bracket kit. Cable hook pair
TBD | AUR-1S15-840-D1-FX-ST | image | datasheet | deeplink | TUNGSRAM - Tungsram Auriso - 12800lm - 102W - 4000K - 80CRI - TBD[SKU] - Bracket. Y-cable | 1.54 | Bracket. Y-cable | LED | 1 | 102 | [8 empty] | CE | [6 empty] | 20 | 4000 | 382x250x75 |  | 220-240V |  | 5 | A++ | 100° | 3 | 80 |  | 4000 |  | 62000 | >=0.95 | 142000 |  |  | 125.4902 |  |  | 9 | D1 | 25 | max. 10% at 100.000 hrs |  | Available | 840/339 | Cx=0.3818;Cy=0.3797 | Class I | IK08 | IP20 | IP20 | 50 | 560 | -25 | 1 | 102 | RAL9016 | 50-60Hz | Passive | LED | none | High Bay Rectangular | Tungsram Auriso | Indoor industrial |  | 25.6 | 12800 | No sensor |  | risk group 1 |  | Bracket kit. Tilted bracket kit. Busbar bracket kit. Cable hook pair
TBD | AUR-1S15-830-D1-FX-ST | image | datasheet | deeplink | TUNGSRAM - Tungsram Auriso - 12000lm - 102W - 3000K - 80CRI - TBD[SKU] - Bracket. Y-cable | 1.54 | Bracket. Y-cable | LED | 1 | 102 | [8 empty] | CE | [6 empty] | 20 | 3000 | 382x250x75 |  | 220-240V |  | 5 | A++ | 100° | 3 | 80 |  | 3000 |  | 62000 | >=0.95 | 142000 |  |  | 117.6471 |  |  | 9 | D1 | 25 | max. 10% at 100.000 hrs |  | Available | 830/339 | Cx=0.4338;Cy=0.4030 | Class I | IK08 | IP20 | IP20 | 50 | 560 | -25 | 1 | 102 | RAL9016 | 50-60Hz | Passive | LED | none | High Bay Rectangular | Tungsram Auriso | Indoor industrial |  | 25.5 | 12000 | No sensor |  | risk group 1 |  | Bracket kit. Tilted bracket kit. Busbar bracket kit. Cable hook pair
TBD | AUR-1S15-750-D1-FX-ST | image | datasheet | deeplink | TUNGSRAM - Tungsram Auriso - 13500lm - 102W - 5000K - 70CRI - TBD[SKU] - Bracket. Y-cable | 1.54 | Bracket. Y-cable | LED | 1 | 102 | [8 empty] | CE | [6 empty] | 20 | 5000 | 382x250x75 |  | 220-240V |  | 5 | A++ | 100° | 3 | 70 |  | 5000 |  | 62000 | >=0.95 | 142000 |  |  | 132.3529 |  |  | 9 | D1 | 25 | max. 10% at 100.000 hrs |  | Available | 750/339 | Cx=0.3447;Cy=0.3553 | Class I | IK08 | IP20 | IP20 | 50 | 560 | -25 | 1 | 102 | RAL9016 | 50-60Hz | Passive | LED | none | High Bay Rectangular | Tungsram Auriso | Indoor industrial |  | 25.9 | 13500 | No sensor |  | risk group 1 |  | Bracket kit. Tilted bracket kit. Busbar bracket kit. Cable hook pair
TBD | AUR-1S15-740-D1-FX-ST | image | datasheet | deeplink | TUNGSRAM - Tungsram Auriso - 13500lm - 102W - 4000K - 70CRI - TBD[SKU] - Bracket. Y-cable | 1.54 | Bracket. Y-cable | LED | 1 | 102 | [8 empty] | CE | [6 empty] | 20 | 4000 | 382x250x75 |  | 220-240V |  | 5 | A++ | 100° | 3 | 70 |  | 4000 |  | 62000 | >=0.95 | 142000 |  |  | 132.3529 |  |  | 9 | D1 | 25 | max. 10% at 100.000 hrs |  | Available | 740/339 | Cx=0.4338;Cy=0.4030 | Class I | IK08 | IP20 | IP20 | 50 | 560 | -25 | 1 | 102 | RAL9016 | 50-60Hz | Passive | LED | none | High Bay Rectangular | Tungsram Auriso | Indoor industrial |  | 25.9 | 13500 | No sensor |  | risk group 1 |  | Bracket kit. Tilted bracket kit. Busbar bracket kit. Cable hook pair
TBD | AUR-1S15-730-D1-FX-ST | image | datasheet | deeplink | TUNGSRAM - Tungsram Auriso - 13100lm - 102W - 3000K - 70CRI - TBD[SKU] - Bracket. Y-cable | 1.54 | Bracket. Y-cable | LED | 1 | 102 | [8 empty] | CE | [6 empty] | 20 | 3000 | 382x250x75 |  | 220-240V |  | 5 | A++ | 100° | 3 | 70 |  | 3000 |  | 62000 | >=0.95 | 142000 |  |  | 128.4314 |  |  | 9 | D1 | 25 | max. 10% at 100.000 hrs |  | Available | 730/339 | Cx=0.4338;Cy=0.4030 | Class I | IK08 | IP20 | IP20 | 50 | 560 | -25 | 1 | 102 | RAL9016 | 50-60Hz | Passive | LED | none | High Bay Rectangular | Tungsram Auriso | Indoor industrial |  | 25.8 | 13100 | No sensor |  | risk group 1 |  | Bracket kit. Tilted bracket kit. Busbar bracket kit. Cable hook pair
TBD | AUR-1S15-850-C1-FX-ST | image | datasheet | deeplink | TUNGSRAM - Tungsram Auriso - 14600lm - 102W - 5000K - 80CRI - TBD[SKU] - Bracket. Y-cable | 1.54 | Bracket. Y-cable | LED | 1 | 102 | [8 empty] | CE | [6 empty] | 20 | 5000 | 382x250x75 |  | 220-240V |  | 5 | A++ | 110° | 3 | 80 |  | 5000 |  | 62000 | >=0.95 | 142000 |  |  | 143.1373 |  |  | 9 | C1 | 25 | max. 10% at 100.000 hrs |  | Available | 850/339 | Cx=0.3447;Cy=0.3553 | Class I | IK08 | IP20 | IP20 | 50 | 560 | -25 | 1 | 102 | RAL9016 | 50-60Hz | Passive | LED | none | High Bay Rectangular | Tungsram Auriso | Indoor industrial |  | 25.5 | 14600 | No sensor |  | risk group 1 |  | Bracket kit. Tilted bracket kit. Busbar bracket kit. Cable hook pair
TBD | AUR-1S15-840-C1-FX-ST | image | datasheet | deeplink | TUNGSRAM - Tungsram Auriso - 14200lm - 102W - 4000K - 80CRI - TBD[SKU] - Bracket. Y-cable | 1.54 | Bracket. Y-cable | LED | 1 | 102 | [8 empty] | CE | [6 empty] | 20 | 4000 | 382x250x75 |  | 220-240V |  | 5 | A++ | 110° | 3 | 80 |  | 4000 |  | 62000 | >=0.95 | 142000 |  |  | 139.2157 |  |  | 9 | C1 | 25 | max. 10% at 100.000 hrs |  | Available | 840/339 | Cx=0.3818;Cy=0.3797 | Class I | IK08 | IP20 | IP20 | 50 | 560 | -25 | 1 | 102 | RAL9016 | 50-60Hz | Passive | LED | none | High Bay Rectangular | Tungsram Auriso | Indoor industrial |  | 25.5 | 14200 | No sensor |  | risk group 1 |  | Bracket kit. Tilted bracket kit. Busbar bracket kit. Cable hook pair
TBD | AUR-1S15-830-C1-FX-ST | image | datasheet | deeplink | TUNGSRAM - Tungsram Auriso - 13400lm - 102W - 3000K - 80CRI - TBD[SKU] - Bracket. Y-cable | 1.54 | Bracket. Y-cable | LED | 1 | 102 | [8 empty] | CE | [6 empty] | 20 | 3000 | 382x250x75 |  | 220-240V |  | 5 | A++ | 110° | 3 | 80 |  | 3000 |  | 62000 | >=0.95 | 142000 |  |  | 131.3725 |  |  | 9 | C1 | 25 | max. 10% at 100.000 hrs |  | Available | 830/339 | Cx=0.4338;Cy=0.4030 | Class I | IK08 | IP20 | IP20 | 50 | 560 | -25 | 1 | 102 | RAL9016 | 50-60Hz | Passive | LED | none | High Bay Rectangular | Tungsram Auriso | Indoor industrial |  | 25.4 | 13400 | No sensor |  | risk group 1 |  | Bracket kit. Tilted bracket kit. Busbar bracket kit. Cable hook pair
TBD | AUR-1S15-750-C1-FX-ST | image | datasheet | deeplink | TUNGSRAM - Tungsram Auriso - 15000lm - 102W - 5000K - 70CRI - TBD[SKU] - Bracket. Y-cable | 1.54 | Bracket. Y-cable | LED | 1 | 102 | [8 empty] | CE | [6 empty] | 20 | 5000 | 382x250x75 |  | 220-240V |  | 5 | A++ | 110° | 3 | 70 |  | 5000 |  | 62000 | >=0.95 | 142000 |  |  | 147.0588 |  |  | 9 | C1 | 25 | max. 10% at 100.000 hrs |  | Available | 750/339 | Cx=0.3447;Cy=0.3553 | Class I | IK08 | IP20 | IP20 | 50 | 560 | -25 | 1 | 102 | RAL9016 | 50-60Hz | Passive | LED | none | High Bay Rectangular | Tungsram Auriso | Indoor industrial |  | 25.8 | 15000 | No sensor |  | risk group 1 |  | Bracket kit. Tilted bracket kit. Busbar bracket kit. Cable hook pair
TBD | AUR-1S15-740-C1-FX-ST | image | datasheet | deeplink | TUNGSRAM - Tungsram Auriso - 15000lm - 102W - 4000K - 70CRI - TBD[SKU] - Bracket. Y-cable | 1.54 | Bracket. Y-cable | LED | 1 | 102 | [8 empty] | CE | [6 empty] | 20 | 4000 | 382x250x75 |  | 220-240V |  | 5 | A++ | 110° | 3 | 70 |  | 4000 |  | 62000 | >=0.95 | 142000 |  |  | 147.0588 |  |  | 9 | C1 | 25 | max. 10% at 100.000 hrs |  | Available | 740/339 | Cx=0.4338;Cy=0.4030 | Class I | IK08 | IP20 | IP20 | 50 | 560 | -25 | 1 | 102 | RAL9016 | 50-60Hz | Passive | LED | none | High Bay Rectangular | Tungsram Auriso | Indoor industrial |  | 25.8 | 15000 | No sensor |  | risk group 1 |  | Bracket kit. Tilted bracket kit. Busbar bracket kit. Cable hook pair
TBD | AUR-1S15-730-C1-FX-ST | image | datasheet | deeplink | TUNGSRAM - Tungsram Auriso - 14500lm - 102W - 3000K - 70CRI - TBD[SKU] - Bracket. Y-cable | 1.54 | Bracket. Y-cable | LED | 1 | 102 | [8 empty] | CE | [6 empty] | 20 | 3000 | 382x250x75 |  | 220-240V |  | 5 | A++ | 110° | 3 | 70 |  | 3000 |  | 62000 | >=0.95 | 142000 |  |  | 142.1569 |  |  | 9 | C1 | 25 | max. 10% at 100.000 hrs |  | Available | 730/339 | Cx=0.4338;Cy=0.4030 | Class I | IK08 | IP20 | IP20 | 50 | 560 | -25 | 1 | 102 | RAL9016 | 50-60Hz | Passive | LED | none | High Bay Rectangular | Tungsram Auriso | Indoor industrial |  | 25.7 | 14500 | No sensor |  | risk group 1 |  | Bracket kit. Tilted bracket kit. Busbar bracket kit. Cable hook pair
TBD | AUR-1S10-850-U8-FX-ST | image | datasheet | deeplink | TUNGSRAM - Tungsram Auriso - 8900lm - 64W - 5000K - 80CRI - TBD[SKU] - Bracket. Y-cable | 1.5 | Bracket. Y-cable | LED | 1 | 64 | [8 empty] | CE | [6 empty] | 20 | 5000 | 382x250x75 |  | 220-240V |  | 5 | A++ | 80° | 3 | 80 |  | 5000 |  | 126000 | >=0.95 | 292000 |  |  | 139.0625 |  |  | 9 | U8 | 25 | max. 10% at 100.000 hrs |  | Available | 850/339 | Cx=0.3447;Cy=0.3553 | Class I | IK08 | IP20 | IP20 | 50 | 350 | -25 | 1 | 64 | RAL9016 | 50-60Hz | Passive | LED | none | High Bay Rectangular | Tungsram Auriso | Indoor industrial |  | 21.6 | 8900 | No sensor |  | risk group 1 |  | Bracket kit. Tilted bracket kit. Busbar bracket kit. Cable hook pair
TBD | AUR-1S10-840-U8-FX-ST | image | datasheet | deeplink | TUNGSRAM - Tungsram Auriso - 8700lm - 64W - 4000K - 80CRI - TBD[SKU] - Bracket. Y-cable | 1.5 | Bracket. Y-cable | LED | 1 | 64 | [8 empty] | CE | [6 empty] | 20 | 4000 | 382x250x75 |  | 220-240V |  | 5 | A++ | 80° | 3 | 80 |  | 4000 |  | 126000 | >=0.95 | 292000 |  |  | 135.9375 |  |  | 9 | U8 | 25 | max. 10% at 100.000 hrs |  | Available | 840/339 | Cx=0.3818;Cy=0.3797 | Class I | IK08 | IP20 | IP20 | 50 | 350 | -25 | 1 | 64 | RAL9016 | 50-60Hz | Passive | LED | none | High Bay Rectangular | Tungsram Auriso | Indoor industrial |  | 21.6 | 8700 | No sensor |  | risk group 1 |  | Bracket kit. Tilted bracket kit. Busbar bracket kit. Cable hook pair
TBD | AUR-1S10-830-U8-FX-ST | image | datasheet | deeplink | TUNGSRAM - Tungsram Auriso - 8200lm - 64W - 3000K - 80CRI - TBD[SKU] - Bracket. Y-cable | 1.5 | Bracket. Y-cable | LED | 1 | 64 | [8 empty] | CE | [6 empty] | 20 | 3000 | 382x250x75 |  | 220-240V |  | 5 | A++ | 80° | 3 | 80 |  | 3000 |  | 126000 | >=0.95 | 292000 |  |  | 128.125 |  |  | 9 | U8 | 25 | max. 10% at 100.000 hrs |  | Available | 830/339 | Cx=0.4338;Cy=0.4030 | Class I | IK08 | IP20 | IP20 | 50 | 350 | -25 | 1 | 64 | RAL9016 | 50-60Hz | Passive | LED | none | High Bay Rectangular | Tungsram Auriso | Indoor industrial |  | 21.5 | 8200 | No sensor |  | risk group 1 |  | Bracket kit. Tilted bracket kit. Busbar bracket kit. Cable hook pair
TBD | AUR-1S10-750-U8-FX-ST | image | datasheet | deeplink | TUNGSRAM - Tungsram Auriso - 9200lm - 64W - 5000K - 70CRI - TBD[SKU] - Bracket. Y-cable | 1.5 | Bracket. Y-cable | LED | 1 | 64 | [8 empty] | CE | [6 empty] | 20 | 5000 | 382x250x75 |  | 220-240V |  | 5 | A++ | 80° | 3 | 70 |  | 5000 |  | 126000 | >=0.95 | 292000 |  |  | 143.75 |  |  | 9 | U8 | 25 | max. 10% at 100.000 hrs |  | Available | 750/339 | Cx=0.3447;Cy=0.3553 | Class I | IK08 | IP20 | IP20 | 50 | 350 | -25 | 1 | 64 | RAL9016 | 50-60Hz | Passive | LED | none | High Bay Rectangular | Tungsram Auriso | Indoor industrial |  | 21.9 | 9200 | No sensor |  | risk group 1 |  | Bracket kit. Tilted bracket kit. Busbar bracket kit. Cable hook pair
TBD | AUR-1S10-740-U8-FX-ST | image | datasheet | deeplink | TUNGSRAM - Tungsram Auriso - 9200lm - 64W - 4000K - 70CRI - TBD[SKU] - Bracket. Y-cable | 1.5 | Bracket. Y-cable | LED | 1 | 64 | [8 empty] | CE | [6 empty] | 20 | 4000 | 382x250x75 |  | 220-240V |  | 5 | A++ | 80° | 3 | 70 |  | 4000 |  | 126000 | >=0.95 | 292000 |  |  | 143.75 |  |  | 9 | U8 | 25 | max. 10% at 100.000 hrs |  | Available | 740/339 | Cx=0.4338;Cy=0.4030 | Class I | IK08 | IP20 | IP20 | 50 | 350 | -25 | 1 | 64 | RAL9016 | 50-60Hz | Passive | LED | none | High Bay Rectangular | Tungsram Auriso | Indoor industrial |  | 21.9 | 9200 | No sensor |  | risk group 1 |  | Bracket kit. Tilted bracket kit. Busbar bracket kit. Cable hook pair
TBD | AUR-1S10-730-U8-FX-ST | image | datasheet | deeplink | TUNGSRAM - Tungsram Auriso - 8900lm - 64W - 3000K - 70CRI - TBD[SKU] - Bracket. Y-cable | 1.5 | Bracket. Y-cable | LED | 1 | 64 | [8 empty] | CE | [6 empty] | 20 | 3000 | 382x250x75 |  | 220-240V |  | 5 | A++ | 80° | 3 | 70 |  | 3000 |  | 126000 | >=0.95 | 292000 |  |  | 139.0625 |  |  | 9 | U8 | 25 | max. 10% at 100.000 hrs |  | Available | 730/339 | Cx=0.4338;Cy=0.4030 | Class I | IK08 | IP20 | IP20 | 50 | 350 | -25 | 1 | 64 | RAL9016 | 50-60Hz | Passive | LED | none | High Bay Rectangular | Tungsram Auriso | Indoor industrial |  | 21.8 | 8900 | No sensor |  | risk group 1 |  | Bracket kit. Tilted bracket kit. Busbar bracket kit. Cable hook pair
TBD | AUR-1S10-850-U6-FX-ST | image | datasheet | deeplink | TUNGSRAM - Tungsram Auriso - 8200lm - 64W - 5000K - 80CRI - TBD[SKU] - Bracket. Y-cable | 1.5 | Bracket. Y-cable | LED | 1 | 64 | [8 empty] | CE | [6 empty] | 20 | 5000 | 382x250x75 |  | 220-240V |  | 5 | A++ | 65° | 3 | 80 |  | 5000 |  | 126000 | >=0.95 | 292000 |  |  | 128.125 |  |  | 9 | U6 | 25 | max. 10% at 100.000 hrs |  | Available | 850/339 | Cx=0.3447;Cy=0.3553 | Class I | IK08 | IP50 | IP20 | 50 | 350 | -25 | 1 | 64 | RAL9016 | 50-60Hz | Passive | LED | none | High Bay Rectangular | Tungsram Auriso | Indoor industrial |  | 20.3 | 8200 | No sensor |  | risk group 1 |  | Bracket kit. Tilted bracket kit. Busbar bracket kit. Cable hook pair
TBD | AUR-1S10-840-U6-FX-ST | image | datasheet | deeplink | TUNGSRAM - Tungsram Auriso - 8000lm - 64W - 4000K - 80CRI - TBD[SKU] - Bracket. Y-cable | 1.5 | Bracket. Y-cable | LED | 1 | 64 | [8 empty] | CE | [6 empty] | 20 | 4000 | 382x250x75 |  | 220-240V |  | 5 | A++ | 65° | 3 | 80 |  | 4000 |  | 126000 | >=0.95 | 292000 |  |  | 125 |  |  | 9 | U6 | 25 | max. 10% at 100.000 hrs |  | Available | 840/339 | Cx=0.3818;Cy=0.3797 | Class I | IK08 | IP50 | IP20 | 50 | 350 | -25 | 1 | 64 | RAL9016 | 50-60Hz | Passive | LED | none | High Bay Rectangular | Tungsram Auriso | Indoor industrial |  | 20.3 | 8000 | No sensor |  | risk group 1 |  | Bracket kit. Tilted bracket kit. Busbar bracket kit. Cable hook pair
TBD | AUR-1S10-830-U6-FX-ST | image | datasheet | deeplink | TUNGSRAM - Tungsram Auriso - 7500lm - 64W - 3000K - 80CRI - TBD[SKU] - Bracket. Y-cable | 1.5 | Bracket. Y-cable | LED | 1 | 64 | [8 empty] | CE | [6 empty] | 20 | 3000 | 382x250x75 |  | 220-240V |  | 5 | A++ | 65° | 3 | 80 |  | 3000 |  | 126000 | >=0.95 | 292000 |  |  | 117.1875 |  |  | 9 | U6 | 25 | max. 10% at 100.000 hrs |  | Available | 830/339 | Cx=0.4338;Cy=0.4030 | Class I | IK08 | IP50 | IP20 | 50 | 350 | -25 | 1 | 64 | RAL9016 | 50-60Hz | Passive | LED | none | High Bay Rectangular | Tungsram Auriso | Indoor industrial |  | 20.2 | 7500 | No sensor |  | risk group 1 |  | Bracket kit. Tilted bracket kit. Busbar bracket kit. Cable hook pair
TBD | AUR-1S10-750-U6-FX-ST | image | datasheet | deeplink | TUNGSRAM - Tungsram Auriso - 8400lm - 64W - 5000K - 70CRI - TBD[SKU] - Bracket. Y-cable | 1.5 | Bracket. Y-cable | LED | 1 | 64 | [8 empty] | CE | [6 empty] | 20 | 5000 | 382x250x75 |  | 220-240V |  | 5 | A++ | 65° | 3 | 70 |  | 5000 |  | 126000 | >=0.95 | 292000 |  |  | 131.25 |  |  | 9 | U6 | 25 | max. 10% at 100.000 hrs |  | Available | 750/339 | Cx=0.3447;Cy=0.3553 | Class I | IK08 | IP50 | IP20 | 50 | 350 | -25 | 1 | 64 | RAL9016 | 50-60Hz | Passive | LED | none | High Bay Rectangular | Tungsram Auriso | Indoor industrial |  | 20.6 | 8400 | No sensor |  | risk group 1 |  | Bracket kit. Tilted bracket kit. Busbar bracket kit. Cable hook pair
TBD | AUR-1S10-740-U6-FX-ST | image | datasheet | deeplink | TUNGSRAM - Tungsram Auriso - 8400lm - 64W - 4000K - 70CRI - TBD[SKU] - Bracket. Y-cable | 1.5 | Bracket. Y-cable | LED | 1 | 64 | [8 empty] | CE | [6 empty] | 20 | 4000 | 382x250x75 |  | 220-240V |  | 5 | A++ | 65° | 3 | 70 |  | 4000 |  | 126000 | >=0.95 | 292000 |  |  | 131.25 |  |  | 9 | U6 | 25 | max. 10% at 100.000 hrs |  | Available | 740/339 | Cx=0.4338;Cy=0.4030 | Class I | IK08 | IP50 | IP20 | 50 | 350 | -25 | 1 | 64 | RAL9016 | 50-60Hz | Passive | LED | none | High Bay Rectangular | Tungsram Auriso | Indoor industrial |  | 20.6 | 8400 | No sensor |  | risk group 1 |  | Bracket kit. Tilted bracket kit. Busbar bracket kit. Cable hook pair
TBD | AUR-1S10-730-U6-FX-ST | image | datasheet | deeplink | TUNGSRAM - Tungsram Auriso - 8100lm - 64W - 3000K - 70CRI - TBD[SKU] - Bracket. Y-cable | 1.5 | Bracket. Y-cable | LED | 1 | 64 | [8 empty] | CE | [6 empty] | 20 | 3000 | 382x250x75 |  | 220-240V |  | 5 | A++ | 65° | 3 | 70 |  | 3000 |  | 126000 | >=0.95 | 292000 |  |  | 126.5625 |  |  | 9 | U6 | 25 | max. 10% at 100.000 hrs |  | Available | 730/339 | Cx=0.4338;Cy=0.4030 | Class I | IK08 | IP50 | IP20 | 50 | 350 | -25 | 1 | 64 | RAL9016 | 50-60Hz | Passive | LED | none | High Bay Rectangular | Tungsram Auriso | Indoor industrial |  | 20.5 | 8100 | No sensor |  | risk group 1 |  | Bracket kit. Tilted bracket kit. Busbar bracket kit. Cable hook pair
TBD | AUR-1S10-850-U4-FX-ST | image | datasheet | deeplink | TUNGSRAM - Tungsram Auriso - 8500lm - 64W - 5000K - 80CRI - TBD[SKU] - Bracket. Y-cable | 1.5 | Bracket. Y-cable | LED | 1 | 64 | [8 empty] | CE | [6 empty] | 20 | 5000 | 382x250x75 |  | 220-240V |  | 5 | A++ | 45° | 3 | 80 |  | 5000 |  | 126000 | >=0.95 | 292000 |  |  | 132.8125 |  |  | 9 | U4 | 25 | max. 10% at 100.000 hrs |  | Available | 850/339 | Cx=0.3447;Cy=0.3553 | Class I | IK08 | IP50 | IP20 | 50 | 350 | -25 | 1 | 64 | RAL9016 | 50-60Hz | Passive | LED | none | High Bay Rectangular | Tungsram Auriso | Indoor industrial |  | 19.6 | 8500 | No sensor |  | risk group 1 |  | Bracket kit. Tilted bracket kit. Busbar bracket kit. Cable hook pair
TBD | AUR-1S10-840-U4-FX-ST | image | datasheet | deeplink | TUNGSRAM - Tungsram Auriso - 8300lm - 64W - 4000K - 80CRI - TBD[SKU] - Bracket. Y-cable | 1.5 | Bracket. Y-cable | LED | 1 | 64 | [8 empty] | CE | [6 empty] | 20 | 4000 | 382x250x75 |  | 220-240V |  | 5 | A++ | 45° | 3 | 80 |  | 4000 |  | 126000 | >=0.95 | 292000 |  |  | 129.6875 |  |  | 9 | U4 | 25 | max. 10% at 100.000 hrs |  | Available | 840/339 | Cx=0.3818;Cy=0.3797 | Class I | IK08 | IP50 | IP20 | 50 | 350 | -25 | 1 | 64 | RAL9016 | 50-60Hz | Passive | LED | none | High Bay Rectangular | Tungsram Auriso | Indoor industrial |  | 19.6 | 8300 | No sensor |  | risk group 1 |  | Bracket kit. Tilted bracket kit. Busbar bracket kit. Cable hook pair
TBD | AUR-1S10-830-U4-FX-ST | image | datasheet | deeplink | TUNGSRAM - Tungsram Auriso - 7800lm - 64W - 3000K - 80CRI - TBD[SKU] - Bracket. Y-cable | 1.5 | Bracket. Y-cable | LED | 1 | 64 | [8 empty] | CE | [6 empty] | 20 | 3000 | 382x250x75 |  | 220-240V |  | 5 | A++ | 45° | 3 | 80 |  | 3000 |  | 126000 | >=0.95 | 292000 |  |  | 121.875 |  |  | 9 | U4 | 25 | max. 10% at 100.000 hrs |  | Available | 830/339 | Cx=0.4338;Cy=0.4030 | Class I | IK08 | IP50 | IP20 | 50 | 350 | -25 | 1 | 64 | RAL9016 | 50-60Hz | Passive | LED | none | High Bay Rectangular | Tungsram Auriso | Indoor industrial |  | 19.4 | 7800 | No sensor |  | risk group 1 |  | Bracket kit. Tilted bracket kit. Busbar bracket kit. Cable hook pair
TBD | AUR-1S10-750-U4-FX-ST | image | datasheet | deeplink | TUNGSRAM - Tungsram Auriso - 8800lm - 64W - 5000K - 70CRI - TBD[SKU] - Bracket. Y-cable | 1.5 | Bracket. Y-cable | LED | 1 | 64 | [8 empty] | CE | [6 empty] | 20 | 5000 | 382x250x75 |  | 220-240V |  | 5 | A++ | 45° | 3 | 70 |  | 5000 |  | 126000 | >=0.95 | 292000 |  |  | 137.5 |  |  | 9 | U4 | 25 | max. 10% at 100.000 hrs |  | Available | 750/339 | Cx=0.3447;Cy=0.3553 | Class I | IK08 | IP50 | IP20 | 50 | 350 | -25 | 1 | 64 | RAL9016 | 50-60Hz | Passive | LED | none | High Bay Rectangular | Tungsram Auriso | Indoor industrial |  | 19.8 | 8800 | No sensor |  | risk group 1 |  | Bracket kit. Tilted bracket kit. Busbar bracket kit. Cable hook pair
TBD | AUR-1S10-740-U4-FX-ST | image | datasheet | deeplink | TUNGSRAM - Tungsram Auriso - 8700lm - 64W - 4000K - 70CRI - TBD[SKU] - Bracket. Y-cable | 1.5 | Bracket. Y-cable | LED | 1 | 64 | [8 empty] | CE | [6 empty] | 20 | 4000 | 382x250x75 |  | 220-240V |  | 5 | A++ | 45° | 3 | 70 |  | 4000 |  | 126000 | >=0.95 | 292000 |  |  | 135.9375 |  |  | 9 | U4 | 25 | max. 10% at 100.000 hrs |  | Available | 740/339 | Cx=0.4338;Cy=0.4030 | Class I | IK08 | IP50 | IP20 | 50 | 350 | -25 | 1 | 64 | RAL9016 | 50-60Hz | Passive | LED | none | High Bay Rectangular | Tungsram Auriso | Indoor industrial |  | 19.8 | 8700 | No sensor |  | risk group 1 |  | Bracket kit. Tilted bracket kit. Busbar bracket kit. Cable hook pair
TBD | AUR-1S10-730-U4-FX-ST | image | datasheet | deeplink | TUNGSRAM - Tungsram Auriso - 8500lm - 64W - 3000K - 70CRI - TBD[SKU] - Bracket. Y-cable | 1.5 | Bracket. Y-cable | LED | 1 | 64 | [8 empty] | CE | [6 empty] | 20 | 3000 | 382x250x75 |  | 220-240V |  | 5 | A++ | 45° | 3 | 70 |  | 3000 |  | 126000 | >=0.95 | 292000 |  |  | 132.8125 |  |  | 9 | U4 | 25 | max. 10% at 100.000 hrs |  | Available | 730/339 | Cx=0.4338;Cy=0.4030 | Class I | IK08 | IP50 | IP20 | 50 | 350 | -25 | 1 | 64 | RAL9016 | 50-60Hz | Passive | LED | none | High Bay Rectangular | Tungsram Auriso | Indoor industrial |  | 19.7 | 8500 | No sensor |  | risk group 1 |  | Bracket kit. Tilted bracket kit. Busbar bracket kit. Cable hook pair
TBD | AUR-1S10-850-L9-FX-ST | image | datasheet | deeplink | TUNGSRAM - Tungsram Auriso - 10300lm - 64W - 5000K - 80CRI - TBD[SKU] - Bracket. Y-cable | 1.5 | Bracket. Y-cable | LED | 1 | 64 | [8 empty] | CE | [6 empty] | 20 | 5000 | 382x250x75 |  | 220-240V |  | 5 | A++ | 90° | 3 | 80 |  | 5000 |  | 126000 | >=0.95 | 292000 |  |  | 160.9375 |  |  | 9 | L9 | 25 | max. 10% at 100.000 hrs |  | Available | 850/339 | Cx=0.3447;Cy=0.3553 | Class I | IK08 | IP50 | IP20 | 50 | 350 | -25 | 1 | 64 | RAL9016 | 50-60Hz | Passive | LED | none | High Bay Rectangular | Tungsram Auriso | Indoor industrial |  | 22.1 | 10300 | No sensor |  | risk group 1 |  | Bracket kit. Tilted bracket kit. Busbar bracket kit. Cable hook pair
TBD | AUR-1S10-840-L9-FX-ST | image | datasheet | deeplink | TUNGSRAM - Tungsram Auriso - 10100lm - 64W - 4000K - 80CRI - TBD[SKU] - Bracket. Y-cable | 1.5 | Bracket. Y-cable | LED | 1 | 64 | [8 empty] | CE | [6 empty] | 20 | 4000 | 382x250x75 |  | 220-240V |  | 5 | A++ | 90° | 3 | 80 |  | 4000 |  | 126000 | >=0.95 | 292000 |  |  | 157.8125 |  |  | 9 | L9 | 25 | max. 10% at 100.000 hrs |  | Available | 840/339 | Cx=0.3818;Cy=0.3797 | Class I | IK08 | IP50 | IP20 | 50 | 350 | -25 | 1 | 64 | RAL9016 | 50-60Hz | Passive | LED | none | High Bay Rectangular | Tungsram Auriso | Indoor industrial |  | 22.1 | 10100 | No sensor |  | risk group 1 |  | Bracket kit. Tilted bracket kit. Busbar bracket kit. Cable hook pair
TBD | AUR-1S10-830-L9-FX-ST | image | datasheet | deeplink | TUNGSRAM - Tungsram Auriso - 9500lm - 64W - 3000K - 80CRI - TBD[SKU] - Bracket. Y-cable | 1.5 | Bracket. Y-cable | LED | 1 | 64 | [8 empty] | CE | [6 empty] | 20 | 3000 | 382x250x75 |  | 220-240V |  | 5 | A++ | 90° | 3 | 80 |  | 3000 |  | 126000 | >=0.95 | 292000 |  |  | 148.4375 |  |  | 9 | L9 | 25 | max. 10% at 100.000 hrs |  | Available | 830/339 | Cx=0.4338;Cy=0.4030 | Class I | IK08 | IP50 | IP20 | 50 | 350 | -25 | 1 | 64 | RAL9016 | 50-60Hz | Passive | LED | none | High Bay Rectangular | Tungsram Auriso | Indoor industrial |  | 22 | 9500 | No sensor |  | risk group 1 |  | Bracket kit. Tilted bracket kit. Busbar bracket kit. Cable hook pair
TBD | AUR-1S10-750-L9-FX-ST | image | datasheet | deeplink | TUNGSRAM - Tungsram Auriso - 10600lm - 64W - 5000K - 70CRI - TBD[SKU] - Bracket. Y-cable | 1.5 | Bracket. Y-cable | LED | 1 | 64 | [8 empty] | CE | [6 empty] | 20 | 5000 | 382x250x75 |  | 220-240V |  | 5 | A++ | 90° | 3 | 70 |  | 5000 |  | 126000 | >=0.95 | 292000 |  |  | 165.625 |  |  | 9 | L9 | 25 | max. 10% at 100.000 hrs |  | Available | 750/339 | Cx=0.3447;Cy=0.3553 | Class I | IK08 | IP50 | IP20 | 50 | 350 | -25 | 1 | 64 | RAL9016 | 50-60Hz | Passive | LED | none | High Bay Rectangular | Tungsram Auriso | Indoor industrial |  | 22.4 | 10600 | No sensor |  | risk group 1 |  | Bracket kit. Tilted bracket kit. Busbar bracket kit. Cable hook pair
TBD | AUR-1S10-740-L9-FX-ST | image | datasheet | deeplink | TUNGSRAM - Tungsram Auriso - 10600lm - 64W - 4000K - 70CRI - TBD[SKU] - Bracket. Y-cable | 1.5 | Bracket. Y-cable | LED | 1 | 64 | [8 empty] | CE | [6 empty] | 20 | 4000 | 382x250x75 |  | 220-240V |  | 5 | A++ | 90° | 3 | 70 |  | 4000 |  | 126000 | >=0.95 | 292000 |  |  | 165.625 |  |  | 9 | L9 | 25 | max. 10% at 100.000 hrs |  | Available | 740/339 | Cx=0.4338;Cy=0.4030 | Class I | IK08 | IP50 | IP20 | 50 | 350 | -25 | 1 | 64 | RAL9016 | 50-60Hz | Passive | LED | none | High Bay Rectangular | Tungsram Auriso | Indoor industrial |  | 22.4 | 10600 | No sensor |  | risk group 1 |  | Bracket kit. Tilted bracket kit. Busbar bracket kit. Cable hook pair
TBD | AUR-1S10-730-L9-FX-ST | image | datasheet | deeplink | TUNGSRAM - Tungsram Auriso - 10300lm - 64W - 3000K - 70CRI - TBD[SKU] - Bracket. Y-cable | 1.5 | Bracket. Y-cable | LED | 1 | 64 | [8 empty] | CE | [6 empty] | 20 | 3000 | 382x250x75 |  | 220-240V |  | 5 | A++ | 90° | 3 | 70 |  | 3000 |  | 126000 | >=0.95 | 292000 |  |  | 160.9375 |  |  | 9 | L9 | 25 | max. 10% at 100.000 hrs |  | Available | 730/339 | Cx=0.4338;Cy=0.4030 | Class I | IK08 | IP50 | IP20 | 50 | 350 | -25 | 1 | 64 | RAL9016 | 50-60Hz | Passive | LED | none | High Bay Rectangular | Tungsram Auriso | Indoor industrial |  | 22.3 | 10300 | No sensor |  | risk group 1 |  | Bracket kit. Tilted bracket kit. Busbar bracket kit. Cable hook pair
TBD | AUR-1S10-850-L6-FX-ST | image | datasheet | deeplink | TUNGSRAM - Tungsram Auriso - 9900lm - 64W - 5000K - 80CRI - TBD[SKU] - Bracket. Y-cable | 1.5 | Bracket. Y-cable | LED | 1 | 64 | [8 empty] | CE | [6 empty] | 20 | 5000 | 382x250x75 |  | 220-240V |  | 5 | A++ | 70° | 3 | 80 |  | 5000 |  | 126000 | >=0.95 | 292000 |  |  | 154.6875 |  |  | 9 | L6 | 25 | max. 10% at 100.000 hrs |  | Available | 850/339 | Cx=0.3447;Cy=0.3553 | Class I | IK08 | IP50 | IP20 | 50 | 350 | -25 | 1 | 64 | RAL9016 | 50-60Hz | Passive | LED | none | High Bay Rectangular | Tungsram Auriso | Indoor industrial |  | 20.5 | 9900 | No sensor |  | risk group 1 |  | Bracket kit. Tilted bracket kit. Busbar bracket kit. Cable hook pair
TBD | AUR-1S10-840-L6-FX-ST | image | datasheet | deeplink | TUNGSRAM - Tungsram Auriso - 9700lm - 64W - 4000K - 80CRI - TBD[SKU] - Bracket. Y-cable | 1.5 | Bracket. Y-cable | LED | 1 | 64 | [8 empty] | CE | [6 empty] | 20 | 4000 | 382x250x75 |  | 220-240V |  | 5 | A++ | 70° | 3 | 80 |  | 4000 |  | 126000 | >=0.95 | 292000 |  |  | 151.5625 |  |  | 9 | L6 | 25 | max. 10% at 100.000 hrs |  | Available | 840/339 | Cx=0.3818;Cy=0.3797 | Class I | IK08 | IP50 | IP20 | 50 | 350 | -25 | 1 | 64 | RAL9016 | 50-60Hz | Passive | LED | none | High Bay Rectangular | Tungsram Auriso | Indoor industrial |  | 20.5 | 9700 | No sensor |  | risk group 1 |  | Bracket kit. Tilted bracket kit. Busbar bracket kit. Cable hook pair
TBD | AUR-1S10-830-L6-FX-ST | image | datasheet | deeplink | TUNGSRAM - Tungsram Auriso - 9100lm - 64W - 3000K - 80CRI - TBD[SKU] - Bracket. Y-cable | 1.5 | Bracket. Y-cable | LED | 1 | 64 | [8 empty] | CE | [6 empty] | 20 | 3000 | 382x250x75 |  | 220-240V |  | 5 | A++ | 70° | 3 | 80 |  | 3000 |  | 126000 | >=0.95 | 292000 |  |  | 142.1875 |  |  | 9 | L6 | 25 | max. 10% at 100.000 hrs |  | Available | 830/339 | Cx=0.4338;Cy=0.4030 | Class I | IK08 | IP50 | IP20 | 50 | 350 | -25 | 1 | 64 | RAL9016 | 50-60Hz | Passive | LED | none | High Bay Rectangular | Tungsram Auriso | Indoor industrial |  | 20.4 | 9100 | No sensor |  | risk group 1 |  | Bracket kit. Tilted bracket kit. Busbar bracket kit. Cable hook pair
TBD | AUR-1S10-750-L6-FX-ST | image | datasheet | deeplink | TUNGSRAM - Tungsram Auriso - 10200lm - 64W - 5000K - 70CRI - TBD[SKU] - Bracket. Y-cable | 1.5 | Bracket. Y-cable | LED | 1 | 64 | [8 empty] | CE | [6 empty] | 20 | 5000 | 382x250x75 |  | 220-240V |  | 5 | A++ | 70° | 3 | 70 |  | 5000 |  | 126000 | >=0.95 | 292000 |  |  | 159.375 |  |  | 9 | L6 | 25 | max. 10% at 100.000 hrs |  | Available | 750/339 | Cx=0.3447;Cy=0.3553 | Class I | IK08 | IP50 | IP20 | 50 | 350 | -25 | 1 | 64 | RAL9016 | 50-60Hz | Passive | LED | none | High Bay Rectangular | Tungsram Auriso | Indoor industrial |  | 20.8 | 10200 | No sensor |  | risk group 1 |  | Bracket kit. Tilted bracket kit. Busbar bracket kit. Cable hook pair
TBD | AUR-1S10-740-L6-FX-ST | image | datasheet | deeplink | TUNGSRAM - Tungsram Auriso - 10200lm - 64W - 4000K - 70CRI - TBD[SKU] - Bracket. Y-cable | 1.5 | Bracket. Y-cable | LED | 1 | 64 | [8 empty] | CE | [6 empty] | 20 | 4000 | 382x250x75 |  | 220-240V |  | 5 | A++ | 70° | 3 | 70 |  | 4000 |  | 126000 | >=0.95 | 292000 |  |  | 159.375 |  |  | 9 | L6 | 25 | max. 10% at 100.000 hrs |  | Available | 740/339 | Cx=0.4338;Cy=0.4030 | Class I | IK08 | IP50 | IP20 | 50 | 350 | -25 | 1 | 64 | RAL9016 | 50-60Hz | Passive | LED | none | High Bay Rectangular | Tungsram Auriso | Indoor industrial |  | 20.8 | 10200 | No sensor |  | risk group 1 |  | Bracket kit. Tilted bracket kit. Busbar bracket kit. Cable hook pair
TBD | AUR-1S10-730-L6-FX-ST | image | datasheet | deeplink | TUNGSRAM - Tungsram Auriso - 9900lm - 64W - 3000K - 70CRI - TBD[SKU] - Bracket. Y-cable | 1.5 | Bracket. Y-cable | LED | 1 | 64 | [8 empty] | CE | [6 empty] | 20 | 3000 | 382x250x75 |  | 220-240V |  | 5 | A++ | 70° | 3 | 70 |  | 3000 |  | 126000 | >=0.95 | 292000 |  |  | 154.6875 |  |  | 9 | L6 | 25 | max. 10% at 100.000 hrs |  | Available | 730/339 | Cx=0.4338;Cy=0.4030 | Class I | IK08 | IP50 | IP20 | 50 | 350 | -25 | 1 | 64 | RAL9016 | 50-60Hz | Passive | LED | none | High Bay Rectangular | Tungsram Auriso | Indoor industrial |  | 20.6 | 9900 | No sensor |  | risk group 1 |  | Bracket kit. Tilted bracket kit. Busbar bracket kit. Cable hook pair
TBD | AUR-1S10-850-L3-FX-ST | image | datasheet | deeplink | TUNGSRAM - Tungsram Auriso - 10600lm - 64W - 5000K - 80CRI - TBD[SKU] - Bracket. Y-cable | 1.5 | Bracket. Y-cable | LED | 1 | 64 | [8 empty] | CE | [6 empty] | 20 | 5000 | 382x250x75 |  | 220-240V |  | 5 | A++ | 35° | 3 | 80 |  | 5000 |  | 126000 | >=0.95 | 292000 |  |  | 165.625 |  |  | 9 | L3 | 25 | max. 10% at 100.000 hrs |  | Available | 850/339 | Cx=0.3447;Cy=0.3553 | Class I | IK08 | IP50 | IP20 | 50 | 350 | -25 | 1 | 64 | RAL9016 | 50-60Hz | Passive | LED | none | High Bay Rectangular | Tungsram Auriso | Indoor industrial |  | 16 | 10600 | No sensor |  | risk group 1 |  | Bracket kit. Tilted bracket kit. Busbar bracket kit. Cable hook pair
TBD | AUR-1S10-840-L3-FX-ST | image | datasheet | deeplink | TUNGSRAM - Tungsram Auriso - 10300lm - 64W - 4000K - 80CRI - TBD[SKU] - Bracket. Y-cable | 1.5 | Bracket. Y-cable | LED | 1 | 64 | [8 empty] | CE | [6 empty] | 20 | 4000 | 382x250x75 |  | 220-240V |  | 5 | A++ | 35° | 3 | 80 |  | 4000 |  | 126000 | >=0.95 | 292000 |  |  | 160.9375 |  |  | 9 | L3 | 25 | max. 10% at 100.000 hrs |  | Available | 840/339 | Cx=0.3818;Cy=0.3797 | Class I | IK08 | IP50 | IP20 | 50 | 350 | -25 | 1 | 64 | RAL9016 | 50-60Hz | Passive | LED | none | High Bay Rectangular | Tungsram Auriso | Indoor industrial |  | 16 | 10300 | No sensor |  | risk group 1 |  | Bracket kit. Tilted bracket kit. Busbar bracket kit. Cable hook pair
TBD | AUR-1S10-830-L3-FX-ST | image | datasheet | deeplink | TUNGSRAM - Tungsram Auriso - 9700lm - 64W - 3000K - 80CRI - TBD[SKU] - Bracket. Y-cable | 1.5 | Bracket. Y-cable | LED | 1 | 64 | [8 empty] | CE | [6 empty] | 20 | 3000 | 382x250x75 |  | 220-240V |  | 5 | A++ | 35° | 3 | 80 |  | 3000 |  | 126000 | >=0.95 | 292000 |  |  | 151.5625 |  |  | 9 | L3 | 25 | max. 10% at 100.000 hrs |  | Available | 830/339 | Cx=0.4338;Cy=0.4030 | Class I | IK08 | IP50 | IP20 | 50 | 350 | -25 | 1 | 64 | RAL9016 | 50-60Hz | Passive | LED | none | High Bay Rectangular | Tungsram Auriso | Indoor industrial |  | 15.9 | 9700 | No sensor |  | risk group 1 |  | Bracket kit. Tilted bracket kit. Busbar bracket kit. Cable hook pair
TBD | AUR-1S10-750-L3-FX-ST | image | datasheet | deeplink | TUNGSRAM - Tungsram Auriso - 10900lm - 64W - 5000K - 70CRI - TBD[SKU] - Bracket. Y-cable | 1.5 | Bracket. Y-cable | LED | 1 | 64 | [8 empty] | CE | [6 empty] | 20 | 5000 | 382x250x75 |  | 220-240V |  | 5 | A++ | 35° | 3 | 70 |  | 5000 |  | 126000 | >=0.95 | 292000 |  |  | 170.3125 |  |  | 9 | L3 | 25 | max. 10% at 100.000 hrs |  | Available | 750/339 | Cx=0.3447;Cy=0.3553 | Class I | IK08 | IP50 | IP20 | 50 | 350 | -25 | 1 | 64 | RAL9016 | 50-60Hz | Passive | LED | none | High Bay Rectangular | Tungsram Auriso | Indoor industrial |  | 16.3 | 10900 | No sensor |  | risk group 1 |  | Bracket kit. Tilted bracket kit. Busbar bracket kit. Cable hook pair
TBD | AUR-1S10-740-L3-FX-ST | image | datasheet | deeplink | TUNGSRAM - Tungsram Auriso - 10800lm - 64W - 4000K - 70CRI - TBD[SKU] - Bracket. Y-cable | 1.5 | Bracket. Y-cable | LED | 1 | 64 | [8 empty] | CE | [6 empty] | 20 | 4000 | 382x250x75 |  | 220-240V |  | 5 | A++ | 35° | 3 | 70 |  | 4000 |  | 126000 | >=0.95 | 292000 |  |  | 168.75 |  |  | 9 | L3 | 25 | max. 10% at 100.000 hrs |  | Available | 740/339 | Cx=0.4338;Cy=0.4030 | Class I | IK08 | IP50 | IP20 | 50 | 350 | -25 | 1 | 64 | RAL9016 | 50-60Hz | Passive | LED | none | High Bay Rectangular | Tungsram Auriso | Indoor industrial |  | 16.3 | 10800 | No sensor |  | risk group 1 |  | Bracket kit. Tilted bracket kit. Busbar bracket kit. Cable hook pair
TBD | AUR-1S10-730-L3-FX-ST | image | datasheet | deeplink | TUNGSRAM - Tungsram Auriso - 10500lm - 64W - 3000K - 70CRI - TBD[SKU] - Bracket. Y-cable | 1.5 | Bracket. Y-cable | LED | 1 | 64 | [8 empty] | CE | [6 empty] | 20 | 3000 | 382x250x75 |  | 220-240V |  | 5 | A++ | 35° | 3 | 70 |  | 3000 |  | 126000 | >=0.95 | 292000 |  |  | 164.0625 |  |  | 9 | L3 | 25 | max. 10% at 100.000 hrs |  | Available | 730/339 | Cx=0.4338;Cy=0.4030 | Class I | IK08 | IP50 | IP20 | 50 | 350 | -25 | 1 | 64 | RAL9016 | 50-60Hz | Passive | LED | none | High Bay Rectangular | Tungsram Auriso | Indoor industrial |  | 16.2 | 10500 | No sensor |  | risk group 1 |  | Bracket kit. Tilted bracket kit. Busbar bracket kit. Cable hook pair
TBD | AUR-1S10-850-D1-FX-ST | image | datasheet | deeplink | TUNGSRAM - Tungsram Auriso - 9000lm - 64W - 5000K - 80CRI - TBD[SKU] - Bracket. Y-cable | 1.5 | Bracket. Y-cable | LED | 1 | 64 | [8 empty] | CE | [6 empty] | 20 | 5000 | 382x250x75 |  | 220-240V |  | 5 | A++ | 100° | 3 | 80 |  | 5000 |  | 126000 | >=0.95 | 292000 |  |  | 140.625 |  |  | 9 | D1 | 25 | max. 10% at 100.000 hrs |  | Available | 850/339 | Cx=0.3447;Cy=0.3553 | Class I | IK08 | IP20 | IP20 | 50 | 350 | -25 | 1 | 64 | RAL9016 | 50-60Hz | Passive | LED | none | High Bay Rectangular | Tungsram Auriso | Indoor industrial |  | 24.4 | 9000 | No sensor |  | risk group 1 |  | Bracket kit. Tilted bracket kit. Busbar bracket kit. Cable hook pair
TBD | AUR-1S10-840-D1-FX-ST | image | datasheet | deeplink | TUNGSRAM - Tungsram Auriso - 8800lm - 64W - 4000K - 80CRI - TBD[SKU] - Bracket. Y-cable | 1.5 | Bracket. Y-cable | LED | 1 | 64 | [8 empty] | CE | [6 empty] | 20 | 4000 | 382x250x75 |  | 220-240V |  | 5 | A++ | 100° | 3 | 80 |  | 4000 |  | 126000 | >=0.95 | 292000 |  |  | 137.5 |  |  | 9 | D1 | 25 | max. 10% at 100.000 hrs |  | Available | 840/339 | Cx=0.3818;Cy=0.3797 | Class I | IK08 | IP20 | IP20 | 50 | 350 | -25 | 1 | 64 | RAL9016 | 50-60Hz | Passive | LED | none | High Bay Rectangular | Tungsram Auriso | Indoor industrial |  | 24.4 | 8800 | No sensor |  | risk group 1 |  | Bracket kit. Tilted bracket kit. Busbar bracket kit. Cable hook pair
TBD | AUR-1S10-830-D1-FX-ST | image | datasheet | deeplink | TUNGSRAM - Tungsram Auriso - 8300lm - 64W - 3000K - 80CRI - TBD[SKU] - Bracket. Y-cable | 1.5 | Bracket. Y-cable | LED | 1 | 64 | [8 empty] | CE | [6 empty] | 20 | 3000 | 382x250x75 |  | 220-240V |  | 5 | A++ | 100° | 3 | 80 |  | 3000 |  | 126000 | >=0.95 | 292000 |  |  | 129.6875 |  |  | 9 | D1 | 25 | max. 10% at 100.000 hrs |  | Available | 830/339 | Cx=0.4338;Cy=0.4030 | Class I | IK08 | IP20 | IP20 | 50 | 350 | -25 | 1 | 64 | RAL9016 | 50-60Hz | Passive | LED | none | High Bay Rectangular | Tungsram Auriso | Indoor industrial |  | 24.2 | 8300 | No sensor |  | risk group 1 |  | Bracket kit. Tilted bracket kit. Busbar bracket kit. Cable hook pair
TBD | AUR-1S10-750-D1-FX-ST | image | datasheet | deeplink | TUNGSRAM - Tungsram Auriso - 9300lm - 64W - 5000K - 70CRI - TBD[SKU] - Bracket. Y-cable | 1.5 | Bracket. Y-cable | LED | 1 | 64 | [8 empty] | CE | [6 empty] | 20 | 5000 | 382x250x75 |  | 220-240V |  | 5 | A++ | 100° | 3 | 70 |  | 5000 |  | 126000 | >=0.95 | 292000 |  |  | 145.3125 |  |  | 9 | D1 | 25 | max. 10% at 100.000 hrs |  | Available | 750/339 | Cx=0.3447;Cy=0.3553 | Class I | IK08 | IP20 | IP20 | 50 | 350 | -25 | 1 | 64 | RAL9016 | 50-60Hz | Passive | LED | none | High Bay Rectangular | Tungsram Auriso | Indoor industrial |  | 24.6 | 9300 | No sensor |  | risk group 1 |  | Bracket kit. Tilted bracket kit. Busbar bracket kit. Cable hook pair
TBD | AUR-1S10-740-D1-FX-ST | image | datasheet | deeplink | TUNGSRAM - Tungsram Auriso - 9200lm - 64W - 4000K - 70CRI - TBD[SKU] - Bracket. Y-cable | 1.5 | Bracket. Y-cable | LED | 1 | 64 | [8 empty] | CE | [6 empty] | 20 | 4000 | 382x250x75 |  | 220-240V |  | 5 | A++ | 100° | 3 | 70 |  | 4000 |  | 126000 | >=0.95 | 292000 |  |  | 143.75 |  |  | 9 | D1 | 25 | max. 10% at 100.000 hrs |  | Available | 740/339 | Cx=0.4338;Cy=0.4030 | Class I | IK08 | IP20 | IP20 | 50 | 350 | -25 | 1 | 64 | RAL9016 | 50-60Hz | Passive | LED | none | High Bay Rectangular | Tungsram Auriso | Indoor industrial |  | 24.6 | 9200 | No sensor |  | risk group 1 |  | Bracket kit. Tilted bracket kit. Busbar bracket kit. Cable hook pair
TBD | AUR-1S10-730-D1-FX-ST | image | datasheet | deeplink | TUNGSRAM - Tungsram Auriso - 9000lm - 64W - 3000K - 70CRI - TBD[SKU] - Bracket. Y-cable | 1.5 | Bracket. Y-cable | LED | 1 | 64 | [8 empty] | CE | [6 empty] | 20 | 3000 | 382x250x75 |  | 220-240V |  | 5 | A++ | 100° | 3 | 70 |  | 3000 |  | 126000 | >=0.95 | 292000 |  |  | 140.625 |  |  | 9 | D1 | 25 | max. 10% at 100.000 hrs |  | Available | 730/339 | Cx=0.4338;Cy=0.4030 | Class I | IK08 | IP20 | IP20 | 50 | 350 | -25 | 1 | 64 | RAL9016 | 50-60Hz | Passive | LED | none | High Bay Rectangular | Tungsram Auriso | Indoor industrial |  | 24.5 | 9000 | No sensor |  | risk group 1 |  | Bracket kit. Tilted bracket kit. Busbar bracket kit. Cable hook pair
TBD | AUR-1S10-850-C1-FX-ST | image | datasheet | deeplink | TUNGSRAM - Tungsram Auriso - 10000lm - 64W - 5000K - 80CRI - TBD[SKU] - Bracket. Y-cable | 1.5 | Bracket. Y-cable | LED | 1 | 64 | [8 empty] | CE | [6 empty] | 20 | 5000 | 382x250x75 |  | 220-240V |  | 5 | A++ | 110° | 3 | 80 |  | 5000 |  | 126000 | >=0.95 | 292000 |  |  | 156.25 |  |  | 9 | C1 | 25 | max. 10% at 100.000 hrs |  | Available | 850/339 | Cx=0.3447;Cy=0.3553 | Class I | IK08 | IP20 | IP20 | 50 | 350 | -25 | 1 | 64 | RAL9016 | 50-60Hz | Passive | LED | none | High Bay Rectangular | Tungsram Auriso | Indoor industrial |  | 24.2 | 10000 | No sensor |  | risk group 1 |  | Bracket kit. Tilted bracket kit. Busbar bracket kit. Cable hook pair
TBD | AUR-1S10-840-C1-FX-ST | image | datasheet | deeplink | TUNGSRAM - Tungsram Auriso - 9800lm - 64W - 4000K - 80CRI - TBD[SKU] - Bracket. Y-cable | 1.5 | Bracket. Y-cable | LED | 1 | 64 | [8 empty] | CE | [6 empty] | 20 | 4000 | 382x250x75 |  | 220-240V |  | 5 | A++ | 110° | 3 | 80 |  | 4000 |  | 126000 | >=0.95 | 292000 |  |  | 153.125 |  |  | 9 | C1 | 25 | max. 10% at 100.000 hrs |  | Available | 840/339 | Cx=0.3818;Cy=0.3797 | Class I | IK08 | IP20 | IP20 | 50 | 350 | -25 | 1 | 64 | RAL9016 | 50-60Hz | Passive | LED | none | High Bay Rectangular | Tungsram Auriso | Indoor industrial |  | 24.2 | 9800 | No sensor |  | risk group 1 |  | Bracket kit. Tilted bracket kit. Busbar bracket kit. Cable hook pair
TBD | AUR-1S10-830-C1-FX-ST | image | datasheet | deeplink | TUNGSRAM - Tungsram Auriso - 9200lm - 64W - 3000K - 80CRI - TBD[SKU] - Bracket. Y-cable | 1.5 | Bracket. Y-cable | LED | 1 | 64 | [8 empty] | CE | [6 empty] | 20 | 3000 | 382x250x75 |  | 220-240V |  | 5 | A++ | 110° | 3 | 80 |  | 3000 |  | 126000 | >=0.95 | 292000 |  |  | 143.75 |  |  | 9 | C1 | 25 | max. 10% at 100.000 hrs |  | Available | 830/339 | Cx=0.4338;Cy=0.4030 | Class I | IK08 | IP20 | IP20 | 50 | 350 | -25 | 1 | 64 | RAL9016 | 50-60Hz | Passive | LED | none | High Bay Rectangular | Tungsram Auriso | Indoor industrial |  | 24.1 | 9200 | No sensor |  | risk group 1 |  | Bracket kit. Tilted bracket kit. Busbar bracket kit. Cable hook pair
TBD | AUR-1S10-750-C1-FX-ST | image | datasheet | deeplink | TUNGSRAM - Tungsram Auriso - 10300lm - 64W - 5000K - 70CRI - TBD[SKU] - Bracket. Y-cable | 1.5 | Bracket. Y-cable | LED | 1 | 64 | [8 empty] | CE | [6 empty] | 20 | 5000 | 382x250x75 |  | 220-240V |  | 5 | A++ | 110° | 3 | 70 |  | 5000 |  | 126000 | >=0.95 | 292000 |  |  | 160.9375 |  |  | 9 | C1 | 25 | max. 10% at 100.000 hrs |  | Available | 750/339 | Cx=0.3447;Cy=0.3553 | Class I | IK08 | IP20 | IP20 | 50 | 350 | -25 | 1 | 64 | RAL9016 | 50-60Hz | Passive | LED | none | High Bay Rectangular | Tungsram Auriso | Indoor industrial |  | 24.5 | 10300 | No sensor |  | risk group 1 |  | Bracket kit. Tilted bracket kit. Busbar bracket kit. Cable hook pair
TBD | AUR-1S10-740-C1-FX-ST | image | datasheet | deeplink | TUNGSRAM - Tungsram Auriso - 10300lm - 64W - 4000K - 70CRI - TBD[SKU] - Bracket. Y-cable | 1.5 | Bracket. Y-cable | LED | 1 | 64 | [8 empty] | CE | [6 empty] | 20 | 4000 | 382x250x75 |  | 220-240V |  | 5 | A++ | 110° | 3 | 70 |  | 4000 |  | 126000 | >=0.95 | 292000 |  |  | 160.9375 |  |  | 9 | C1 | 25 | max. 10% at 100.000 hrs |  | Available | 740/339 | Cx=0.4338;Cy=0.4030 | Class I | IK08 | IP20 | IP20 | 50 | 350 | -25 | 1 | 64 | RAL9016 | 50-60Hz | Passive | LED | none | High Bay Rectangular | Tungsram Auriso | Indoor industrial |  | 24.5 | 10300 | No sensor |  | risk group 1 |  | Bracket kit. Tilted bracket kit. Busbar bracket kit. Cable hook pair
TBD | AUR-1S10-730-C1-FX-ST | image | datasheet | deeplink | TUNGSRAM - Tungsram Auriso - 10000lm - 64W - 3000K - 70CRI - TBD[SKU] - Bracket. Y-cable | 1.5 | Bracket. Y-cable | LED | 1 | 64 | [8 empty] | CE | [6 empty] | 20 | 3000 | 382x250x75 |  | 220-240V |  | 5 | A++ | 110° | 3 | 70 |  | 3000 |  | 126000 | >=0.95 | 292000 |  |  | 156.25 |  |  | 9 | C1 | 25 | max. 10% at 100.000 hrs |  | Available | 730/339 | Cx=0.4338;Cy=0.4030 | Class I | IK08 | IP20 | IP20 | 50 | 350 | -25 | 1 | 64 | RAL9016 | 50-60Hz | Passive | LED | none | High Bay Rectangular | Tungsram Auriso | Indoor industrial |  | 24.4 | 10000 | No sensor |  | risk group 1 |  | Bracket kit. Tilted bracket kit. Busbar bracket kit. Cable hook pair
93116860 | LED DLR SLIM P1 TU6 IP40 12W 830 SST DS | image | datasheet | deeplink | TUNGSRAM - Slim Downlight Premium - 1080lm - 12W - 3000K - 80CRI - 93116860[SKU] - Recessed | 0.31 | Recessed | LED | 1 | 12 | Static | 40 | 40 | [5 empty] | CE. EAC | [6 empty] | 40 | 3000 | Dia 180 x Dia 180 x 30 |  | 220-240V |  | 5 | F | 110 ± 12 | ≤6 | >=80 |  | 3000 |  |  | >=0.9 |  |  | 45000 | 90 |  |  |  | Very Wide Flood | 25 |  |  | Available |  |  | Class III |  | 40 | 40 | 40 | 62 | -10 | 1 | 12 | White | 50/60Hz | Passive | LED | none | Slim Downlight Premium | Downlighters | Public building. Office. Retail | 93116860 - LED DLR SLIM P1 TU6 IP40 12W 830 SST DS | 27.2 / 21.8 | 1080 | No sensor |  | RG0 | 10064894571685
TBD | PIKO/1/C/18/2.7 | image | datasheet | deeplink | TUNGSRAM - Piko - 2340lm - 18W - 2700K - 70CRI - TBD[SKU] - Side mount ø35mm/60m | 2 | Side mount ø35mm/60m | LED | 1 | 18 | [8 empty] | CE. ENEC | [6 empty] | 66 | 2700 | 372x140x61 |  | 220/240V |  | 5 |  |  |  | 70 |  | 2700 |  |  |  | > 110000 |  |  | 130 |  |  | 9 | C |  | < 10% at 50.000 hours |  | Available | 727/559 | CIE(x= 0.46. y= 0.41) 5SDCM | Class I. Class II | IK08 |  |  | 35 |  | -40 | 1 | 18 | RAL 7035 | 50Hz | Passive | LED | none | Road & Street | Piko | Road & Street |  |  | 2340 | No sensor | > 54000
TBD | PIKO/1/C/28/2.7 | image | datasheet | deeplink | TUNGSRAM - Piko - 3400lm - 28W - 2700K - 70CRI - TBD[SKU] - Side mount ø35mm/60m | 2 | Side mount ø35mm/60m | LED | 1 | 28 | [8 empty] | CE. ENEC | [6 empty] | 66 | 2700 | 372x140x61 |  | 220/240V |  | 5 |  |  |  | 70 |  | 2700 |  |  |  | > 110000 |  |  | 121.43 |  |  | 9 | C |  | < 10% at 50.000 hours |  | Available | 727/559 | CIE(x= 0.46. y= 0.41) 5SDCM | Class I. Class II | IK08 |  |  | 35 |  | -40 | 1 | 28 | RAL 7035 | 50Hz | Passive | LED | none | Road & Street | Piko | Road & Street |  |  | 3400 | No sensor | > 54000
TBD | PIKO/1/C/21/2.7 | image | datasheet | deeplink | TUNGSRAM - Piko - 2680lm - 21W - 2700K - 70CRI - TBD[SKU] - Side mount ø35mm/60m | 2 | Side mount ø35mm/60m | LED | 1 | 21 | [8 empty] | CE. ENEC | [6 empty] | 66 | 2700 | 372x140x61 |  | 220/240V |  | 5 |  |  |  | 70 |  | 2700 |  |  |  | > 110000 |  |  | 127.62 |  |  | 9 | C |  | < 10% at 50.000 hours |  | Available | 727/559 | CIE(x= 0.46. y= 0.41) 5SDCM | Class I. Class II | IK08 |  |  | 35 |  | -40 | 1 | 21 | RAL 7035 | 50Hz | Passive | LED | none | Road & Street | Piko | Road & Street |  |  | 2680 | No sensor | > 54000
TBD | PIKO/1/C/12/2.7 | image | datasheet | deeplink | TUNGSRAM - Piko - 1530lm - 12W - 2700K - 70CRI - TBD[SKU] - Side mount ø35mm/60m | 2 | Side mount ø35mm/60m | LED | 1 | 12 | [8 empty] | CE. ENEC | [6 empty] | 66 | 2700 | 372x140x61 |  | 220/240V |  | 5 |  |  |  | 70 |  | 2700 |  |  |  | > 110000 |  |  | 127.5 |  |  | 9 | C |  | < 10% at 50.000 hours |  | Available | 727/559 | CIE(x= 0.46. y= 0.41) 5SDCM | Class I. Class II | IK08 |  |  | 35 |  | -40 | 1 | 12 | RAL 7035 | 50Hz | Passive | LED | none | Road & Street | Piko | Road & Street |  |  | 1530 | No sensor | > 54000
TBD | PIKO/1/F/18/2.7 | image | datasheet | deeplink | TUNGSRAM - Piko - 2370lm - 18W - 2700K - 70CRI - TBD[SKU] - Side mount ø35mm/60m | 2 | Side mount ø35mm/60m | LED | 1 | 18 | [8 empty] | CE. ENEC | [6 empty] | 66 | 2700 | 372x140x61 |  | 220/240V |  | 5 |  |  |  | 70 |  | 2700 |  |  |  | > 110000 |  |  | 131.67 |  |  | 9 | F |  | < 10% at 50.000 hours |  | Available | 727/559 | CIE(x= 0.46. y= 0.41) 5SDCM | Class I. Class II | IK08 |  |  | 35 |  | -40 | 1 | 18 | RAL 7035 | 50Hz | Passive | LED | none | Road & Street | Piko | Road & Street |  |  | 2370 | No sensor | > 54000
TBD | PIKO/1/F/28/2.7 | image | datasheet | deeplink | TUNGSRAM - Piko - 3450lm - 28W - 2700K - 70CRI - TBD[SKU] - Side mount ø35mm/60m | 2 | Side mount ø35mm/60m | LED | 1 | 28 | [8 empty] | CE. ENEC | [6 empty] | 66 | 2700 | 372x140x61 |  | 220/240V |  | 5 |  |  |  | 70 |  | 2700 |  |  |  | > 110000 |  |  | 123.21 |  |  | 9 | F |  | < 10% at 50.000 hours |  | Available | 727/559 | CIE(x= 0.46. y= 0.41) 5SDCM | Class I. Class II | IK08 |  |  | 35 |  | -40 | 1 | 28 | RAL 7035 | 50Hz | Passive | LED | none | Road & Street | Piko | Road & Street |  |  | 3450 | No sensor | > 54000
TBD | PIKO/1/F/21/2.7 | image | datasheet | deeplink | TUNGSRAM - Piko - 2720lm - 21W - 2700K - 70CRI - TBD[SKU] - Side mount ø35mm/60m | 2 | Side mount ø35mm/60m | LED | 1 | 21 | [8 empty] | CE. ENEC | [6 empty] | 66 | 2700 | 372x140x61 |  | 220/240V |  | 5 |  |  |  | 70 |  | 2700 |  |  |  | > 110000 |  |  | 129.52 |  |  | 9 | F |  | < 10% at 50.000 hours |  | Available | 727/559 | CIE(x= 0.46. y= 0.41) 5SDCM | Class I. Class II | IK08 |  |  | 35 |  | -40 | 1 | 21 | RAL 7035 | 50Hz | Passive | LED | none | Road & Street | Piko | Road & Street |  |  | 2720 | No sensor | > 54000
TBD | PIKO/1/F/12/2.7 | image | datasheet | deeplink | TUNGSRAM - Piko - 1550lm - 12W - 2700K - 70CRI - TBD[SKU] - Side mount ø35mm/60m | 2 | Side mount ø35mm/60m | LED | 1 | 12 | [8 empty] | CE. ENEC | [6 empty] | 66 | 2700 | 372x140x61 |  | 220/240V |  | 5 |  |  |  | 70 |  | 2700 |  |  |  | > 110000 |  |  | 129.17 |  |  | 9 | F |  | < 10% at 50.000 hours |  | Available | 727/559 | CIE(x= 0.46. y= 0.41) 5SDCM | Class I. Class II | IK08 |  |  | 35 |  | -40 | 1 | 12 | RAL 7035 | 50Hz | Passive | LED | none | Road & Street | Piko | Road & Street |  |  | 1550 | No sensor | > 54000
TBD | PIKO/1/E/18/2.7 | image | datasheet | deeplink | TUNGSRAM - Piko - 2340lm - 18W - 2700K - 70CRI - TBD[SKU] - Side mount ø35mm/60m | 2 | Side mount ø35mm/60m | LED | 1 | 18 | [8 empty] | CE. ENEC | [6 empty] | 66 | 2700 | 372x140x61 |  | 220/240V |  | 5 |  |  |  | 70 |  | 2700 |  |  |  | > 110000 |  |  | 130 |  |  | 9 | E |  | < 10% at 50.000 hours |  | Available | 727/559 | CIE(x= 0.46. y= 0.41) 5SDCM | Class I. Class II | IK08 |  |  | 35 |  | -40 | 1 | 18 | RAL 7035 | 50Hz | Passive | LED | none | Road & Street | Piko | Road & Street |  |  | 2340 | No sensor | > 54000
TBD | PIKO/1/E/28/2.7 | image | datasheet | deeplink | TUNGSRAM - Piko - 3400lm - 28W - 2700K - 70CRI - TBD[SKU] - Side mount ø35mm/60m | 2 | Side mount ø35mm/60m | LED | 1 | 28 | [8 empty] | CE. ENEC | [6 empty] | 66 | 2700 | 372x140x61 |  | 220/240V |  | 5 |  |  |  | 70 |  | 2700 |  |  |  | > 110000 |  |  | 121.43 |  |  | 9 | E |  | < 10% at 50.000 hours |  | Available | 727/559 | CIE(x= 0.46. y= 0.41) 5SDCM | Class I. Class II | IK08 |  |  | 35 |  | -40 | 1 | 28 | RAL 7035 | 50Hz | Passive | LED | none | Road & Street | Piko | Road & Street |  |  | 3400 | No sensor | > 54000
TBD | PIKO/1/E/21/2.7 | image | datasheet | deeplink | TUNGSRAM - Piko - 2680lm - 21W - 2700K - 70CRI - TBD[SKU] - Side mount ø35mm/60m | 2 | Side mount ø35mm/60m | LED | 1 | 21 | [8 empty] | CE. ENEC | [6 empty] | 66 | 2700 | 372x140x61 |  | 220/240V |  | 5 |  |  |  | 70 |  | 2700 |  |  |  | > 110000 |  |  | 127.62 |  |  | 9 | E |  | < 10% at 50.000 hours |  | Available | 727/559 | CIE(x= 0.46. y= 0.41) 5SDCM | Class I. Class II | IK08 |  |  | 35 |  | -40 | 1 | 21 | RAL 7035 | 50Hz | Passive | LED | none | Road & Street | Piko | Road & Street |  |  | 2680 | No sensor | > 54000
TBD | PIKO/1/E/12/2.7 | image | datasheet | deeplink | TUNGSRAM - Piko - 1530lm - 12W - 2700K - 70CRI - TBD[SKU] - Side mount ø35mm/60m | 2 | Side mount ø35mm/60m | LED | 1 | 12 | [8 empty] | CE. ENEC | [6 empty] | 66 | 2700 | 372x140x61 |  | 220/240V |  | 5 |  |  |  | 70 |  | 2700 |  |  |  | > 110000 |  |  | 127.5 |  |  | 9 | E |  | < 10% at 50.000 hours |  | Available | 727/559 | CIE(x= 0.46. y= 0.41) 5SDCM | Class I. Class II | IK08 |  |  | 35 |  | -40 | 1 | 12 | RAL 7035 | 50Hz | Passive | LED | none | Road & Street | Piko | Road & Street |  |  | 1530 | No sensor | > 54000
93120713 | Tung Panel E2 2x2 S 36W 840 DS | image | datasheet | deeplink | TUNGSRAM - Tung Panel Value - 4300lm - 36W - 4000K - 80CRI - 93120713[SKU] - Recessed | 1.95 | Recessed | LED | 1 | 36 | [8 empty] | CE. Morocco. UKCA | [6 empty] | 20 | 4000 | 595 x 595 x 8.8 |  | 220-240V |  | 5 | E | 110 | max 4 | >80 |  | 4000 |  |  | >=0.9 |  |  | 30000 | 120 |  |  |  | Wide | 40 |  |  | Available |  |  | Class II | IK03 | 20 | 20 | 40 | 160 | -20 | 1 | 36 | White RAL9003 | 50/60Hz | Passive | LED | none | Panels | Tung Panel Value | Office; Public buildings; Retail and commercial buildings |  | =22 | 4300 | No sensor |  | RG0 | 15994100091919
93120714 | Tung Panel E2 2x2 S 36W 865 DS | image | datasheet | deeplink | TUNGSRAM - Tung Panel Value - 4300lm - 36W - 6500K - 80CRI - 93120714[SKU] - Recessed | 1.95 | Recessed | LED | 1 | 36 | [8 empty] | CE. Morocco. UKCA | [6 empty] | 20 | 6500 | 595 x 595 x 8.8 |  | 220-240V |  | 5 | E | 110 | max 4 | >80 |  | 6500 |  |  | >=0.9 |  |  | 30000 | 120 |  |  |  | Wide | 40 |  |  | Available |  |  | Class II | IK03 | 20 | 20 | 40 | 160 | -20 | 1 | 36 | White RAL9003 | 50/60Hz | Passive | LED | none | Panels | Tung Panel Value | Office; Public buildings; Retail and commercial buildings |  | =22 | 4300 | No sensor |  | RG0 | 15994100091902
93120712 | Tung Panel E2 2x2 S 33W 865 DS | image | datasheet | deeplink | TUNGSRAM - Tung Panel Value - 4000lm - 33W - 6500K - 80CRI - 93120712[SKU] - Recessed | 1.95 | Recessed | LED | 1 | 33 | [8 empty] | CE. Morocco. UKCA | [6 empty] | 20 | 6500 | 595 x 595 x 8.8 |  | 220-240V |  | 5 | E | 110 | max 4 | >80 |  | 6500 |  |  | >=0.9 |  |  | 30000 | 120 |  |  |  | Wide | 40 |  |  | Available |  |  | Class II | IK03 | 20 | 20 | 40 | 150 | -20 | 1 | 33 | White RAL9003 | 50/60Hz | Passive | LED | none | Panels | Tung Panel Value | Office; Public buildings; Retail and commercial buildings |  | =22 | 4000 | No sensor |  | RG0 | 15994100091896
93120711 | Tung Panel E2 2x2 S 33W 840 DS | image | datasheet | deeplink | TUNGSRAM - Tung Panel Value - 4000lm - 33W - 4000K - 80CRI - 93120711[SKU] - Recessed | 1.95 | Recessed | LED | 1 | 33 | [8 empty] | CE. Morocco. UKCA | [6 empty] | 20 | 4000 | 595 x 595 x 8.8 |  | 220-240V |  | 5 | E | 110 | max 4 | >80 |  | 4000 |  |  | >=0.9 |  |  | 30000 | 120 |  |  |  | Wide | 40 |  |  | Available |  |  | Class II | IK03 | 20 | 20 | 40 | 150 | -20 | 1 | 33 | White RAL9003 | 50/60Hz | Passive | LED | none | Panels | Tung Panel Value | Office; Public buildings; Retail and commercial buildings |  | =22 | 4000 | No sensor |  | RG0 | 15994100091841
93120710 | Tung Panel E2 2x2 S 33W 865 | image | datasheet | deeplink | TUNGSRAM - Tung Panel Value - 4000lm - 33W - 6500K - 80CRI - 93120710[SKU] - Recessed | 1.95 | Recessed | LED | 1 | 33 | [8 empty] | CE. Morocco. UKCA | [6 empty] | 20 | 6500 | 595 x 595 x 8.8 |  | 220-240V |  | 5 | E | 110 | max 4 | >80 |  | 6500 |  |  | >=0.9 |  |  | 30000 | 120 |  |  |  | Wide | 40 |  |  | Available |  |  | Class II | IK03 | 20 | 20 | 40 | 150 | -20 | 1 | 33 | White RAL9003 | 50/60Hz | Passive | LED | none | Panels | Tung Panel Value | Office; Public buildings; Retail and commercial buildings |  | =22 | 4000 | No sensor |  | RG0 | 15994100091858
93120709 | Tung Panel E2 2x2 S 33W 840 | image | datasheet | deeplink | TUNGSRAM - Tung Panel Value - 4000lm - 33W - 4000K - 80CRI - 93120709[SKU] - Recessed | 1.95 | Recessed | LED | 1 | 33 | [8 empty] | CE. Morocco. UKCA | [6 empty] | 20 | 4000 | 595 x 595 x 8.8 |  | 220-240V |  | 5 | E | 110 | max 4 | >80 |  | 4000 |  |  | >=0.9 |  |  | 30000 | 120 |  |  |  | Wide | 40 |  |  | Available |  |  | Class II | IK03 | 20 | 20 | 40 | 150 | -20 | 1 | 33 | White RAL9003 | 50/60Hz | Passive | LED | none | Panels | Tung Panel Value | Office; Public buildings; Retail and commercial buildings |  | =22 | 4000 | No sensor |  | RG0 | 15994100091865
93120708 | Tung Panel E2 2x2 S 33W 830 | image | datasheet | deeplink | TUNGSRAM - Tung Panel Value - 3800lm - 33W - 3000K - 80CRI - 93120708[SKU] - Recessed | 1.95 | Recessed | LED | 1 | 33 | [8 empty] | CE. Morocco. UKCA | [6 empty] | 20 | 3000 | 595 x 595 x 8.8 |  | 220-240V |  | 5 | E | 110 | max 4 | >80 |  | 3000 |  |  | >=0.9 |  |  | 30000 | 115 |  |  |  | Wide | 40 |  |  | Available |  |  | Class II | IK03 | 20 | 20 | 40 | 150 | -20 | 1 | 33 | White RAL9003 | 50/60Hz | Passive | LED | none | Panels | Tung Panel Value | Office; Public buildings; Retail and commercial buildings |  | =22 | 3800 | No sensor |  | RG0 | 15994100091872
TBD | SMIX/2S/GGG/100/50... | image | datasheet | deeplink | TUNGSRAM - SMIx/2S - 12940lm - 100W - 5000K - 70CRI - TBD[SKU] - Universal coupler 30-60mm | 7.4kg | Universal coupler 30-60mm | LED | 1 | 100 | [8 empty] | CE. ENEC | [6 empty] | 66 | 5000 | 499x365x95 |  | 220-240V |  | 5 |  |  |  | 70 |  | 5000 |  | 106000 |  | 258000 |  |  | 129.4 |  |  | 9 | GGG |  | < 10% at 100.000 hours |  | Available | 750/559 | CIE(x=0.345. y=0.355) 5 SDCM | Class I | IK08 |  |  | 50 |  | -40 | 1 | 100 | RAL7035 | 50-60Hz | Passive | LED | dimmable | Road&Street | SMIx/2S | Road&Street |  |  | 12940 | No sensor | 108000 | [6 empty] | 255000
TBD | SMIX/2S/DDD/100/50... | image | datasheet | deeplink | TUNGSRAM - SMIx/2S - 13420lm - 100W - 5000K - 70CRI - TBD[SKU] - Universal coupler 30-60mm | 7.4kg | Universal coupler 30-60mm | LED | 1 | 100 | [8 empty] | CE. ENEC | [6 empty] | 66 | 5000 | 499x365x95 |  | 220-240V |  | 5 |  |  |  | 70 |  | 5000 |  | 106000 |  | 258000 |  |  | 134.2 |  |  | 9 | DDD |  | < 10% at 100.000 hours |  | Available | 750/559 | CIE(x=0.345. y=0.355) 5 SDCM | Class I | IK08 |  |  | 50 |  | -40 | 1 | 100 | RAL7035 | 50-60Hz | Passive | LED | dimmable | Road&Street | SMIx/2S | Road&Street |  |  | 13420 | No sensor | 108000 | [6 empty] | 255000
TBD | SMIX/2S/BBB/100/50... | image | datasheet | deeplink | TUNGSRAM - SMIx/2S - 12880lm - 100W - 5000K - 70CRI - TBD[SKU] - Universal coupler 30-60mm | 7.4kg | Universal coupler 30-60mm | LED | 1 | 100 | [8 empty] | CE. ENEC | [6 empty] | 66 | 5000 | 499x365x95 |  | 220-240V |  | 5 |  |  |  | 70 |  | 5000 |  | 106000 |  | 258000 |  |  | 128.8 |  |  | 9 | BBB |  | < 10% at 100.000 hours |  | Available | 750/559 | CIE(x=0.345. y=0.355) 5 SDCM | Class I | IK08 |  |  | 50 |  | -40 | 1 | 100 | RAL7035 | 50-60Hz | Passive | LED | dimmable | Road&Street | SMIx/2S | Road&Street |  |  | 12880 | No sensor | 108000 | [6 empty] | 255000
TBD | SMIX/2S/AAA/100/50... | image | datasheet | deeplink | TUNGSRAM - SMIx/2S - 13300lm - 100W - 5000K - 70CRI - TBD[SKU] - Universal coupler 30-60mm | 7.4kg | Universal coupler 30-60mm | LED | 1 | 100 | [8 empty] | CE. ENEC | [6 empty] | 66 | 5000 | 499x365x95 |  | 220-240V |  | 5 |  |  |  | 70 |  | 5000 |  | 106000 |  | 258000 |  |  | 133 |  |  | 9 | AAA |  | < 10% at 100.000 hours |  | Available | 750/559 | CIE(x=0.345. y=0.355) 5 SDCM | Class I | IK08 |  |  | 50 |  | -40 | 1 | 100 | RAL7035 | 50-60Hz | Passive | LED | dimmable | Road&Street | SMIx/2S | Road&Street |  |  | 13300 | No sensor | 108000 | [6 empty] | 255000
TBD | SMIX/2S/GGG/90/50... | image | datasheet | deeplink | TUNGSRAM - SMIx/2S - 11620lm - 90W - 5000K - 70CRI - TBD[SKU] - Universal coupler 30-60mm | 7.4kg | Universal coupler 30-60mm | LED | 1 | 90 | [8 empty] | CE. ENEC | [6 empty] | 66 | 5000 | 499x365x95 |  | 220-240V |  | 5 |  |  |  | 70 |  | 5000 |  | 106000 |  | 258000 |  |  | 129.11 |  |  | 9 | GGG |  | < 10% at 100.000 hours |  | Available | 750/559 | CIE(x=0.345. y=0.355) 5 SDCM | Class I | IK08 |  |  | 50 |  | -40 | 1 | 90 | RAL7035 | 50-60Hz | Passive | LED | dimmable | Road&Street | SMIx/2S | Road&Street |  |  | 11620 | No sensor | 108000 | [6 empty] | 255000
TBD | SMIX/2S/DDD/90/50... | image | datasheet | deeplink | TUNGSRAM - SMIx/2S - 12050lm - 90W - 5000K - 70CRI - TBD[SKU] - Universal coupler 30-60mm | 7.4kg | Universal coupler 30-60mm | LED | 1 | 90 | [8 empty] | CE. ENEC | [6 empty] | 66 | 5000 | 499x365x95 |  | 220-240V |  | 5 |  |  |  | 70 |  | 5000 |  | 106000 |  | 258000 |  |  | 133.89 |  |  | 9 | DDD |  | < 10% at 100.000 hours |  | Available | 750/559 | CIE(x=0.345. y=0.355) 5 SDCM | Class I | IK08 |  |  | 50 |  | -40 | 1 | 90 | RAL7035 | 50-60Hz | Passive | LED | dimmable | Road&Street | SMIx/2S | Road&Street |  |  | 12050 | No sensor | 108000 | [6 empty] | 255000
TBD | SMIX/2S/BBB/90/50... | image | datasheet | deeplink | TUNGSRAM - SMIx/2S - 11560lm - 90W - 5000K - 70CRI - TBD[SKU] - Universal coupler 30-60mm | 7.4kg | Universal coupler 30-60mm | LED | 1 | 90 | [8 empty] | CE. ENEC | [6 empty] | 66 | 5000 | 499x365x95 |  | 220-240V |  | 5 |  |  |  | 70 |  | 5000 |  | 106000 |  | 258000 |  |  | 128.44 |  |  | 9 | BBB |  | < 10% at 100.000 hours |  | Available | 750/559 | CIE(x=0.345. y=0.355) 5 SDCM | Class I | IK08 |  |  | 50 |  | -40 | 1 | 90 | RAL7035 | 50-60Hz | Passive | LED | dimmable | Road&Street | SMIx/2S | Road&Street |  |  | 11560 | No sensor | 108000 | [6 empty] | 255000
TBD | SMIX/2S/AAA/90/50... | image | datasheet | deeplink | TUNGSRAM - SMIx/2S - 11940lm - 90W - 5000K - 70CRI - TBD[SKU] - Universal coupler 30-60mm | 7.4kg | Universal coupler 30-60mm | LED | 1 | 90 | [8 empty] | CE. ENEC | [6 empty] | 66 | 5000 | 499x365x95 |  | 220-240V |  | 5 |  |  |  | 70 |  | 5000 |  | 106000 |  | 258000 |  |  | 132.67 |  |  | 9 | AAA |  | < 10% at 100.000 hours |  | Available | 750/559 | CIE(x=0.345. y=0.355) 5 SDCM | Class I | IK08 |  |  | 50 |  | -40 | 1 | 90 | RAL7035 | 50-60Hz | Passive | LED | dimmable | Road&Street | SMIx/2S | Road&Street |  |  | 11940 | No sensor | 108000 | [6 empty] | 255000
TBD | SMIX/2S/GGG/80/50... | image | datasheet | deeplink | TUNGSRAM - SMIx/2S - 10600lm - 80W - 5000K - 70CRI - TBD[SKU] - Universal coupler 30-60mm | 7.4kg | Universal coupler 30-60mm | LED | 1 | 80 | [8 empty] | CE. ENEC | [6 empty] | 66 | 5000 | 499x365x95 |  | 220-240V |  | 5 |  |  |  | 70 |  | 5000 |  | 106000 |  | 258000 |  |  | 132.5 |  |  | 9 | GGG |  | < 10% at 100.000 hours |  | Available | 750/559 | CIE(x=0.345. y=0.355) 5 SDCM | Class I | IK08 |  |  | 50 |  | -40 | 1 | 80 | RAL7035 | 50-60Hz | Passive | LED | dimmable | Road&Street | SMIx/2S | Road&Street |  |  | 10600 | No sensor | 108000 | [6 empty] | 255000
TBD | SMIX/2S/DDD/80/50... | image | datasheet | deeplink | TUNGSRAM - SMIx/2S - 10990lm - 80W - 5000K - 70CRI - TBD[SKU] - Universal coupler 30-60mm | 7.4kg | Universal coupler 30-60mm | LED | 1 | 80 | [8 empty] | CE. ENEC | [6 empty] | 66 | 5000 | 499x365x95 |  | 220-240V |  | 5 |  |  |  | 70 |  | 5000 |  | 106000 |  | 258000 |  |  | 137.38 |  |  | 9 | DDD |  | < 10% at 100.000 hours |  | Available | 750/559 | CIE(x=0.345. y=0.355) 5 SDCM | Class I | IK08 |  |  | 50 |  | -40 | 1 | 80 | RAL7035 | 50-60Hz | Passive | LED | dimmable | Road&Street | SMIx/2S | Road&Street |  |  | 10990 | No sensor | 108000 | [6 empty] | 255000
TBD | SMIX/2S/BBB/80/50... | image | datasheet | deeplink | TUNGSRAM - SMIx/2S - 10550lm - 80W - 5000K - 70CRI - TBD[SKU] - Universal coupler 30-60mm | 7.4kg | Universal coupler 30-60mm | LED | 1 | 80 | [8 empty] | CE. ENEC | [6 empty] | 66 | 5000 | 499x365x95 |  | 220-240V |  | 5 |  |  |  | 70 |  | 5000 |  | 106000 |  | 258000 |  |  | 131.88 |  |  | 9 | BBB |  | < 10% at 100.000 hours |  | Available | 750/559 | CIE(x=0.345. y=0.355) 5 SDCM | Class I | IK08 |  |  | 50 |  | -40 | 1 | 80 | RAL7035 | 50-60Hz | Passive | LED | dimmable | Road&Street | SMIx/2S | Road&Street |  |  | 10550 | No sensor | 108000 | [6 empty] | 255000
TBD | SMIX/2S/AAA/80/50... | image | datasheet | deeplink | TUNGSRAM - SMIx/2S - 10890lm - 80W - 5000K - 70CRI - TBD[SKU] - Universal coupler 30-60mm | 7.4kg | Universal coupler 30-60mm | LED | 1 | 80 | [8 empty] | CE. ENEC | [6 empty] | 66 | 5000 | 499x365x95 |  | 220-240V |  | 5 |  |  |  | 70 |  | 5000 |  | 106000 |  | 258000 |  |  | 136.12 |  |  | 9 | AAA |  | < 10% at 100.000 hours |  | Available | 750/559 | CIE(x=0.345. y=0.355) 5 SDCM | Class I | IK08 |  |  | 50 |  | -40 | 1 | 80 | RAL7035 | 50-60Hz | Passive | LED | dimmable | Road&Street | SMIx/2S | Road&Street |  |  | 10890 | No sensor | 108000 | [6 empty] | 255000
TBD | SMIX/2S/GGG/65/50... | image | datasheet | deeplink | TUNGSRAM - SMIx/2S - 8890lm - 65W - 5000K - 70CRI - TBD[SKU] - Universal coupler 30-60mm | 7.4kg | Universal coupler 30-60mm | LED | 1 | 65 | [8 empty] | CE. ENEC | [6 empty] | 66 | 5000 | 499x365x95 |  | 220-240V |  | 5 |  |  |  | 70 |  | 5000 |  | 106000 |  | 258000 |  |  | 136.77 |  |  | 9 | GGG |  | < 10% at 100.000 hours |  | Available | 750/559 | CIE(x=0.345. y=0.355) 5 SDCM | Class I | IK08 |  |  | 50 |  | -40 | 1 | 65 | RAL7035 | 50-60Hz | Passive | LED | dimmable | Road&Street | SMIx/2S | Road&Street |  |  | 8890 | No sensor | 108000 | [6 empty] | 255000
TBD | SMIX/2S/DDD/65/50... | image | datasheet | deeplink | TUNGSRAM - SMIx/2S - 9210lm - 65W - 5000K - 70CRI - TBD[SKU] - Universal coupler 30-60mm | 7.4kg | Universal coupler 30-60mm | LED | 1 | 65 | [8 empty] | CE. ENEC | [6 empty] | 66 | 5000 | 499x365x95 |  | 220-240V |  | 5 |  |  |  | 70 |  | 5000 |  | 106000 |  | 258000 |  |  | 141.69 |  |  | 9 | DDD |  | < 10% at 100.000 hours |  | Available | 750/559 | CIE(x=0.345. y=0.355) 5 SDCM | Class I | IK08 |  |  | 50 |  | -40 | 1 | 65 | RAL7035 | 50-60Hz | Passive | LED | dimmable | Road&Street | SMIx/2S | Road&Street |  |  | 9210 | No sensor | 108000 | [6 empty] | 255000
TBD | SMIX/2S/BBB/65/50... | image | datasheet | deeplink | TUNGSRAM - SMIx/2S - 8840lm - 65W - 5000K - 70CRI - TBD[SKU] - Universal coupler 30-60mm | 7.4kg | Universal coupler 30-60mm | LED | 1 | 65 | [8 empty] | CE. ENEC | [6 empty] | 66 | 5000 | 499x365x95 |  | 220-240V |  | 5 |  |  |  | 70 |  | 5000 |  | 106000 |  | 258000 |  |  | 136 |  |  | 9 | BBB |  | < 10% at 100.000 hours |  | Available | 750/559 | CIE(x=0.345. y=0.355) 5 SDCM | Class I | IK08 |  |  | 50 |  | -40 | 1 | 65 | RAL7035 | 50-60Hz | Passive | LED | dimmable | Road&Street | SMIx/2S | Road&Street |  |  | 8840 | No sensor | 108000 | [6 empty] | 255000
TBD | SMIX/2S/AAA/65/50... | image | datasheet | deeplink | TUNGSRAM - SMIx/2S - 9130lm - 65W - 5000K - 70CRI - TBD[SKU] - Universal coupler 30-60mm | 7.4kg | Universal coupler 30-60mm | LED | 1 | 65 | [8 empty] | CE. ENEC | [6 empty] | 66 | 5000 | 499x365x95 |  | 220-240V |  | 5 |  |  |  | 70 |  | 5000 |  | 106000 |  | 258000 |  |  | 140.46 |  |  | 9 | AAA |  | < 10% at 100.000 hours |  | Available | 750/559 | CIE(x=0.345. y=0.355) 5 SDCM | Class I | IK08 |  |  | 50 |  | -40 | 1 | 65 | RAL7035 | 50-60Hz | Passive | LED | dimmable | Road&Street | SMIx/2S | Road&Street |  |  | 9130 | No sensor | 108000 | [6 empty] | 255000
TBD | SMIX/2S/GGG/50/50... | image | datasheet | deeplink | TUNGSRAM - SMIx/2S - 7010lm - 50W - 5000K - 70CRI - TBD[SKU] - Universal coupler 30-60mm | 7.4kg | Universal coupler 30-60mm | LED | 1 | 50 | [8 empty] | CE. ENEC | [6 empty] | 66 | 5000 | 499x365x95 |  | 220-240V |  | 5 |  |  |  | 70 |  | 5000 |  | 106000 |  | 258000 |  |  | 140.2 |  |  | 9 | GGG |  | < 10% at 100.000 hours |  | Available | 750/559 | CIE(x=0.345. y=0.355) 5 SDCM | Class I | IK08 |  |  | 50 |  | -40 | 1 | 50 | RAL7035 | 50-60Hz | Passive | LED | dimmable | Road&Street | SMIx/2S | Road&Street |  |  | 7010 | No sensor | 108000 | [6 empty] | 255000
TBD | SMIX/2S/DDD/50/50... | image | datasheet | deeplink | TUNGSRAM - SMIx/2S - 7270lm - 50W - 5000K - 70CRI - TBD[SKU] - Universal coupler 30-60mm | 7.4kg | Universal coupler 30-60mm | LED | 1 | 50 | [8 empty] | CE. ENEC | [6 empty] | 66 | 5000 | 499x365x95 |  | 220-240V |  | 5 |  |  |  | 70 |  | 5000 |  | 106000 |  | 258000 |  |  | 145.4 |  |  | 9 | DDD |  | < 10% at 100.000 hours |  | Available | 750/559 | CIE(x=0.345. y=0.355) 5 SDCM | Class I | IK08 |  |  | 50 |  | -40 | 1 | 50 | RAL7035 | 50-60Hz | Passive | LED | dimmable | Road&Street | SMIx/2S | Road&Street |  |  | 7270 | No sensor | 108000 | [6 empty] | 255000
TBD | SMIX/2S/BBB/50/50... | image | datasheet | deeplink | TUNGSRAM - SMIx/2S - 6980lm - 50W - 5000K - 70CRI - TBD[SKU] - Universal coupler 30-60mm | 7.4kg | Universal coupler 30-60mm | LED | 1 | 50 | [8 empty] | CE. ENEC | [6 empty] | 66 | 5000 | 499x365x95 |  | 220-240V |  | 5 |  |  |  | 70 |  | 5000 |  | 106000 |  | 258000 |  |  | 139.6 |  |  | 9 | BBB |  | < 10% at 100.000 hours |  | Available | 750/559 | CIE(x=0.345. y=0.355) 5 SDCM | Class I | IK08 |  |  | 50 |  | -40 | 1 | 50 | RAL7035 | 50-60Hz | Passive | LED | dimmable | Road&Street | SMIx/2S | Road&Street |  |  | 6980 | No sensor | 108000 | [6 empty] | 255000
TBD | SMIX/2S/AAA/50/50... | image | datasheet | deeplink | TUNGSRAM - SMIx/2S - 7200lm - 50W - 5000K - 70CRI - TBD[SKU] - Universal coupler 30-60mm | 7.4kg | Universal coupler 30-60mm | LED | 1 | 50 | [8 empty] | CE. ENEC | [6 empty] | 66 | 5000 | 499x365x95 |  | 220-240V |  | 5 |  |  |  | 70 |  | 5000 |  | 106000 |  | 258000 |  |  | 144 |  |  | 9 | AAA |  | < 10% at 100.000 hours |  | Available | 750/559 | CIE(x=0.345. y=0.355) 5 SDCM | Class I | IK08 |  |  | 50 |  | -40 | 1 | 50 | RAL7035 | 50-60Hz | Passive | LED | dimmable | Road&Street | SMIx/2S | Road&Street |  |  | 7200 | No sensor | 108000 | [6 empty] | 255000
TBD | SMIX/2S/GGG/40/50... | image | datasheet | deeplink | TUNGSRAM - SMIx/2S - 5670lm - 40W - 5000K - 70CRI - TBD[SKU] - Universal coupler 30-60mm | 7.4kg | Universal coupler 30-60mm | LED | 1 | 40 | [8 empty] | CE. ENEC | [6 empty] | 66 | 5000 | 499x365x95 |  | 220-240V |  | 5 |  |  |  | 70 |  | 5000 |  | 106000 |  | 258000 |  |  | 141.75 |  |  | 9 | GGG |  | < 10% at 100.000 hours |  | Available | 750/559 | CIE(x=0.345. y=0.355) 5 SDCM | Class I | IK08 |  |  | 50 |  | -40 | 1 | 40 | RAL7035 | 50-60Hz | Passive | LED | dimmable | Road&Street | SMIx/2S | Road&Street |  |  | 5670 | No sensor | 108000 | [6 empty] | 255000
TBD | SMIX/2S/DDD/40/50... | image | datasheet | deeplink | TUNGSRAM - SMIx/2S - 5880lm - 40W - 5000K - 70CRI - TBD[SKU] - Universal coupler 30-60mm | 7.4kg | Universal coupler 30-60mm | LED | 1 | 40 | [8 empty] | CE. ENEC | [6 empty] | 66 | 5000 | 499x365x95 |  | 220-240V |  | 5 |  |  |  | 70 |  | 5000 |  | 106000 |  | 258000 |  |  | 147 |  |  | 9 | DDD |  | < 10% at 100.000 hours |  | Available | 750/559 | CIE(x=0.345. y=0.355) 5 SDCM | Class I | IK08 |  |  | 50 |  | -40 | 1 | 40 | RAL7035 | 50-60Hz | Passive | LED | dimmable | Road&Street | SMIx/2S | Road&Street |  |  | 5880 | No sensor | 108000 | [6 empty] | 255000
TBD | SMIX/2S/BBB/40/50... | image | datasheet | deeplink | TUNGSRAM - SMIx/2S - 5640lm - 40W - 5000K - 70CRI - TBD[SKU] - Universal coupler 30-60mm | 7.4kg | Universal coupler 30-60mm | LED | 1 | 40 | [8 empty] | CE. ENEC | [6 empty] | 66 | 5000 | 499x365x95 |  | 220-240V |  | 5 |  |  |  | 70 |  | 5000 |  | 106000 |  | 258000 |  |  | 141 |  |  | 9 | BBB |  | < 10% at 100.000 hours |  | Available | 750/559 | CIE(x=0.345. y=0.355) 5 SDCM | Class I | IK08 |  |  | 50 |  | -40 | 1 | 40 | RAL7035 | 50-60Hz | Passive | LED | dimmable | Road&Street | SMIx/2S | Road&Street |  |  | 5640 | No sensor | 108000 | [6 empty] | 255000
TBD | SMIX/2S/AAA/40/50... | image | datasheet | deeplink | TUNGSRAM - SMIx/2S - 5830lm - 40W - 5000K - 70CRI - TBD[SKU] - Universal coupler 30-60mm | 7.4kg | Universal coupler 30-60mm | LED | 1 | 40 | [8 empty] | CE. ENEC | [6 empty] | 66 | 5000 | 499x365x95 |  | 220-240V |  | 5 |  |  |  | 70 |  | 5000 |  | 106000 |  | 258000 |  |  | 145.75 |  |  | 9 | AAA |  | < 10% at 100.000 hours |  | Available | 750/559 | CIE(x=0.345. y=0.355) 5 SDCM | Class I | IK08 |  |  | 50 |  | -40 | 1 | 40 | RAL7035 | 50-60Hz | Passive | LED | dimmable | Road&Street | SMIx/2S | Road&Street |  |  | 5830 | No sensor | 108000 | [6 empty] | 255000
TBD | SMIX/2S/GGG/35/50... | image | datasheet | deeplink | TUNGSRAM - SMIx/2S - 4970lm - 35W - 5000K - 70CRI - TBD[SKU] - Universal coupler 30-60mm | 7.4kg | Universal coupler 30-60mm | LED | 1 | 35 | [8 empty] | CE. ENEC | [6 empty] | 66 | 5000 | 499x365x95 |  | 220-240V |  | 5 |  |  |  | 70 |  | 5000 |  | 106000 |  | 258000 |  |  | 142 |  |  | 9 | GGG |  | < 10% at 100.000 hours |  | Available | 750/559 | CIE(x=0.345. y=0.355) 5 SDCM | Class I | IK08 |  |  | 50 |  | -40 | 1 | 35 | RAL7035 | 50-60Hz | Passive | LED | dimmable | Road&Street | SMIx/2S | Road&Street |  |  | 4970 | No sensor | 108000 | [6 empty] | 255000
TBD | SMIX/2S/DDD/35/50... | image | datasheet | deeplink | TUNGSRAM - SMIx/2S - 5150lm - 35W - 5000K - 70CRI - TBD[SKU] - Universal coupler 30-60mm | 7.4kg | Universal coupler 30-60mm | LED | 1 | 35 | [8 empty] | CE. ENEC | [6 empty] | 66 | 5000 | 499x365x95 |  | 220-240V |  | 5 |  |  |  | 70 |  | 5000 |  | 106000 |  | 258000 |  |  | 147.14 |  |  | 9 | DDD |  | < 10% at 100.000 hours |  | Available | 750/559 | CIE(x=0.345. y=0.355) 5 SDCM | Class I | IK08 |  |  | 50 |  | -40 | 1 | 35 | RAL7035 | 50-60Hz | Passive | LED | dimmable | Road&Street | SMIx/2S | Road&Street |  |  | 5150 | No sensor | 108000 | [6 empty] | 255000
TBD | SMIX/2S/BBB/35/50... | image | datasheet | deeplink | TUNGSRAM - SMIx/2S - 4940lm - 35W - 5000K - 70CRI - TBD[SKU] - Universal coupler 30-60mm | 7.4kg | Universal coupler 30-60mm | LED | 1 | 35 | [8 empty] | CE. ENEC | [6 empty] | 66 | 5000 | 499x365x95 |  | 220-240V |  | 5 |  |  |  | 70 |  | 5000 |  | 106000 |  | 258000 |  |  | 141.14 |  |  | 9 | BBB |  | < 10% at 100.000 hours |  | Available | 750/559 | CIE(x=0.345. y=0.355) 5 SDCM | Class I | IK08 |  |  | 50 |  | -40 | 1 | 35 | RAL7035 | 50-60Hz | Passive | LED | dimmable | Road&Street | SMIx/2S | Road&Street |  |  | 4940 | No sensor | 108000 | [6 empty] | 255000
TBD | SMIX/2S/AAA/35/50... | image | datasheet | deeplink | TUNGSRAM - SMIx/2S - 5110lm - 35W - 5000K - 70CRI - TBD[SKU] - Universal coupler 30-60mm | 7.4kg | Universal coupler 30-60mm | LED | 1 | 35 | [8 empty] | CE. ENEC | [6 empty] | 66 | 5000 | 499x365x95 |  | 220-240V |  | 5 |  |  |  | 70 |  | 5000 |  | 106000 |  | 258000 |  |  | 146 |  |  | 9 | AAA |  | < 10% at 100.000 hours |  | Available | 750/559 | CIE(x=0.345. y=0.355) 5 SDCM | Class I | IK08 |  |  | 50 |  | -40 | 1 | 35 | RAL7035 | 50-60Hz | Passive | LED | dimmable | Road&Street | SMIx/2S | Road&Street |  |  | 5110 | No sensor | 108000 | [6 empty] | 255000
TBD | SMIX/2S/GGG/30/50... | image | datasheet | deeplink | TUNGSRAM - SMIx/2S - 4350lm - 30W - 5000K - 70CRI - TBD[SKU] - Universal coupler 30-60mm | 7.4kg | Universal coupler 30-60mm | LED | 1 | 30 | [8 empty] | CE. ENEC | [6 empty] | 66 | 5000 | 499x365x95 |  | 220-240V |  | 5 |  |  |  | 70 |  | 5000 |  | 106000 |  | 258000 |  |  | 145 |  |  | 9 | GGG |  | < 10% at 100.000 hours |  | Available | 750/559 | CIE(x=0.345. y=0.355) 5 SDCM | Class I | IK08 |  |  | 50 |  | -40 | 1 | 30 | RAL7035 | 50-60Hz | Passive | LED | dimmable | Road&Street | SMIx/2S | Road&Street |  |  | 4350 | No sensor | 108000 | [6 empty] | 255000
TBD | SMIX/2S/DDD/30/50... | image | datasheet | deeplink | TUNGSRAM - SMIx/2S - 4510lm - 30W - 5000K - 70CRI - TBD[SKU] - Universal coupler 30-60mm | 7.4kg | Universal coupler 30-60mm | LED | 1 | 30 | [8 empty] | CE. ENEC | [6 empty] | 66 | 5000 | 499x365x95 |  | 220-240V |  | 5 |  |  |  | 70 |  | 5000 |  | 106000 |  | 258000 |  |  | 150.33 |  |  | 9 | DDD |  | < 10% at 100.000 hours |  | Available | 750/559 | CIE(x=0.345. y=0.355) 5 SDCM | Class I | IK08 |  |  | 50 |  | -40 | 1 | 30 | RAL7035 | 50-60Hz | Passive | LED | dimmable | Road&Street | SMIx/2S | Road&Street |  |  | 4510 | No sensor | 108000 | [6 empty] | 255000
TBD | SMIX/2S/BBB/30/50... | image | datasheet | deeplink | TUNGSRAM - SMIx/2S - 4330lm - 30W - 5000K - 70CRI - TBD[SKU] - Universal coupler 30-60mm | 7.4kg | Universal coupler 30-60mm | LED | 1 | 30 | [8 empty] | CE. ENEC | [6 empty] | 66 | 5000 | 499x365x95 |  | 220-240V |  | 5 |  |  |  | 70 |  | 5000 |  | 106000 |  | 258000 |  |  | 144.33 |  |  | 9 | BBB |  | < 10% at 100.000 hours |  | Available | 750/559 | CIE(x=0.345. y=0.355) 5 SDCM | Class I | IK08 |  |  | 50 |  | -40 | 1 | 30 | RAL7035 | 50-60Hz | Passive | LED | dimmable | Road&Street | SMIx/2S | Road&Street |  |  | 4330 | No sensor | 108000 | [6 empty] | 255000
TBD | SMIX/2S/AAA/30/50... | image | datasheet | deeplink | TUNGSRAM - SMIx/2S - 4470lm - 30W - 5000K - 70CRI - TBD[SKU] - Universal coupler 30-60mm | 7.4kg | Universal coupler 30-60mm | LED | 1 | 30 | [8 empty] | CE. ENEC | [6 empty] | 66 | 5000 | 499x365x95 |  | 220-240V |  | 5 |  |  |  | 70 |  | 5000 |  | 106000 |  | 258000 |  |  | 149 |  |  | 9 | AAA |  | < 10% at 100.000 hours |  | Available | 750/559 | CIE(x=0.345. y=0.355) 5 SDCM | Class I | IK08 |  |  | 50 |  | -40 | 1 | 30 | RAL7035 | 50-60Hz | Passive | LED | dimmable | Road&Street | SMIx/2S | Road&Street |  |  | 4470 | No sensor | 108000 | [6 empty] | 255000
TBD | SMIX/2S/GGG/25/50... | image | datasheet | deeplink | TUNGSRAM - SMIx/2S - 3590lm - 25W - 5000K - 70CRI - TBD[SKU] - Universal coupler 30-60mm | 7.4kg | Universal coupler 30-60mm | LED | 1 | 25 | [8 empty] | CE. ENEC | [6 empty] | 66 | 5000 | 499x365x95 |  | 220-240V |  | 5 |  |  |  | 70 |  | 5000 |  | 106000 |  | 258000 |  |  | 143.6 |  |  | 9 | GGG |  | < 10% at 100.000 hours |  | Available | 750/559 | CIE(x=0.345. y=0.355) 5 SDCM | Class I | IK08 |  |  | 50 |  | -40 | 1 | 25 | RAL7035 | 50-60Hz | Passive | LED | dimmable | Road&Street | SMIx/2S | Road&Street |  |  | 3590 | No sensor | 108000 | [6 empty] | 255000
TBD | SMIX/2S/DDD/25/50... | image | datasheet | deeplink | TUNGSRAM - SMIx/2S - 3730lm - 25W - 5000K - 70CRI - TBD[SKU] - Universal coupler 30-60mm | 7.4kg | Universal coupler 30-60mm | LED | 1 | 25 | [8 empty] | CE. ENEC | [6 empty] | 66 | 5000 | 499x365x95 |  | 220-240V |  | 5 |  |  |  | 70 |  | 5000 |  | 106000 |  | 258000 |  |  | 149.2 |  |  | 9 | DDD |  | < 10% at 100.000 hours |  | Available | 750/559 | CIE(x=0.345. y=0.355) 5 SDCM | Class I | IK08 |  |  | 50 |  | -40 | 1 | 25 | RAL7035 | 50-60Hz | Passive | LED | dimmable | Road&Street | SMIx/2S | Road&Street |  |  | 3730 | No sensor | 108000 | [6 empty] | 255000
TBD | SMIX/2S/BBB/25/50... | image | datasheet | deeplink | TUNGSRAM - SMIx/2S - 3580lm - 25W - 5000K - 70CRI - TBD[SKU] - Universal coupler 30-60mm | 7.4kg | Universal coupler 30-60mm | LED | 1 | 25 | [8 empty] | CE. ENEC | [6 empty] | 66 | 5000 | 499x365x95 |  | 220-240V |  | 5 |  |  |  | 70 |  | 5000 |  | 106000 |  | 258000 |  |  | 143.2 |  |  | 9 | BBB |  | < 10% at 100.000 hours |  | Available | 750/559 | CIE(x=0.345. y=0.355) 5 SDCM | Class I | IK08 |  |  | 50 |  | -40 | 1 | 25 | RAL7035 | 50-60Hz | Passive | LED | dimmable | Road&Street | SMIx/2S | Road&Street |  |  | 3580 | No sensor | 108000 | [6 empty] | 255000
TBD | SMIX/2S/AAA/25/50... | image | datasheet | deeplink | TUNGSRAM - SMIx/2S - 3690lm - 25W - 5000K - 70CRI - TBD[SKU] - Universal coupler 30-60mm | 7.4kg | Universal coupler 30-60mm | LED | 1 | 25 | [8 empty] | CE. ENEC | [6 empty] | 66 | 5000 | 499x365x95 |  | 220-240V |  | 5 |  |  |  | 70 |  | 5000 |  | 106000 |  | 258000 |  |  | 147.6 |  |  | 9 | AAA |  | < 10% at 100.000 hours |  | Available | 750/559 | CIE(x=0.345. y=0.355) 5 SDCM | Class I | IK08 |  |  | 50 |  | -40 | 1 | 25 | RAL7035 | 50-60Hz | Passive | LED | dimmable | Road&Street | SMIx/2S | Road&Street |  |  | 3690 | No sensor | 108000 | [6 empty] | 255000
TBD | SMIX/2S/GGG/20/50... | image | datasheet | deeplink | TUNGSRAM - SMIx/2S - 2990lm - 20W - 5000K - 70CRI - TBD[SKU] - Universal coupler 30-60mm | 7.4kg | Universal coupler 30-60mm | LED | 1 | 20 | [8 empty] | CE. ENEC | [6 empty] | 66 | 5000 | 499x365x95 |  | 220-240V |  | 5 |  |  |  | 70 |  | 5000 |  | 106000 |  | 258000 |  |  | 149.5 |  |  | 9 | GGG |  | < 10% at 100.000 hours |  | Available | 750/559 | CIE(x=0.345. y=0.355) 5 SDCM | Class I | IK08 |  |  | 50 |  | -40 | 1 | 20 | RAL7035 | 50-60Hz | Passive | LED | dimmable | Road&Street | SMIx/2S | Road&Street |  |  | 2990 | No sensor | 108000 | [6 empty] | 255000
TBD | SMIX/2S/DDD/20/50... | image | datasheet | deeplink | TUNGSRAM - SMIx/2S - 3100lm - 20W - 5000K - 70CRI - TBD[SKU] - Universal coupler 30-60mm | 7.4kg | Universal coupler 30-60mm | LED | 1 | 20 | [8 empty] | CE. ENEC | [6 empty] | 66 | 5000 | 499x365x95 |  | 220-240V |  | 5 |  |  |  | 70 |  | 5000 |  | 106000 |  | 258000 |  |  | 155 |  |  | 9 | DDD |  | < 10% at 100.000 hours |  | Available | 750/559 | CIE(x=0.345. y=0.355) 5 SDCM | Class I | IK08 |  |  | 50 |  | -40 | 1 | 20 | RAL7035 | 50-60Hz | Passive | LED | dimmable | Road&Street | SMIx/2S | Road&Street |  |  | 3100 | No sensor | 108000 | [6 empty] | 255000
TBD | SMIX/2S/BBB/20/50... | image | datasheet | deeplink | TUNGSRAM - SMIx/2S - 2970lm - 20W - 5000K - 70CRI - TBD[SKU] - Universal coupler 30-60mm | 7.4kg | Universal coupler 30-60mm | LED | 1 | 20 | [8 empty] | CE. ENEC | [6 empty] | 66 | 5000 | 499x365x95 |  | 220-240V |  | 5 |  |  |  | 70 |  | 5000 |  | 106000 |  | 258000 |  |  | 148.5 |  |  | 9 | BBB |  | < 10% at 100.000 hours |  | Available | 750/559 | CIE(x=0.345. y=0.355) 5 SDCM | Class I | IK08 |  |  | 50 |  | -40 | 1 | 20 | RAL7035 | 50-60Hz | Passive | LED | dimmable | Road&Street | SMIx/2S | Road&Street |  |  | 2970 | No sensor | 108000 | [6 empty] | 255000
TBD | SMIX/2S/AAA/20/50... | image | datasheet | deeplink | TUNGSRAM - SMIx/2S - 3070lm - 20W - 5000K - 70CRI - TBD[SKU] - Universal coupler 30-60mm | 7.4kg | Universal coupler 30-60mm | LED | 1 | 20 | [8 empty] | CE. ENEC | [6 empty] | 66 | 5000 | 499x365x95 |  | 220-240V |  | 5 |  |  |  | 70 |  | 5000 |  | 106000 |  | 258000 |  |  | 153.5 |  |  | 9 | AAA |  | < 10% at 100.000 hours |  | Available | 750/559 | CIE(x=0.345. y=0.355) 5 SDCM | Class I | IK08 |  |  | 50 |  | -40 | 1 | 20 | RAL7035 | 50-60Hz | Passive | LED | dimmable | Road&Street | SMIx/2S | Road&Street |  |  | 3070 | No sensor | 108000 | [6 empty] | 255000
TBD | SMIX/2S/GGG/100/30... | image | datasheet | deeplink | TUNGSRAM - SMIx/2S - 12150lm - 100W - 3000K - 70CRI - TBD[SKU] - Universal coupler 30-60mm | 7.4kg | Universal coupler 30-60mm | LED | 1 | 100 | [8 empty] | CE. ENEC | [6 empty] | 66 | 3000 | 499x365x95 |  | 220-240V |  | 5 |  |  |  | 70 |  | 3000 |  | 106000 |  | 258000 |  |  | 121.5 |  |  | 9 | GGG |  | < 10% at 100.000 hours |  | Available | 730/559 | CIE(x=0.434. y=0.403) 5 SDCM | Class I | IK08 |  |  | 50 |  | -40 | 1 | 100 | RAL7035 | 50-60Hz | Passive | LED | dimmable | Road&Street | SMIx/2S | Road&Street |  |  | 12150 | No sensor | 108000 | [6 empty] | 255000
TBD | SMIX/2S/DDD/100/30... | image | datasheet | deeplink | TUNGSRAM - SMIx/2S - 12600lm - 100W - 3000K - 70CRI - TBD[SKU] - Universal coupler 30-60mm | 7.4kg | Universal coupler 30-60mm | LED | 1 | 100 | [8 empty] | CE. ENEC | [6 empty] | 66 | 3000 | 499x365x95 |  | 220-240V |  | 5 |  |  |  | 70 |  | 3000 |  | 106000 |  | 258000 |  |  | 126 |  |  | 9 | DDD |  | < 10% at 100.000 hours |  | Available | 730/559 | CIE(x=0.434. y=0.403) 5 SDCM | Class I | IK08 |  |  | 50 |  | -40 | 1 | 100 | RAL7035 | 50-60Hz | Passive | LED | dimmable | Road&Street | SMIx/2S | Road&Street |  |  | 12600 | No sensor | 108000 | [6 empty] | 255000
TBD | SMIX/2S/BBB/100/30... | image | datasheet | deeplink | TUNGSRAM - SMIx/2S - 12090lm - 100W - 3000K - 70CRI - TBD[SKU] - Universal coupler 30-60mm | 7.4kg | Universal coupler 30-60mm | LED | 1 | 100 | [8 empty] | CE. ENEC | [6 empty] | 66 | 3000 | 499x365x95 |  | 220-240V |  | 5 |  |  |  | 70 |  | 3000 |  | 106000 |  | 258000 |  |  | 120.9 |  |  | 9 | BBB |  | < 10% at 100.000 hours |  | Available | 730/559 | CIE(x=0.434. y=0.403) 5 SDCM | Class I | IK08 |  |  | 50 |  | -40 | 1 | 100 | RAL7035 | 50-60Hz | Passive | LED | dimmable | Road&Street | SMIx/2S | Road&Street |  |  | 12090 | No sensor | 108000 | [6 empty] | 255000
TBD | SMIX/2S/AAA/100/30... | image | datasheet | deeplink | TUNGSRAM - SMIx/2S - 12490lm - 100W - 3000K - 70CRI - TBD[SKU] - Universal coupler 30-60mm | 7.4kg | Universal coupler 30-60mm | LED | 1 | 100 | [8 empty] | CE. ENEC | [6 empty] | 66 | 3000 | 499x365x95 |  | 220-240V |  | 5 |  |  |  | 70 |  | 3000 |  | 106000 |  | 258000 |  |  | 124.9 |  |  | 9 | AAA |  | < 10% at 100.000 hours |  | Available | 730/559 | CIE(x=0.434. y=0.403) 5 SDCM | Class I | IK08 |  |  | 50 |  | -40 | 1 | 100 | RAL7035 | 50-60Hz | Passive | LED | dimmable | Road&Street | SMIx/2S | Road&Street |  |  | 12490 | No sensor | 108000 | [6 empty] | 255000
TBD | SMIX/2S/GGG/90/30... | image | datasheet | deeplink | TUNGSRAM - SMIx/2S - 10910lm - 90W - 3000K - 70CRI - TBD[SKU] - Universal coupler 30-60mm | 7.4kg | Universal coupler 30-60mm | LED | 1 | 90 | [8 empty] | CE. ENEC | [6 empty] | 66 | 3000 | 499x365x95 |  | 220-240V |  | 5 |  |  |  | 70 |  | 3000 |  | 106000 |  | 258000 |  |  | 121.22 |  |  | 9 | GGG |  | < 10% at 100.000 hours |  | Available | 730/559 | CIE(x=0.434. y=0.403) 5 SDCM | Class I | IK08 |  |  | 50 |  | -40 | 1 | 90 | RAL7035 | 50-60Hz | Passive | LED | dimmable | Road&Street | SMIx/2S | Road&Street |  |  | 10910 | No sensor | 108000 | [6 empty] | 255000
TBD | SMIX/2S/DDD/90/30... | image | datasheet | deeplink | TUNGSRAM - SMIx/2S - 11310lm - 90W - 3000K - 70CRI - TBD[SKU] - Universal coupler 30-60mm | 7.4kg | Universal coupler 30-60mm | LED | 1 | 90 | [8 empty] | CE. ENEC | [6 empty] | 66 | 3000 | 499x365x95 |  | 220-240V |  | 5 |  |  |  | 70 |  | 3000 |  | 106000 |  | 258000 |  |  | 125.67 |  |  | 9 | DDD |  | < 10% at 100.000 hours |  | Available | 730/559 | CIE(x=0.434. y=0.403) 5 SDCM | Class I | IK08 |  |  | 50 |  | -40 | 1 | 90 | RAL7035 | 50-60Hz | Passive | LED | dimmable | Road&Street | SMIx/2S | Road&Street |  |  | 11310 | No sensor | 108000 | [6 empty] | 255000
TBD | SMIX/2S/BBB/90/30... | image | datasheet | deeplink | TUNGSRAM - SMIx/2S - 10860lm - 90W - 3000K - 70CRI - TBD[SKU] - Universal coupler 30-60mm | 7.4kg | Universal coupler 30-60mm | LED | 1 | 90 | [8 empty] | CE. ENEC | [6 empty] | 66 | 3000 | 499x365x95 |  | 220-240V |  | 5 |  |  |  | 70 |  | 3000 |  | 106000 |  | 258000 |  |  | 120.67 |  |  | 9 | BBB |  | < 10% at 100.000 hours |  | Available | 730/559 | CIE(x=0.434. y=0.403) 5 SDCM | Class I | IK08 |  |  | 50 |  | -40 | 1 | 90 | RAL7035 | 50-60Hz | Passive | LED | dimmable | Road&Street | SMIx/2S | Road&Street |  |  | 10860 | No sensor | 108000 | [6 empty] | 255000
TBD | SMIX/2S/AAA/90/30... | image | datasheet | deeplink | TUNGSRAM - SMIx/2S - 11210lm - 90W - 3000K - 70CRI - TBD[SKU] - Universal coupler 30-60mm | 7.4kg | Universal coupler 30-60mm | LED | 1 | 90 | [8 empty] | CE. ENEC | [6 empty] | 66 | 3000 | 499x365x95 |  | 220-240V |  | 5 |  |  |  | 70 |  | 3000 |  | 106000 |  | 258000 |  |  | 124.56 |  |  | 9 | AAA |  | < 10% at 100.000 hours |  | Available | 730/559 | CIE(x=0.434. y=0.403) 5 SDCM | Class I | IK08 |  |  | 50 |  | -40 | 1 | 90 | RAL7035 | 50-60Hz | Passive | LED | dimmable | Road&Street | SMIx/2S | Road&Street |  |  | 11210 | No sensor | 108000 | [6 empty] | 255000
TBD | SMIX/2S/GGG/80/30... | image | datasheet | deeplink | TUNGSRAM - SMIx/2S - 9950lm - 80W - 3000K - 70CRI - TBD[SKU] - Universal coupler 30-60mm | 7.4kg | Universal coupler 30-60mm | LED | 1 | 80 | [8 empty] | CE. ENEC | [6 empty] | 66 | 3000 | 499x365x95 |  | 220-240V |  | 5 |  |  |  | 70 |  | 3000 |  | 106000 |  | 258000 |  |  | 124.38 |  |  | 9 | GGG |  | < 10% at 100.000 hours |  | Available | 730/559 | CIE(x=0.434. y=0.403) 5 SDCM | Class I | IK08 |  |  | 50 |  | -40 | 1 | 80 | RAL7035 | 50-60Hz | Passive | LED | dimmable | Road&Street | SMIx/2S | Road&Street |  |  | 9950 | No sensor | 108000 | [6 empty] | 255000
TBD | SMIX/2S/DDD/80/30... | image | datasheet | deeplink | TUNGSRAM - SMIx/2S - 10320lm - 80W - 3000K - 70CRI - TBD[SKU] - Universal coupler 30-60mm | 7.4kg | Universal coupler 30-60mm | LED | 1 | 80 | [8 empty] | CE. ENEC | [6 empty] | 66 | 3000 | 499x365x95 |  | 220-240V |  | 5 |  |  |  | 70 |  | 3000 |  | 106000 |  | 258000 |  |  | 129 |  |  | 9 | DDD |  | < 10% at 100.000 hours |  | Available | 730/559 | CIE(x=0.434. y=0.403) 5 SDCM | Class I | IK08 |  |  | 50 |  | -40 | 1 | 80 | RAL7035 | 50-60Hz | Passive | LED | dimmable | Road&Street | SMIx/2S | Road&Street |  |  | 10320 | No sensor | 108000 | [6 empty] | 255000
TBD | SMIX/2S/BBB/80/30... | image | datasheet | deeplink | TUNGSRAM - SMIx/2S - 9900lm - 80W - 3000K - 70CRI - TBD[SKU] - Universal coupler 30-60mm | 7.4kg | Universal coupler 30-60mm | LED | 1 | 80 | [8 empty] | CE. ENEC | [6 empty] | 66 | 3000 | 499x365x95 |  | 220-240V |  | 5 |  |  |  | 70 |  | 3000 |  | 106000 |  | 258000 |  |  | 123.75 |  |  | 9 | BBB |  | < 10% at 100.000 hours |  | Available | 730/559 | CIE(x=0.434. y=0.403) 5 SDCM | Class I | IK08 |  |  | 50 |  | -40 | 1 | 80 | RAL7035 | 50-60Hz | Passive | LED | dimmable | Road&Street | SMIx/2S | Road&Street |  |  | 9900 | No sensor | 108000 | [6 empty] | 255000
TBD | SMIX/2S/AAA/80/30... | image | datasheet | deeplink | TUNGSRAM - SMIx/2S - 10220lm - 80W - 3000K - 70CRI - TBD[SKU] - Universal coupler 30-60mm | 7.4kg | Universal coupler 30-60mm | LED | 1 | 80 | [8 empty] | CE. ENEC | [6 empty] | 66 | 3000 | 499x365x95 |  | 220-240V |  | 5 |  |  |  | 70 |  | 3000 |  | 106000 |  | 258000 |  |  | 127.75 |  |  | 9 | AAA |  | < 10% at 100.000 hours |  | Available | 730/559 | CIE(x=0.434. y=0.403) 5 SDCM | Class I | IK08 |  |  | 50 |  | -40 | 1 | 80 | RAL7035 | 50-60Hz | Passive | LED | dimmable | Road&Street | SMIx/2S | Road&Street |  |  | 10220 | No sensor | 108000 | [6 empty] | 255000
TBD | SMIX/2S/GGG/65/30... | image | datasheet | deeplink | TUNGSRAM - SMIx/2S - 8340lm - 65W - 3000K - 70CRI - TBD[SKU] - Universal coupler 30-60mm | 7.4kg | Universal coupler 30-60mm | LED | 1 | 65 | [8 empty] | CE. ENEC | [6 empty] | 66 | 3000 | 499x365x95 |  | 220-240V |  | 5 |  |  |  | 70 |  | 3000 |  | 106000 |  | 258000 |  |  | 128.31 |  |  | 9 | GGG |  | < 10% at 100.000 hours |  | Available | 730/559 | CIE(x=0.434. y=0.403) 5 SDCM | Class I | IK08 |  |  | 50 |  | -40 | 1 | 65 | RAL7035 | 50-60Hz | Passive | LED | dimmable | Road&Street | SMIx/2S | Road&Street |  |  | 8340 | No sensor | 108000 | [6 empty] | 255000
TBD | SMIX/2S/DDD/65/30... | image | datasheet | deeplink | TUNGSRAM - SMIx/2S - 8650lm - 65W - 3000K - 70CRI - TBD[SKU] - Universal coupler 30-60mm | 7.4kg | Universal coupler 30-60mm | LED | 1 | 65 | [8 empty] | CE. ENEC | [6 empty] | 66 | 3000 | 499x365x95 |  | 220-240V |  | 5 |  |  |  | 70 |  | 3000 |  | 106000 |  | 258000 |  |  | 133.08 |  |  | 9 | DDD |  | < 10% at 100.000 hours |  | Available | 730/559 | CIE(x=0.434. y=0.403) 5 SDCM | Class I | IK08 |  |  | 50 |  | -40 | 1 | 65 | RAL7035 | 50-60Hz | Passive | LED | dimmable | Road&Street | SMIx/2S | Road&Street |  |  | 8650 | No sensor | 108000 | [6 empty] | 255000
TBD | SMIX/2S/BBB/65/30... | image | datasheet | deeplink | TUNGSRAM - SMIx/2S - 8300lm - 65W - 3000K - 70CRI - TBD[SKU] - Universal coupler 30-60mm | 7.4kg | Universal coupler 30-60mm | LED | 1 | 65 | [8 empty] | CE. ENEC | [6 empty] | 66 | 3000 | 499x365x95 |  | 220-240V |  | 5 |  |  |  | 70 |  | 3000 |  | 106000 |  | 258000 |  |  | 127.69 |  |  | 9 | BBB |  | < 10% at 100.000 hours |  | Available | 730/559 | CIE(x=0.434. y=0.403) 5 SDCM | Class I | IK08 |  |  | 50 |  | -40 | 1 | 65 | RAL7035 | 50-60Hz | Passive | LED | dimmable | Road&Street | SMIx/2S | Road&Street |  |  | 8300 | No sensor | 108000 | [6 empty] | 255000
TBD | SMIX/2S/AAA/65/30... | image | datasheet | deeplink | TUNGSRAM - SMIx/2S - 8570lm - 65W - 3000K - 70CRI - TBD[SKU] - Universal coupler 30-60mm | 7.4kg | Universal coupler 30-60mm | LED | 1 | 65 | [8 empty] | CE. ENEC | [6 empty] | 66 | 3000 | 499x365x95 |  | 220-240V |  | 5 |  |  |  | 70 |  | 3000 |  | 106000 |  | 258000 |  |  | 131.85 |  |  | 9 | AAA |  | < 10% at 100.000 hours |  | Available | 730/559 | CIE(x=0.434. y=0.403) 5 SDCM | Class I | IK08 |  |  | 50 |  | -40 | 1 | 65 | RAL7035 | 50-60Hz | Passive | LED | dimmable | Road&Street | SMIx/2S | Road&Street |  |  | 8570 | No sensor | 108000 | [6 empty] | 255000
TBD | SMIX/2S/GGG/50/30... | image | datasheet | deeplink | TUNGSRAM - SMIx/2S - 6580lm - 50W - 3000K - 70CRI - TBD[SKU] - Universal coupler 30-60mm | 7.4kg | Universal coupler 30-60mm | LED | 1 | 50 | [8 empty] | CE. ENEC | [6 empty] | 66 | 3000 | 499x365x95 |  | 220-240V |  | 5 |  |  |  | 70 |  | 3000 |  | 106000 |  | 258000 |  |  | 131.6 |  |  | 9 | GGG |  | < 10% at 100.000 hours |  | Available | 730/559 | CIE(x=0.434. y=0.403) 5 SDCM | Class I | IK08 |  |  | 50 |  | -40 | 1 | 50 | RAL7035 | 50-60Hz | Passive | LED | dimmable | Road&Street | SMIx/2S | Road&Street |  |  | 6580 | No sensor | 108000 | [6 empty] | 255000
TBD | SMIX/2S/DDD/50/30... | image | datasheet | deeplink | TUNGSRAM - SMIx/2S - 6830lm - 50W - 3000K - 70CRI - TBD[SKU] - Universal coupler 30-60mm | 7.4kg | Universal coupler 30-60mm | LED | 1 | 50 | [8 empty] | CE. ENEC | [6 empty] | 66 | 3000 | 499x365x95 |  | 220-240V |  | 5 |  |  |  | 70 |  | 3000 |  | 106000 |  | 258000 |  |  | 136.6 |  |  | 9 | DDD |  | < 10% at 100.000 hours |  | Available | 730/559 | CIE(x=0.434. y=0.403) 5 SDCM | Class I | IK08 |  |  | 50 |  | -40 | 1 | 50 | RAL7035 | 50-60Hz | Passive | LED | dimmable | Road&Street | SMIx/2S | Road&Street |  |  | 6830 | No sensor | 108000 | [6 empty] | 255000
TBD | SMIX/2S/BBB/50/30... | image | datasheet | deeplink | TUNGSRAM - SMIx/2S - 6550lm - 50W - 3000K - 70CRI - TBD[SKU] - Universal coupler 30-60mm | 7.4kg | Universal coupler 30-60mm | LED | 1 | 50 | [8 empty] | CE. ENEC | [6 empty] | 66 | 3000 | 499x365x95 |  | 220-240V |  | 5 |  |  |  | 70 |  | 3000 |  | 106000 |  | 258000 |  |  | 131 |  |  | 9 | BBB |  | < 10% at 100.000 hours |  | Available | 730/559 | CIE(x=0.434. y=0.403) 5 SDCM | Class I | IK08 |  |  | 50 |  | -40 | 1 | 50 | RAL7035 | 50-60Hz | Passive | LED | dimmable | Road&Street | SMIx/2S | Road&Street |  |  | 6550 | No sensor | 108000 | [6 empty] | 255000
TBD | SMIX/2S/AAA/50/30... | image | datasheet | deeplink | TUNGSRAM - SMIx/2S - 6760lm - 50W - 3000K - 70CRI - TBD[SKU] - Universal coupler 30-60mm | 7.4kg | Universal coupler 30-60mm | LED | 1 | 50 | [8 empty] | CE. ENEC | [6 empty] | 66 | 3000 | 499x365x95 |  | 220-240V |  | 5 |  |  |  | 70 |  | 3000 |  | 106000 |  | 258000 |  |  | 135.2 |  |  | 9 | AAA |  | < 10% at 100.000 hours |  | Available | 730/559 | CIE(x=0.434. y=0.403) 5 SDCM | Class I | IK08 |  |  | 50 |  | -40 | 1 | 50 | RAL7035 | 50-60Hz | Passive | LED | dimmable | Road&Street | SMIx/2S | Road&Street |  |  | 6760 | No sensor | 108000 | [6 empty] | 255000
TBD | SMIX/2S/GGG/40/30... | image | datasheet | deeplink | TUNGSRAM - SMIx/2S - 5320lm - 40W - 3000K - 70CRI - TBD[SKU] - Universal coupler 30-60mm | 7.4kg | Universal coupler 30-60mm | LED | 1 | 40 | [8 empty] | CE. ENEC | [6 empty] | 66 | 3000 | 499x365x95 |  | 220-240V |  | 5 |  |  |  | 70 |  | 3000 |  | 106000 |  | 258000 |  |  | 133 |  |  | 9 | GGG |  | < 10% at 100.000 hours |  | Available | 730/559 | CIE(x=0.434. y=0.403) 5 SDCM | Class I | IK08 |  |  | 50 |  | -40 | 1 | 40 | RAL7035 | 50-60Hz | Passive | LED | dimmable | Road&Street | SMIx/2S | Road&Street |  |  | 5320 | No sensor | 108000 | [6 empty] | 255000
TBD | SMIX/2S/DDD/40/30... | image | datasheet | deeplink | TUNGSRAM - SMIx/2S - 5520lm - 40W - 3000K - 70CRI - TBD[SKU] - Universal coupler 30-60mm | 7.4kg | Universal coupler 30-60mm | LED | 1 | 40 | [8 empty] | CE. ENEC | [6 empty] | 66 | 3000 | 499x365x95 |  | 220-240V |  | 5 |  |  |  | 70 |  | 3000 |  | 106000 |  | 258000 |  |  | 138 |  |  | 9 | DDD |  | < 10% at 100.000 hours |  | Available | 730/559 | CIE(x=0.434. y=0.403) 5 SDCM | Class I | IK08 |  |  | 50 |  | -40 | 1 | 40 | RAL7035 | 50-60Hz | Passive | LED | dimmable | Road&Street | SMIx/2S | Road&Street |  |  | 5520 | No sensor | 108000 | [6 empty] | 255000
TBD | SMIX/2S/BBB/40/30... | image | datasheet | deeplink | TUNGSRAM - SMIx/2S - 5300lm - 40W - 3000K - 70CRI - TBD[SKU] - Universal coupler 30-60mm | 7.4kg | Universal coupler 30-60mm | LED | 1 | 40 | [8 empty] | CE. ENEC | [6 empty] | 66 | 3000 | 499x365x95 |  | 220-240V |  | 5 |  |  |  | 70 |  | 3000 |  | 106000 |  | 258000 |  |  | 132.5 |  |  | 9 | BBB |  | < 10% at 100.000 hours |  | Available | 730/559 | CIE(x=0.434. y=0.403) 5 SDCM | Class I | IK08 |  |  | 50 |  | -40 | 1 | 40 | RAL7035 | 50-60Hz | Passive | LED | dimmable | Road&Street | SMIx/2S | Road&Street |  |  | 5300 | No sensor | 108000 | [6 empty] | 255000
TBD | SMIX/2S/AAA/40/30... | image | datasheet | deeplink | TUNGSRAM - SMIx/2S - 5470lm - 40W - 3000K - 70CRI - TBD[SKU] - Universal coupler 30-60mm | 7.4kg | Universal coupler 30-60mm | LED | 1 | 40 | [8 empty] | CE. ENEC | [6 empty] | 66 | 3000 | 499x365x95 |  | 220-240V |  | 5 |  |  |  | 70 |  | 3000 |  | 106000 |  | 258000 |  |  | 136.75 |  |  | 9 | AAA |  | < 10% at 100.000 hours |  | Available | 730/559 | CIE(x=0.434. y=0.403) 5 SDCM | Class I | IK08 |  |  | 50 |  | -40 | 1 | 40 | RAL7035 | 50-60Hz | Passive | LED | dimmable | Road&Street | SMIx/2S | Road&Street |  |  | 5470 | No sensor | 108000 | [6 empty] | 255000
TBD | SMIX/2S/GGG/35/30... | image | datasheet | deeplink | TUNGSRAM - SMIx/2S - 4660lm - 35W - 3000K - 70CRI - TBD[SKU] - Universal coupler 30-60mm | 7.4kg | Universal coupler 30-60mm | LED | 1 | 35 | [8 empty] | CE. ENEC | [6 empty] | 66 | 3000 | 499x365x95 |  | 220-240V |  | 5 |  |  |  | 70 |  | 3000 |  | 106000 |  | 258000 |  |  | 133.14 |  |  | 9 | GGG |  | < 10% at 100.000 hours |  | Available | 730/559 | CIE(x=0.434. y=0.403) 5 SDCM | Class I | IK08 |  |  | 50 |  | -40 | 1 | 35 | RAL7035 | 50-60Hz | Passive | LED | dimmable | Road&Street | SMIx/2S | Road&Street |  |  | 4660 | No sensor | 108000 | [6 empty] | 255000
TBD | SMIX/2S/DDD/35/30... | image | datasheet | deeplink | TUNGSRAM - SMIx/2S - 4840lm - 35W - 3000K - 70CRI - TBD[SKU] - Universal coupler 30-60mm | 7.4kg | Universal coupler 30-60mm | LED | 1 | 35 | [8 empty] | CE. ENEC | [6 empty] | 66 | 3000 | 499x365x95 |  | 220-240V |  | 5 |  |  |  | 70 |  | 3000 |  | 106000 |  | 258000 |  |  | 138.29 |  |  | 9 | DDD |  | < 10% at 100.000 hours |  | Available | 730/559 | CIE(x=0.434. y=0.403) 5 SDCM | Class I | IK08 |  |  | 50 |  | -40 | 1 | 35 | RAL7035 | 50-60Hz | Passive | LED | dimmable | Road&Street | SMIx/2S | Road&Street |  |  | 4840 | No sensor | 108000 | [6 empty] | 255000
TBD | SMIX/2S/BBB/35/30... | image | datasheet | deeplink | TUNGSRAM - SMIx/2S - 4640lm - 35W - 3000K - 70CRI - TBD[SKU] - Universal coupler 30-60mm | 7.4kg | Universal coupler 30-60mm | LED | 1 | 35 | [8 empty] | CE. ENEC | [6 empty] | 66 | 3000 | 499x365x95 |  | 220-240V |  | 5 |  |  |  | 70 |  | 3000 |  | 106000 |  | 258000 |  |  | 132.57 |  |  | 9 | BBB |  | < 10% at 100.000 hours |  | Available | 730/559 | CIE(x=0.434. y=0.403) 5 SDCM | Class I | IK08 |  |  | 50 |  | -40 | 1 | 35 | RAL7035 | 50-60Hz | Passive | LED | dimmable | Road&Street | SMIx/2S | Road&Street |  |  | 4640 | No sensor | 108000 | [6 empty] | 255000
TBD | SMIX/2S/AAA/35/30... | image | datasheet | deeplink | TUNGSRAM - SMIx/2S - 4790lm - 35W - 3000K - 70CRI - TBD[SKU] - Universal coupler 30-60mm | 7.4kg | Universal coupler 30-60mm | LED | 1 | 35 | [8 empty] | CE. ENEC | [6 empty] | 66 | 3000 | 499x365x95 |  | 220-240V |  | 5 |  |  |  | 70 |  | 3000 |  | 106000 |  | 258000 |  |  | 136.86 |  |  | 9 | AAA |  | < 10% at 100.000 hours |  | Available | 730/559 | CIE(x=0.434. y=0.403) 5 SDCM | Class I | IK08 |  |  | 50 |  | -40 | 1 | 35 | RAL7035 | 50-60Hz | Passive | LED | dimmable | Road&Street | SMIx/2S | Road&Street |  |  | 4790 | No sensor | 108000 | [6 empty] | 255000
TBD | SMIX/2S/GGG/30/30... | image | datasheet | deeplink | TUNGSRAM - SMIx/2S - 4080lm - 30W - 3000K - 70CRI - TBD[SKU] - Universal coupler 30-60mm | 7.4kg | Universal coupler 30-60mm | LED | 1 | 30 | [8 empty] | CE. ENEC | [6 empty] | 66 | 3000 | 499x365x95 |  | 220-240V |  | 5 |  |  |  | 70 |  | 3000 |  | 106000 |  | 258000 |  |  | 136 |  |  | 9 | GGG |  | < 10% at 100.000 hours |  | Available | 730/559 | CIE(x=0.434. y=0.403) 5 SDCM | Class I | IK08 |  |  | 50 |  | -40 | 1 | 30 | RAL7035 | 50-60Hz | Passive | LED | dimmable | Road&Street | SMIx/2S | Road&Street |  |  | 4080 | No sensor | 108000 | [6 empty] | 255000
TBD | SMIX/2S/DDD/30/30... | image | datasheet | deeplink | TUNGSRAM - SMIx/2S - 4230lm - 30W - 3000K - 70CRI - TBD[SKU] - Universal coupler 30-60mm | 7.4kg | Universal coupler 30-60mm | LED | 1 | 30 | [8 empty] | CE. ENEC | [6 empty] | 66 | 3000 | 499x365x95 |  | 220-240V |  | 5 |  |  |  | 70 |  | 3000 |  | 106000 |  | 258000 |  |  | 141 |  |  | 9 | DDD |  | < 10% at 100.000 hours |  | Available | 730/559 | CIE(x=0.434. y=0.403) 5 SDCM | Class I | IK08 |  |  | 50 |  | -40 | 1 | 30 | RAL7035 | 50-60Hz | Passive | LED | dimmable | Road&Street | SMIx/2S | Road&Street |  |  | 4230 | No sensor | 108000 | [6 empty] | 255000
TBD | SMIX/2S/BBB/30/30... | image | datasheet | deeplink | TUNGSRAM - SMIx/2S - 4060lm - 30W - 3000K - 70CRI - TBD[SKU] - Universal coupler 30-60mm | 7.4kg | Universal coupler 30-60mm | LED | 1 | 30 | [8 empty] | CE. ENEC | [6 empty] | 66 | 3000 | 499x365x95 |  | 220-240V |  | 5 |  |  |  | 70 |  | 3000 |  | 106000 |  | 258000 |  |  | 135.33 |  |  | 9 | BBB |  | < 10% at 100.000 hours |  | Available | 730/559 | CIE(x=0.434. y=0.403) 5 SDCM | Class I | IK08 |  |  | 50 |  | -40 | 1 | 30 | RAL7035 | 50-60Hz | Passive | LED | dimmable | Road&Street | SMIx/2S | Road&Street |  |  | 4060 | No sensor | 108000 | [6 empty] | 255000
TBD | SMIX/2S/AAA/30/30... | image | datasheet | deeplink | TUNGSRAM - SMIx/2S - 4190lm - 30W - 3000K - 70CRI - TBD[SKU] - Universal coupler 30-60mm | 7.4kg | Universal coupler 30-60mm | LED | 1 | 30 | [8 empty] | CE. ENEC | [6 empty] | 66 | 3000 | 499x365x95 |  | 220-240V |  | 5 |  |  |  | 70 |  | 3000 |  | 106000 |  | 258000 |  |  | 139.67 |  |  | 9 | AAA |  | < 10% at 100.000 hours |  | Available | 730/559 | CIE(x=0.434. y=0.403) 5 SDCM | Class I | IK08 |  |  | 50 |  | -40 | 1 | 30 | RAL7035 | 50-60Hz | Passive | LED | dimmable | Road&Street | SMIx/2S | Road&Street |  |  | 4190 | No sensor | 108000 | [6 empty] | 255000
TBD | SMIX/2S/GGG/25/30... | image | datasheet | deeplink | TUNGSRAM - SMIx/2S - 3370lm - 25W - 3000K - 70CRI - TBD[SKU] - Universal coupler 30-60mm | 7.4kg | Universal coupler 30-60mm | LED | 1 | 25 | [8 empty] | CE. ENEC | [6 empty] | 66 | 3000 | 499x365x95 |  | 220-240V |  | 5 |  |  |  | 70 |  | 3000 |  | 106000 |  | 258000 |  |  | 134.8 |  |  | 9 | GGG |  | < 10% at 100.000 hours |  | Available | 730/559 | CIE(x=0.434. y=0.403) 5 SDCM | Class I | IK08 |  |  | 50 |  | -40 | 1 | 25 | RAL7035 | 50-60Hz | Passive | LED | dimmable | Road&Street | SMIx/2S | Road&Street |  |  | 3370 | No sensor | 108000 | [6 empty] | 255000
TBD | SMIX/2S/DDD/25/30... | image | datasheet | deeplink | TUNGSRAM - SMIx/2S - 3500lm - 25W - 3000K - 70CRI - TBD[SKU] - Universal coupler 30-60mm | 7.4kg | Universal coupler 30-60mm | LED | 1 | 25 | [8 empty] | CE. ENEC | [6 empty] | 66 | 3000 | 499x365x95 |  | 220-240V |  | 5 |  |  |  | 70 |  | 3000 |  | 106000 |  | 258000 |  |  | 140 |  |  | 9 | DDD |  | < 10% at 100.000 hours |  | Available | 730/559 | CIE(x=0.434. y=0.403) 5 SDCM | Class I | IK08 |  |  | 50 |  | -40 | 1 | 25 | RAL7035 | 50-60Hz | Passive | LED | dimmable | Road&Street | SMIx/2S | Road&Street |  |  | 3500 | No sensor | 108000 | [6 empty] | 255000
TBD | SMIX/2S/BBB/25/30... | image | datasheet | deeplink | TUNGSRAM - SMIx/2S - 3360lm - 25W - 3000K - 70CRI - TBD[SKU] - Universal coupler 30-60mm | 7.4kg | Universal coupler 30-60mm | LED | 1 | 25 | [8 empty] | CE. ENEC | [6 empty] | 66 | 3000 | 499x365x95 |  | 220-240V |  | 5 |  |  |  | 70 |  | 3000 |  | 106000 |  | 258000 |  |  | 134.4 |  |  | 9 | BBB |  | < 10% at 100.000 hours |  | Available | 730/559 | CIE(x=0.434. y=0.403) 5 SDCM | Class I | IK08 |  |  | 50 |  | -40 | 1 | 25 | RAL7035 | 50-60Hz | Passive | LED | dimmable | Road&Street | SMIx/2S | Road&Street |  |  | 3360 | No sensor | 108000 | [6 empty] | 255000
TBD | SMIX/2S/AAA/25/30... | image | datasheet | deeplink | TUNGSRAM - SMIx/2S - 3470lm - 25W - 3000K - 70CRI - TBD[SKU] - Universal coupler 30-60mm | 7.4kg | Universal coupler 30-60mm | LED | 1 | 25 | [8 empty] | CE. ENEC | [6 empty] | 66 | 3000 | 499x365x95 |  | 220-240V |  | 5 |  |  |  | 70 |  | 3000 |  | 106000 |  | 258000 |  |  | 138.8 |  |  | 9 | AAA |  | < 10% at 100.000 hours |  | Available | 730/559 | CIE(x=0.434. y=0.403) 5 SDCM | Class I | IK08 |  |  | 50 |  | -40 | 1 | 25 | RAL7035 | 50-60Hz | Passive | LED | dimmable | Road&Street | SMIx/2S | Road&Street |  |  | 3470 | No sensor | 108000 | [6 empty] | 255000
TBD | SMIX/2S/GGG/20/30... | image | datasheet | deeplink | TUNGSRAM - SMIx/2S - 2800lm - 20W - 3000K - 70CRI - TBD[SKU] - Universal coupler 30-60mm | 7.4kg | Universal coupler 30-60mm | LED | 1 | 20 | [8 empty] | CE. ENEC | [6 empty] | 66 | 3000 | 499x365x95 |  | 220-240V |  | 5 |  |  |  | 70 |  | 3000 |  | 106000 |  | 258000 |  |  | 140 |  |  | 9 | GGG |  | < 10% at 100.000 hours |  | Available | 730/559 | CIE(x=0.434. y=0.403) 5 SDCM | Class I | IK08 |  |  | 50 |  | -40 | 1 | 20 | RAL7035 | 50-60Hz | Passive | LED | dimmable | Road&Street | SMIx/2S | Road&Street |  |  | 2800 | No sensor | 108000 | [6 empty] | 255000
TBD | SMIX/2S/DDD/20/30... | image | datasheet | deeplink | TUNGSRAM - SMIx/2S - 2910lm - 20W - 3000K - 70CRI - TBD[SKU] - Universal coupler 30-60mm | 7.4kg | Universal coupler 30-60mm | LED | 1 | 20 | [8 empty] | CE. ENEC | [6 empty] | 66 | 3000 | 499x365x95 |  | 220-240V |  | 5 |  |  |  | 70 |  | 3000 |  | 106000 |  | 258000 |  |  | 145.5 |  |  | 9 | DDD |  | < 10% at 100.000 hours |  | Available | 730/559 | CIE(x=0.434. y=0.403) 5 SDCM | Class I | IK08 |  |  | 50 |  | -40 | 1 | 20 | RAL7035 | 50-60Hz | Passive | LED | dimmable | Road&Street | SMIx/2S | Road&Street |  |  | 2910 | No sensor | 108000 | [6 empty] | 255000
TBD | SMIX/2S/BBB/20/30... | image | datasheet | deeplink | TUNGSRAM - SMIx/2S - 2790lm - 20W - 3000K - 70CRI - TBD[SKU] - Universal coupler 30-60mm | 7.4kg | Universal coupler 30-60mm | LED | 1 | 20 | [8 empty] | CE. ENEC | [6 empty] | 66 | 3000 | 499x365x95 |  | 220-240V |  | 5 |  |  |  | 70 |  | 3000 |  | 106000 |  | 258000 |  |  | 139.5 |  |  | 9 | BBB |  | < 10% at 100.000 hours |  | Available | 730/559 | CIE(x=0.434. y=0.403) 5 SDCM | Class I | IK08 |  |  | 50 |  | -40 | 1 | 20 | RAL7035 | 50-60Hz | Passive | LED | dimmable | Road&Street | SMIx/2S | Road&Street |  |  | 2790 | No sensor | 108000 | [6 empty] | 255000
TBD | SMIX/2S/AAA/20/30... | image | datasheet | deeplink | TUNGSRAM - SMIx/2S - 2880lm - 20W - 3000K - 70CRI - TBD[SKU] - Universal coupler 30-60mm | 7.4kg | Universal coupler 30-60mm | LED | 1 | 20 | [8 empty] | CE. ENEC | [6 empty] | 66 | 3000 | 499x365x95 |  | 220-240V |  | 5 |  |  |  | 70 |  | 3000 |  | 106000 |  | 258000 |  |  | 144 |  |  | 9 | AAA |  | < 10% at 100.000 hours |  | Available | 730/559 | CIE(x=0.434. y=0.403) 5 SDCM | Class I | IK08 |  |  | 50 |  | -40 | 1 | 20 | RAL7035 | 50-60Hz | Passive | LED | dimmable | Road&Street | SMIx/2S | Road&Street |  |  | 2880 | No sensor | 108000 | [6 empty] | 255000
TBD | SMIX/2S/GGG/100/40... | image | datasheet | deeplink | TUNGSRAM - SMIx/2S - 12860lm - 100W - 4000K - 70CRI - TBD[SKU] - Universal coupler 30-60mm | 7.4kg | Universal coupler 30-60mm | LED | 1 | 100 | [8 empty] | CE. ENEC | [6 empty] | 66 | 4000 | 499x365x95 |  | 220-240V |  | 5 |  |  |  | 70 |  | 4000 |  | 106000 |  | 258000 |  |  | 128.6 |  |  | 9 | GGG |  | < 10% at 100.000 hours |  | Available | 740/559 | CIE(x=0.382. y=0.380) 5 SDCM | Class I | IK08 |  |  | 50 |  | -40 | 1 | 100 | RAL7035 | 50-60Hz | Passive | LED | dimmable | Road&Street | SMIx/2S | Road&Street |  |  | 12860 | No sensor | 108000 | [6 empty] | 255000
TBD | SMIX/2S/DDD/100/40... | image | datasheet | deeplink | TUNGSRAM - SMIx/2S - 13330lm - 100W - 4000K - 70CRI - TBD[SKU] - Universal coupler 30-60mm | 7.4kg | Universal coupler 30-60mm | LED | 1 | 100 | [8 empty] | CE. ENEC | [6 empty] | 66 | 4000 | 499x365x95 |  | 220-240V |  | 5 |  |  |  | 70 |  | 4000 |  | 106000 |  | 258000 |  |  | 133.3 |  |  | 9 | DDD |  | < 10% at 100.000 hours |  | Available | 740/559 | CIE(x=0.382. y=0.380) 5 SDCM | Class I | IK08 |  |  | 50 |  | -40 | 1 | 100 | RAL7035 | 50-60Hz | Passive | LED | dimmable | Road&Street | SMIx/2S | Road&Street |  |  | 13330 | No sensor | 108000 | [6 empty] | 255000
TBD | SMIX/2S/BBB/100/40... | image | datasheet | deeplink | TUNGSRAM - SMIx/2S - 12790lm - 100W - 4000K - 70CRI - TBD[SKU] - Universal coupler 30-60mm | 7.4kg | Universal coupler 30-60mm | LED | 1 | 100 | [8 empty] | CE. ENEC | [6 empty] | 66 | 4000 | 499x365x95 |  | 220-240V |  | 5 |  |  |  | 70 |  | 4000 |  | 106000 |  | 258000 |  |  | 127.9 |  |  | 9 | BBB |  | < 10% at 100.000 hours |  | Available | 740/559 | CIE(x=0.382. y=0.380) 5 SDCM | Class I | IK08 |  |  | 50 |  | -40 | 1 | 100 | RAL7035 | 50-60Hz | Passive | LED | dimmable | Road&Street | SMIx/2S | Road&Street |  |  | 12790 | No sensor | 108000 | [6 empty] | 255000
TBD | SMIX/2S/AAA/100/40... | image | datasheet | deeplink | TUNGSRAM - SMIx/2S - 13210lm - 100W - 4000K - 70CRI - TBD[SKU] - Universal coupler 30-60mm | 7.4kg | Universal coupler 30-60mm | LED | 1 | 100 | [8 empty] | CE. ENEC | [6 empty] | 66 | 4000 | 499x365x95 |  | 220-240V |  | 5 |  |  |  | 70 |  | 4000 |  | 106000 |  | 258000 |  |  | 132.1 |  |  | 9 | AAA |  | < 10% at 100.000 hours |  | Available | 740/559 | CIE(x=0.382. y=0.380) 5 SDCM | Class I | IK08 |  |  | 50 |  | -40 | 1 | 100 | RAL7035 | 50-60Hz | Passive | LED | dimmable | Road&Street | SMIx/2S | Road&Street |  |  | 13210 | No sensor | 108000 | [6 empty] | 255000
TBD | SMIX/2S/GGG/90/40... | image | datasheet | deeplink | TUNGSRAM - SMIx/2S - 11540lm - 90W - 4000K - 70CRI - TBD[SKU] - Universal coupler 30-60mm | 7.4kg | Universal coupler 30-60mm | LED | 1 | 90 | [8 empty] | CE. ENEC | [6 empty] | 66 | 4000 | 499x365x95 |  | 220-240V |  | 5 |  |  |  | 70 |  | 4000 |  | 106000 |  | 258000 |  |  | 128.22 |  |  | 9 | GGG |  | < 10% at 100.000 hours |  | Available | 740/559 | CIE(x=0.382. y=0.380) 5 SDCM | Class I | IK08 |  |  | 50 |  | -40 | 1 | 90 | RAL7035 | 50-60Hz | Passive | LED | dimmable | Road&Street | SMIx/2S | Road&Street |  |  | 11540 | No sensor | 108000 | [6 empty] | 255000
TBD | SMIX/2S/DDD/90/40... | image | datasheet | deeplink | TUNGSRAM - SMIx/2S - 11970lm - 90W - 4000K - 70CRI - TBD[SKU] - Universal coupler 30-60mm | 7.4kg | Universal coupler 30-60mm | LED | 1 | 90 | [8 empty] | CE. ENEC | [6 empty] | 66 | 4000 | 499x365x95 |  | 220-240V |  | 5 |  |  |  | 70 |  | 4000 |  | 106000 |  | 258000 |  |  | 133 |  |  | 9 | DDD |  | < 10% at 100.000 hours |  | Available | 740/559 | CIE(x=0.382. y=0.380) 5 SDCM | Class I | IK08 |  |  | 50 |  | -40 | 1 | 90 | RAL7035 | 50-60Hz | Passive | LED | dimmable | Road&Street | SMIx/2S | Road&Street |  |  | 11970 | No sensor | 108000 | [6 empty] | 255000
TBD | SMIX/2S/BBB/90/40... | image | datasheet | deeplink | TUNGSRAM - SMIx/2S - 11490lm - 90W - 4000K - 70CRI - TBD[SKU] - Universal coupler 30-60mm | 7.4kg | Universal coupler 30-60mm | LED | 1 | 90 | [8 empty] | CE. ENEC | [6 empty] | 66 | 4000 | 499x365x95 |  | 220-240V |  | 5 |  |  |  | 70 |  | 4000 |  | 106000 |  | 258000 |  |  | 127.67 |  |  | 9 | BBB |  | < 10% at 100.000 hours |  | Available | 740/559 | CIE(x=0.382. y=0.380) 5 SDCM | Class I | IK08 |  |  | 50 |  | -40 | 1 | 90 | RAL7035 | 50-60Hz | Passive | LED | dimmable | Road&Street | SMIx/2S | Road&Street |  |  | 11490 | No sensor | 108000 | [6 empty] | 255000
TBD | SMIX/2S/AAA/90/40... | image | datasheet | deeplink | TUNGSRAM - SMIx/2S - 11860lm - 90W - 4000K - 70CRI - TBD[SKU] - Universal coupler 30-60mm | 7.4kg | Universal coupler 30-60mm | LED | 1 | 90 | [8 empty] | CE. ENEC | [6 empty] | 66 | 4000 | 499x365x95 |  | 220-240V |  | 5 |  |  |  | 70 |  | 4000 |  | 106000 |  | 258000 |  |  | 131.78 |  |  | 9 | AAA |  | < 10% at 100.000 hours |  | Available | 740/559 | CIE(x=0.382. y=0.380) 5 SDCM | Class I | IK08 |  |  | 50 |  | -40 | 1 | 90 | RAL7035 | 50-60Hz | Passive | LED | dimmable | Road&Street | SMIx/2S | Road&Street |  |  | 11860 | No sensor | 108000 | [6 empty] | 255000
TBD | SMIX/2S/GGG/80/40... | image | datasheet | deeplink | TUNGSRAM - SMIx/2S - 10530lm - 80W - 4000K - 70CRI - TBD[SKU] - Universal coupler 30-60mm | 7.4kg | Universal coupler 30-60mm | LED | 1 | 80 | [8 empty] | CE. ENEC | [6 empty] | 66 | 4000 | 499x365x95 |  | 220-240V |  | 5 |  |  |  | 70 |  | 4000 |  | 106000 |  | 258000 |  |  | 131.62 |  |  | 9 | GGG |  | < 10% at 100.000 hours |  | Available | 740/559 | CIE(x=0.382. y=0.380) 5 SDCM | Class I | IK08 |  |  | 50 |  | -40 | 1 | 80 | RAL7035 | 50-60Hz | Passive | LED | dimmable | Road&Street | SMIx/2S | Road&Street |  |  | 10530 | No sensor | 108000 | [6 empty] | 255000
TBD | SMIX/2S/DDD/80/40... | image | datasheet | deeplink | TUNGSRAM - SMIx/2S - 10920lm - 80W - 4000K - 70CRI - TBD[SKU] - Universal coupler 30-60mm | 7.4kg | Universal coupler 30-60mm | LED | 1 | 80 | [8 empty] | CE. ENEC | [6 empty] | 66 | 4000 | 499x365x95 |  | 220-240V |  | 5 |  |  |  | 70 |  | 4000 |  | 106000 |  | 258000 |  |  | 136.5 |  |  | 9 | DDD |  | < 10% at 100.000 hours |  | Available | 740/559 | CIE(x=0.382. y=0.380) 5 SDCM | Class I | IK08 |  |  | 50 |  | -40 | 1 | 80 | RAL7035 | 50-60Hz | Passive | LED | dimmable | Road&Street | SMIx/2S | Road&Street |  |  | 10920 | No sensor | 108000 | [6 empty] | 255000
TBD | SMIX/2S/BBB/80/40... | image | datasheet | deeplink | TUNGSRAM - SMIx/2S - 10480lm - 80W - 4000K - 70CRI - TBD[SKU] - Universal coupler 30-60mm | 7.4kg | Universal coupler 30-60mm | LED | 1 | 80 | [8 empty] | CE. ENEC | [6 empty] | 66 | 4000 | 499x365x95 |  | 220-240V |  | 5 |  |  |  | 70 |  | 4000 |  | 106000 |  | 258000 |  |  | 131 |  |  | 9 | BBB |  | < 10% at 100.000 hours |  | Available | 740/559 | CIE(x=0.382. y=0.380) 5 SDCM | Class I | IK08 |  |  | 50 |  | -40 | 1 | 80 | RAL7035 | 50-60Hz | Passive | LED | dimmable | Road&Street | SMIx/2S | Road&Street |  |  | 10480 | No sensor | 108000 | [6 empty] | 255000
TBD | SMIX/2S/AAA/80/40... | image | datasheet | deeplink | TUNGSRAM - SMIx/2S - 10820lm - 80W - 4000K - 70CRI - TBD[SKU] - Universal coupler 30-60mm | 7.4kg | Universal coupler 30-60mm | LED | 1 | 80 | [8 empty] | CE. ENEC | [6 empty] | 66 | 4000 | 499x365x95 |  | 220-240V |  | 5 |  |  |  | 70 |  | 4000 |  | 106000 |  | 258000 |  |  | 135.25 |  |  | 9 | AAA |  | < 10% at 100.000 hours |  | Available | 740/559 | CIE(x=0.382. y=0.380) 5 SDCM | Class I | IK08 |  |  | 50 |  | -40 | 1 | 80 | RAL7035 | 50-60Hz | Passive | LED | dimmable | Road&Street | SMIx/2S | Road&Street |  |  | 10820 | No sensor | 108000 | [6 empty] | 255000
TBD | SMIX/2S/GGG/65/40... | image | datasheet | deeplink | TUNGSRAM - SMIx/2S - 8820lm - 65W - 4000K - 70CRI - TBD[SKU] - Universal coupler 30-60mm | 7.4kg | Universal coupler 30-60mm | LED | 1 | 65 | [8 empty] | CE. ENEC | [6 empty] | 66 | 4000 | 499x365x95 |  | 220-240V |  | 5 |  |  |  | 70 |  | 4000 |  | 106000 |  | 258000 |  |  | 135.69 |  |  | 9 | GGG |  | < 10% at 100.000 hours |  | Available | 740/559 | CIE(x=0.382. y=0.380) 5 SDCM | Class I | IK08 |  |  | 50 |  | -40 | 1 | 65 | RAL7035 | 50-60Hz | Passive | LED | dimmable | Road&Street | SMIx/2S | Road&Street |  |  | 8820 | No sensor | 108000 | [6 empty] | 255000
TBD | SMIX/2S/DDD/65/40... | image | datasheet | deeplink | TUNGSRAM - SMIx/2S - 9150lm - 65W - 4000K - 70CRI - TBD[SKU] - Universal coupler 30-60mm | 7.4kg | Universal coupler 30-60mm | LED | 1 | 65 | [8 empty] | CE. ENEC | [6 empty] | 66 | 4000 | 499x365x95 |  | 220-240V |  | 5 |  |  |  | 70 |  | 4000 |  | 106000 |  | 258000 |  |  | 140.77 |  |  | 9 | DDD |  | < 10% at 100.000 hours |  | Available | 740/559 | CIE(x=0.382. y=0.380) 5 SDCM | Class I | IK08 |  |  | 50 |  | -40 | 1 | 65 | RAL7035 | 50-60Hz | Passive | LED | dimmable | Road&Street | SMIx/2S | Road&Street |  |  | 9150 | No sensor | 108000 | [6 empty] | 255000
TBD | SMIX/2S/BBB/65/40... | image | datasheet | deeplink | TUNGSRAM - SMIx/2S - 8780lm - 65W - 4000K - 70CRI - TBD[SKU] - Universal coupler 30-60mm | 7.4kg | Universal coupler 30-60mm | LED | 1 | 65 | [8 empty] | CE. ENEC | [6 empty] | 66 | 4000 | 499x365x95 |  | 220-240V |  | 5 |  |  |  | 70 |  | 4000 |  | 106000 |  | 258000 |  |  | 135.08 |  |  | 9 | BBB |  | < 10% at 100.000 hours |  | Available | 740/559 | CIE(x=0.382. y=0.380) 5 SDCM | Class I | IK08 |  |  | 50 |  | -40 | 1 | 65 | RAL7035 | 50-60Hz | Passive | LED | dimmable | Road&Street | SMIx/2S | Road&Street |  |  | 8780 | No sensor | 108000 | [6 empty] | 255000
TBD | SMIX/2S/AAA/65/40... | image | datasheet | deeplink | TUNGSRAM - SMIx/2S - 9070lm - 65W - 4000K - 70CRI - TBD[SKU] - Universal coupler 30-60mm | 7.4kg | Universal coupler 30-60mm | LED | 1 | 65 | [8 empty] | CE. ENEC | [6 empty] | 66 | 4000 | 499x365x95 |  | 220-240V |  | 5 |  |  |  | 70 |  | 4000 |  | 106000 |  | 258000 |  |  | 139.54 |  |  | 9 | AAA |  | < 10% at 100.000 hours |  | Available | 740/559 | CIE(x=0.382. y=0.380) 5 SDCM | Class I | IK08 |  |  | 50 |  | -40 | 1 | 65 | RAL7035 | 50-60Hz | Passive | LED | dimmable | Road&Street | SMIx/2S | Road&Street |  |  | 9070 | No sensor | 108000 | [6 empty] | 255000
TBD | SMIX/2S/GGG/50/40... | image | datasheet | deeplink | TUNGSRAM - SMIx/2S - 6960lm - 50W - 4000K - 70CRI - TBD[SKU] - Universal coupler 30-60mm | 7.4kg | Universal coupler 30-60mm | LED | 1 | 50 | [8 empty] | CE. ENEC | [6 empty] | 66 | 4000 | 499x365x95 |  | 220-240V |  | 5 |  |  |  | 70 |  | 4000 |  | 106000 |  | 258000 |  |  | 139.2 |  |  | 9 | GGG |  | < 10% at 100.000 hours |  | Available | 740/559 | CIE(x=0.382. y=0.380) 5 SDCM | Class I | IK08 |  |  | 50 |  | -40 | 1 | 50 | RAL7035 | 50-60Hz | Passive | LED | dimmable | Road&Street | SMIx/2S | Road&Street |  |  | 6960 | No sensor | 108000 | [6 empty] | 255000
TBD | SMIX/2S/DDD/50/40... | image | datasheet | deeplink | TUNGSRAM - SMIx/2S - 7220lm - 50W - 4000K - 70CRI - TBD[SKU] - Universal coupler 30-60mm | 7.4kg | Universal coupler 30-60mm | LED | 1 | 50 | [8 empty] | CE. ENEC | [6 empty] | 66 | 4000 | 499x365x95 |  | 220-240V |  | 5 |  |  |  | 70 |  | 4000 |  | 106000 |  | 258000 |  |  | 144.4 |  |  | 9 | DDD |  | < 10% at 100.000 hours |  | Available | 740/559 | CIE(x=0.382. y=0.380) 5 SDCM | Class I | IK08 |  |  | 50 |  | -40 | 1 | 50 | RAL7035 | 50-60Hz | Passive | LED | dimmable | Road&Street | SMIx/2S | Road&Street |  |  | 7220 | No sensor | 108000 | [6 empty] | 255000
TBD | SMIX/2S/BBB/50/40... | image | datasheet | deeplink | TUNGSRAM - SMIx/2S - 6930lm - 50W - 4000K - 70CRI - TBD[SKU] - Universal coupler 30-60mm | 7.4kg | Universal coupler 30-60mm | LED | 1 | 50 | [8 empty] | CE. ENEC | [6 empty] | 66 | 4000 | 499x365x95 |  | 220-240V |  | 5 |  |  |  | 70 |  | 4000 |  | 106000 |  | 258000 |  |  | 138.6 |  |  | 9 | BBB |  | < 10% at 100.000 hours |  | Available | 740/559 | CIE(x=0.382. y=0.380) 5 SDCM | Class I | IK08 |  |  | 50 |  | -40 | 1 | 50 | RAL7035 | 50-60Hz | Passive | LED | dimmable | Road&Street | SMIx/2S | Road&Street |  |  | 6930 | No sensor | 108000 | [6 empty] | 255000
TBD | SMIX/2S/AAA/50/40... | image | datasheet | deeplink | TUNGSRAM - SMIx/2S - 7160lm - 50W - 4000K - 70CRI - TBD[SKU] - Universal coupler 30-60mm | 7.4kg | Universal coupler 30-60mm | LED | 1 | 50 | [8 empty] | CE. ENEC | [6 empty] | 66 | 4000 | 499x365x95 |  | 220-240V |  | 5 |  |  |  | 70 |  | 4000 |  | 106000 |  | 258000 |  |  | 143.2 |  |  | 9 | AAA |  | < 10% at 100.000 hours |  | Available | 740/559 | CIE(x=0.382. y=0.380) 5 SDCM | Class I | IK08 |  |  | 50 |  | -40 | 1 | 50 | RAL7035 | 50-60Hz | Passive | LED | dimmable | Road&Street | SMIx/2S | Road&Street |  |  | 7160 | No sensor | 108000 | [6 empty] | 255000
TBD | SMIX/2S/GGG/40/40... | image | datasheet | deeplink | TUNGSRAM - SMIx/2S - 5630lm - 40W - 4000K - 70CRI - TBD[SKU] - Universal coupler 30-60mm | 7.4kg | Universal coupler 30-60mm | LED | 1 | 40 | [8 empty] | CE. ENEC | [6 empty] | 66 | 4000 | 499x365x95 |  | 220-240V |  | 5 |  |  |  | 70 |  | 4000 |  | 106000 |  | 258000 |  |  | 140.75 |  |  | 9 | GGG |  | < 10% at 100.000 hours |  | Available | 740/559 | CIE(x=0.382. y=0.380) 5 SDCM | Class I | IK08 |  |  | 50 |  | -40 | 1 | 40 | RAL7035 | 50-60Hz | Passive | LED | dimmable | Road&Street | SMIx/2S | Road&Street |  |  | 5630 | No sensor | 108000 | [6 empty] | 255000
TBD | SMIX/2S/DDD/40/40... | image | datasheet | deeplink | TUNGSRAM - SMIx/2S - 5840lm - 40W - 4000K - 70CRI - TBD[SKU] - Universal coupler 30-60mm | 7.4kg | Universal coupler 30-60mm | LED | 1 | 40 | [8 empty] | CE. ENEC | [6 empty] | 66 | 4000 | 499x365x95 |  | 220-240V |  | 5 |  |  |  | 70 |  | 4000 |  | 106000 |  | 258000 |  |  | 146 |  |  | 9 | DDD |  | < 10% at 100.000 hours |  | Available | 740/559 | CIE(x=0.382. y=0.380) 5 SDCM | Class I | IK08 |  |  | 50 |  | -40 | 1 | 40 | RAL7035 | 50-60Hz | Passive | LED | dimmable | Road&Street | SMIx/2S | Road&Street |  |  | 5840 | No sensor | 108000 | [6 empty] | 255000
TBD | SMIX/2S/BBB/40/40... | image | datasheet | deeplink | TUNGSRAM - SMIx/2S - 5600lm - 40W - 4000K - 70CRI - TBD[SKU] - Universal coupler 30-60mm | 7.4kg | Universal coupler 30-60mm | LED | 1 | 40 | [8 empty] | CE. ENEC | [6 empty] | 66 | 4000 | 499x365x95 |  | 220-240V |  | 5 |  |  |  | 70 |  | 4000 |  | 106000 |  | 258000 |  |  | 140 |  |  | 9 | BBB |  | < 10% at 100.000 hours |  | Available | 740/559 | CIE(x=0.382. y=0.380) 5 SDCM | Class I | IK08 |  |  | 50 |  | -40 | 1 | 40 | RAL7035 | 50-60Hz | Passive | LED | dimmable | Road&Street | SMIx/2S | Road&Street |  |  | 5600 | No sensor | 108000 | [6 empty] | 255000
TBD | SMIX/2S/AAA/40/40... | image | datasheet | deeplink | TUNGSRAM - SMIx/2S - 5790lm - 40W - 4000K - 70CRI - TBD[SKU] - Universal coupler 30-60mm | 7.4kg | Universal coupler 30-60mm | LED | 1 | 40 | [8 empty] | CE. ENEC | [6 empty] | 66 | 4000 | 499x365x95 |  | 220-240V |  | 5 |  |  |  | 70 |  | 4000 |  | 106000 |  | 258000 |  |  | 144.75 |  |  | 9 | AAA |  | < 10% at 100.000 hours |  | Available | 740/559 | CIE(x=0.382. y=0.380) 5 SDCM | Class I | IK08 |  |  | 50 |  | -40 | 1 | 40 | RAL7035 | 50-60Hz | Passive | LED | dimmable | Road&Street | SMIx/2S | Road&Street |  |  | 5790 | No sensor | 108000 | [6 empty] | 255000
TBD | SMIX/2S/GGG/35/40... | image | datasheet | deeplink | TUNGSRAM - SMIx/2S - 4930lm - 35W - 4000K - 70CRI - TBD[SKU] - Universal coupler 30-60mm | 7.4kg | Universal coupler 30-60mm | LED | 1 | 35 | [8 empty] | CE. ENEC | [6 empty] | 66 | 4000 | 499x365x95 |  | 220-240V |  | 5 |  |  |  | 70 |  | 4000 |  | 106000 |  | 258000 |  |  | 140.86 |  |  | 9 | GGG |  | < 10% at 100.000 hours |  | Available | 740/559 | CIE(x=0.382. y=0.380) 5 SDCM | Class I | IK08 |  |  | 50 |  | -40 | 1 | 35 | RAL7035 | 50-60Hz | Passive | LED | dimmable | Road&Street | SMIx/2S | Road&Street |  |  | 4930 | No sensor | 108000 | [6 empty] | 255000
TBD | SMIX/2S/DDD/35/40... | image | datasheet | deeplink | TUNGSRAM - SMIx/2S - 5120lm - 35W - 4000K - 70CRI - TBD[SKU] - Universal coupler 30-60mm | 7.4kg | Universal coupler 30-60mm | LED | 1 | 35 | [8 empty] | CE. ENEC | [6 empty] | 66 | 4000 | 499x365x95 |  | 220-240V |  | 5 |  |  |  | 70 |  | 4000 |  | 106000 |  | 258000 |  |  | 146.29 |  |  | 9 | DDD |  | < 10% at 100.000 hours |  | Available | 740/559 | CIE(x=0.382. y=0.380) 5 SDCM | Class I | IK08 |  |  | 50 |  | -40 | 1 | 35 | RAL7035 | 50-60Hz | Passive | LED | dimmable | Road&Street | SMIx/2S | Road&Street |  |  | 5120 | No sensor | 108000 | [6 empty] | 255000
TBD | SMIX/2S/BBB/35/40... | image | datasheet | deeplink | TUNGSRAM - SMIx/2S - 4910lm - 35W - 4000K - 70CRI - TBD[SKU] - Universal coupler 30-60mm | 7.4kg | Universal coupler 30-60mm | LED | 1 | 35 | [8 empty] | CE. ENEC | [6 empty] | 66 | 4000 | 499x365x95 |  | 220-240V |  | 5 |  |  |  | 70 |  | 4000 |  | 106000 |  | 258000 |  |  | 140.29 |  |  | 9 | BBB |  | < 10% at 100.000 hours |  | Available | 740/559 | CIE(x=0.382. y=0.380) 5 SDCM | Class I | IK08 |  |  | 50 |  | -40 | 1 | 35 | RAL7035 | 50-60Hz | Passive | LED | dimmable | Road&Street | SMIx/2S | Road&Street |  |  | 4910 | No sensor | 108000 | [6 empty] | 255000
TBD | SMIX/2S/AAA/35/40... | image | datasheet | deeplink | TUNGSRAM - SMIx/2S - 5070lm - 35W - 4000K - 70CRI - TBD[SKU] - Universal coupler 30-60mm | 7.4kg | Universal coupler 30-60mm | LED | 1 | 35 | [8 empty] | CE. ENEC | [6 empty] | 66 | 4000 | 499x365x95 |  | 220-240V |  | 5 |  |  |  | 70 |  | 4000 |  | 106000 |  | 258000 |  |  | 144.86 |  |  | 9 | AAA |  | < 10% at 100.000 hours |  | Available | 740/559 | CIE(x=0.382. y=0.380) 5 SDCM | Class I | IK08 |  |  | 50 |  | -40 | 1 | 35 | RAL7035 | 50-60Hz | Passive | LED | dimmable | Road&Street | SMIx/2S | Road&Street |  |  | 5070 | No sensor | 108000 | [6 empty] | 255000
TBD | SMIX/2S/GGG/30/40... | image | datasheet | deeplink | TUNGSRAM - SMIx/2S - 4320lm - 30W - 4000K - 70CRI - TBD[SKU] - Universal coupler 30-60mm | 7.4kg | Universal coupler 30-60mm | LED | 1 | 30 | [8 empty] | CE. ENEC | [6 empty] | 66 | 4000 | 499x365x95 |  | 220-240V |  | 5 |  |  |  | 70 |  | 4000 |  | 106000 |  | 258000 |  |  | 144 |  |  | 9 | GGG |  | < 10% at 100.000 hours |  | Available | 740/559 | CIE(x=0.382. y=0.380) 5 SDCM | Class I | IK08 |  |  | 50 |  | -40 | 1 | 30 | RAL7035 | 50-60Hz | Passive | LED | dimmable | Road&Street | SMIx/2S | Road&Street |  |  | 4320 | No sensor | 108000 | [6 empty] | 255000
TBD | SMIX/2S/DDD/30/40... | image | datasheet | deeplink | TUNGSRAM - SMIx/2S - 4480lm - 30W - 4000K - 70CRI - TBD[SKU] - Universal coupler 30-60mm | 7.4kg | Universal coupler 30-60mm | LED | 1 | 30 | [8 empty] | CE. ENEC | [6 empty] | 66 | 4000 | 499x365x95 |  | 220-240V |  | 5 |  |  |  | 70 |  | 4000 |  | 106000 |  | 258000 |  |  | 149.33 |  |  | 9 | DDD |  | < 10% at 100.000 hours |  | Available | 740/559 | CIE(x=0.382. y=0.380) 5 SDCM | Class I | IK08 |  |  | 50 |  | -40 | 1 | 30 | RAL7035 | 50-60Hz | Passive | LED | dimmable | Road&Street | SMIx/2S | Road&Street |  |  | 4480 | No sensor | 108000 | [6 empty] | 255000
TBD | SMIX/2S/BBB/30/40... | image | datasheet | deeplink | TUNGSRAM - SMIx/2S - 4300lm - 30W - 4000K - 70CRI - TBD[SKU] - Universal coupler 30-60mm | 7.4kg | Universal coupler 30-60mm | LED | 1 | 30 | [8 empty] | CE. ENEC | [6 empty] | 66 | 4000 | 499x365x95 |  | 220-240V |  | 5 |  |  |  | 70 |  | 4000 |  | 106000 |  | 258000 |  |  | 143.33 |  |  | 9 | BBB |  | < 10% at 100.000 hours |  | Available | 740/559 | CIE(x=0.382. y=0.380) 5 SDCM | Class I | IK08 |  |  | 50 |  | -40 | 1 | 30 | RAL7035 | 50-60Hz | Passive | LED | dimmable | Road&Street | SMIx/2S | Road&Street |  |  | 4300 | No sensor | 108000 | [6 empty] | 255000
TBD | SMIX/2S/AAA/30/40... | image | datasheet | deeplink | TUNGSRAM - SMIx/2S - 4440lm - 30W - 4000K - 70CRI - TBD[SKU] - Universal coupler 30-60mm | 7.4kg | Universal coupler 30-60mm | LED | 1 | 30 | [8 empty] | CE. ENEC | [6 empty] | 66 | 4000 | 499x365x95 |  | 220-240V |  | 5 |  |  |  | 70 |  | 4000 |  | 106000 |  | 258000 |  |  | 148 |  |  | 9 | AAA |  | < 10% at 100.000 hours |  | Available | 740/559 | CIE(x=0.382. y=0.380) 5 SDCM | Class I | IK08 |  |  | 50 |  | -40 | 1 | 30 | RAL7035 | 50-60Hz | Passive | LED | dimmable | Road&Street | SMIx/2S | Road&Street |  |  | 4440 | No sensor | 108000 | [6 empty] | 255000
TBD | SMIX/2S/GGG/25/40... | image | datasheet | deeplink | TUNGSRAM - SMIx/2S - 3570lm - 25W - 4000K - 70CRI - TBD[SKU] - Universal coupler 30-60mm | 7.4kg | Universal coupler 30-60mm | LED | 1 | 25 | [8 empty] | CE. ENEC | [6 empty] | 66 | 4000 | 499x365x95 |  | 220-240V |  | 5 |  |  |  | 70 |  | 4000 |  | 106000 |  | 258000 |  |  | 142.8 |  |  | 9 | GGG |  | < 10% at 100.000 hours |  | Available | 740/559 | CIE(x=0.382. y=0.380) 5 SDCM | Class I | IK08 |  |  | 50 |  | -40 | 1 | 25 | RAL7035 | 50-60Hz | Passive | LED | dimmable | Road&Street | SMIx/2S | Road&Street |  |  | 3570 | No sensor | 108000 | [6 empty] | 255000
TBD | SMIX/2S/DDD/25/40... | image | datasheet | deeplink | TUNGSRAM - SMIx/2S - 3700lm - 25W - 4000K - 70CRI - TBD[SKU] - Universal coupler 30-60mm | 7.4kg | Universal coupler 30-60mm | LED | 1 | 25 | [8 empty] | CE. ENEC | [6 empty] | 66 | 4000 | 499x365x95 |  | 220-240V |  | 5 |  |  |  | 70 |  | 4000 |  | 106000 |  | 258000 |  |  | 148 |  |  | 9 | DDD |  | < 10% at 100.000 hours |  | Available | 740/559 | CIE(x=0.382. y=0.380) 5 SDCM | Class I | IK08 |  |  | 50 |  | -40 | 1 | 25 | RAL7035 | 50-60Hz | Passive | LED | dimmable | Road&Street | SMIx/2S | Road&Street |  |  | 3700 | No sensor | 108000 | [6 empty] | 255000
TBD | SMIX/2S/BBB/25/40... | image | datasheet | deeplink | TUNGSRAM - SMIx/2S - 3550lm - 25W - 4000K - 70CRI - TBD[SKU] - Universal coupler 30-60mm | 7.4kg | Universal coupler 30-60mm | LED | 1 | 25 | [8 empty] | CE. ENEC | [6 empty] | 66 | 4000 | 499x365x95 |  | 220-240V |  | 5 |  |  |  | 70 |  | 4000 |  | 106000 |  | 258000 |  |  | 142 |  |  | 9 | BBB |  | < 10% at 100.000 hours |  | Available | 740/559 | CIE(x=0.382. y=0.380) 5 SDCM | Class I | IK08 |  |  | 50 |  | -40 | 1 | 25 | RAL7035 | 50-60Hz | Passive | LED | dimmable | Road&Street | SMIx/2S | Road&Street |  |  | 3550 | No sensor | 108000 | [6 empty] | 255000
TBD | SMIX/2S/AAA/25/40... | image | datasheet | deeplink | TUNGSRAM - SMIx/2S - 3670lm - 25W - 4000K - 70CRI - TBD[SKU] - Universal coupler 30-60mm | 7.4kg | Universal coupler 30-60mm | LED | 1 | 25 | [8 empty] | CE. ENEC | [6 empty] | 66 | 4000 | 499x365x95 |  | 220-240V |  | 5 |  |  |  | 70 |  | 4000 |  | 106000 |  | 258000 |  |  | 146.8 |  |  | 9 | AAA |  | < 10% at 100.000 hours |  | Available | 740/559 | CIE(x=0.382. y=0.380) 5 SDCM | Class I | IK08 |  |  | 50 |  | -40 | 1 | 25 | RAL7035 | 50-60Hz | Passive | LED | dimmable | Road&Street | SMIx/2S | Road&Street |  |  | 3670 | No sensor | 108000 | [6 empty] | 255000
TBD | SMIX/2S/GGG/20/40... | image | datasheet | deeplink | TUNGSRAM - SMIx/2S - 2970lm - 20W - 4000K - 70CRI - TBD[SKU] - Universal coupler 30-60mm | 7.4kg | Universal coupler 30-60mm | LED | 1 | 20 | [8 empty] | CE. ENEC | [6 empty] | 66 | 4000 | 499x365x95 |  | 220-240V |  | 5 |  |  |  | 70 |  | 4000 |  | 106000 |  | 258000 |  |  | 148.5 |  |  | 9 | GGG |  | < 10% at 100.000 hours |  | Available | 740/559 | CIE(x=0.382. y=0.380) 5 SDCM | Class I | IK08 |  |  | 50 |  | -40 | 1 | 20 | RAL7035 | 50-60Hz | Passive | LED | dimmable | Road&Street | SMIx/2S | Road&Street |  |  | 2970 | No sensor | 108000 | [6 empty] | 255000
TBD | SMIX/2S/DDD/20/40... | image | datasheet | deeplink | TUNGSRAM - SMIx/2S - 3080lm - 20W - 4000K - 70CRI - TBD[SKU] - Universal coupler 30-60mm | 7.4kg | Universal coupler 30-60mm | LED | 1 | 20 | [8 empty] | CE. ENEC | [6 empty] | 66 | 4000 | 499x365x95 |  | 220-240V |  | 5 |  |  |  | 70 |  | 4000 |  | 106000 |  | 258000 |  |  | 154 |  |  | 9 | DDD |  | < 10% at 100.000 hours |  | Available | 740/559 | CIE(x=0.382. y=0.380) 5 SDCM | Class I | IK08 |  |  | 50 |  | -40 | 1 | 20 | RAL7035 | 50-60Hz | Passive | LED | dimmable | Road&Street | SMIx/2S | Road&Street |  |  | 3080 | No sensor | 108000 | [6 empty] | 255000
TBD | SMIX/2S/BBB/20/40... | image | datasheet | deeplink | TUNGSRAM - SMIx/2S - 2950lm - 20W - 4000K - 70CRI - TBD[SKU] - Universal coupler 30-60mm | 7.4kg | Universal coupler 30-60mm | LED | 1 | 20 | [8 empty] | CE. ENEC | [6 empty] | 66 | 4000 | 499x365x95 |  | 220-240V |  | 5 |  |  |  | 70 |  | 4000 |  | 106000 |  | 258000 |  |  | 147.5 |  |  | 9 | BBB |  | < 10% at 100.000 hours |  | Available | 740/559 | CIE(x=0.382. y=0.380) 5 SDCM | Class I | IK08 |  |  | 50 |  | -40 | 1 | 20 | RAL7035 | 50-60Hz | Passive | LED | dimmable | Road&Street | SMIx/2S | Road&Street |  |  | 2950 | No sensor | 108000 | [6 empty] | 255000
TBD | SMIX/2S/AAA/20/40... | image | datasheet | deeplink | TUNGSRAM - SMIx/2S - 3050lm - 20W - 4000K - 70CRI - TBD[SKU] - Universal coupler 30-60mm | 7.4kg | Universal coupler 30-60mm | LED | 1 | 20 | [8 empty] | CE. ENEC | [6 empty] | 66 | 4000 | 499x365x95 |  | 220-240V |  | 5 |  |  |  | 70 |  | 4000 |  | 106000 |  | 258000 |  |  | 152.5 |  |  | 9 | AAA |  | < 10% at 100.000 hours |  | Available | 740/559 | CIE(x=0.382. y=0.380) 5 SDCM | Class I | IK08 |  |  | 50 |  | -40 | 1 | 20 | RAL7035 | 50-60Hz | Passive | LED | dimmable | Road&Street | SMIx/2S | Road&Street |  |  | 3050 | No sensor | 108000 | [6 empty] | 255000
93120691 | TU DLR G2 200MM 2850LM 840 D 80D W | image | datasheet | deeplink | TUNGSRAM - TU DLR G2 - 2850lm - 23.5W - 4000K - 80CRI - 93120691[SKU] - Recessed | 1.1 | Recessed | LED | 1 | 23.5 | [8 empty] | CE. Morocco. UKCA | [5 empty] | 50000 | 54 | 4000 | 228 x 228 x 99 |  | 220-240V |  | 5 | D | 80 | max 3 | >80 |  | 4000 |  | 40000 | >0.9 | 50000 |  | 50000 | 121 |  |  |  | Wide | 45 |  |  | Available |  |  | Class II | IK06 | 54 | 40 | 45 | 108 | -20 | 1 | 23.5 | White (RAL9016) | 50/60Hz | Passive | LED | dimmable | Downlights | TU DLR G2 | General lighting / Office; Shop / Supermarket / Hotel / Hospitality |  |  | 2850 | No sensor | 40000 | RG0 | 15994100092190 |  |  |  |  | 50000
93120690 | TU DLR G2 200MM 2650LM 830 D 80D W | image | datasheet | deeplink | TUNGSRAM - TU DLR G2 - 2650lm - 23.5W - 3000K - 80CRI - 93120690[SKU] - Recessed | 1.1 | Recessed | LED | 1 | 23.5 | [8 empty] | CE. Morocco. UKCA | [5 empty] | 50000 | 54 | 3000 | 228 x 228 x 99 |  | 220-240V |  | 5 | E | 80 | max 3 | >80 |  | 3000 |  | 40000 | >0.9 | 50000 |  | 50000 | 113 |  |  |  | Wide | 45 |  |  | Available |  |  | Class II | IK06 | 54 | 40 | 45 | 108 | -20 | 1 | 23.5 | White (RAL9016) | 50/60Hz | Passive | LED | dimmable | Downlights | TU DLR G2 | General lighting / Office; Shop / Supermarket / Hotel / Hospitality |  |  | 2650 | No sensor | 40000 | RG0 | 15994100092206 |  |  |  |  | 50000
93120689 | TU DLR G2 150MM 1960LM 840 D 80D W | image | datasheet | deeplink | TUNGSRAM - TU DLR G2 - 1960lm - 17W - 4000K - 80CRI - 93120689[SKU] - Recessed | 0.7 | Recessed | LED | 1 | 17 | [8 empty] | CE. Morocco. UKCA | [5 empty] | 50000 | 54 | 4000 | 172 x 172 x 90 |  | 220-240V |  | 5 | E | 80 | max 3 | >80 |  | 4000 |  | 40000 | >0.9 | 50000 |  | 50000 | 115 |  |  |  | Wide | 45 |  |  | Available |  |  | Class II | IK06 | 54 | 40 | 45 | 80 | -20 | 1 | 17 | White (RAL9016) | 50/60Hz | Passive | LED | dimmable | Downlights | TU DLR G2 | General lighting / Office; Shop / Supermarket / Hotel / Hospitality |  |  | 1960 | No sensor | 40000 | RG0 | 15994100092213 |  |  |  |  | 50000
93120688 | TU DLR G2 150MM 1800LM 830 D 80D W | image | datasheet | deeplink | TUNGSRAM - TU DLR G2 - 1800lm - 17W - 3000K - 80CRI - 93120688[SKU] - Recessed | 0.7 | Recessed | LED | 1 | 17 | [8 empty] | CE. Morocco. UKCA | [5 empty] | 50000 | 54 | 3000 | 172 x 172 x 90 |  | 220-240V |  | 5 | E | 80 | max 3 | >80 |  | 3000 |  | 40000 | >0.9 | 50000 |  | 50000 | 106 |  |  |  | Wide | 45 |  |  | Available |  |  | Class II | IK06 | 54 | 40 | 45 | 80 | -20 | 1 | 17 | White (RAL9016) | 50/60Hz | Passive | LED | dimmable | Downlights | TU DLR G2 | General lighting / Office; Shop / Supermarket / Hotel / Hospitality |  |  | 1800 | No sensor | 40000 | RG0 | 15994100091704 |  |  |  |  | 50000
93121962 | TU DLR G2 200MM 3000LM 840 S 80D B | image | datasheet | deeplink | TUNGSRAM - TU DLR G2 - 3000lm - 23.5W - 4000K - 80CRI - 93121962[SKU] - Recessed | 1.1 | Recessed | LED | 1 | 23.5 | [8 empty] | CE. Morocco. UKCA | [5 empty] | 50000 | 54 | 4000 | 228 x 228 x 99 |  | 220-240V |  | 5 | E | 80 | max 3 | >80 |  | 4000 |  | 40000 | >0.9 | 50000 |  | 50000 | 128 |  |  |  | Wide | 45 |  |  | Available |  |  | Class II | IK06 | 54 | 40 | 45 | 105 | -20 | 1 | 23.5 | Black (RAL9005) | 50/60Hz | Passive | LED | none | Downlights | TU DLR G2 | General lighting / Office; Shop / Supermarket / Hotel / Hospitality |  |  | 3000 | No sensor | 40000 | RG0 | 15994100102745 |  |  |  |  | 50000
93121867 | TU DLR G2 200MM 2800LM 830 S 80D B | image | datasheet | deeplink | TUNGSRAM - TU DLR G2 - 2800lm - 23.5W - 3000K - 80CRI - 93121867[SKU] - Recessed | 1.1 | Recessed | LED | 1 | 23.5 | [8 empty] | CE. Morocco. UKCA | [5 empty] | 50000 | 54 | 3000 | 228 x 228 x 99 |  | 220-240V |  | 5 | E | 80 | max 3 | >80 |  | 3000 |  | 40000 | >0.9 | 50000 |  | 50000 | 119 |  |  |  | Wide | 45 |  |  | Available |  |  | Class II | IK06 | 54 | 40 | 45 | 105 | -20 | 1 | 23.5 | Black (RAL9005) | 50/60Hz | Passive | LED | none | Downlights | TU DLR G2 | General lighting / Office; Shop / Supermarket / Hotel / Hospitality |  |  | 2800 | No sensor | 40000 | RG0 | 15994100102042 |  |  |  |  | 50000
93121964 | TU DLR G2 200MM 2270LM 840 S 80D B | image | datasheet | deeplink | TUNGSRAM - TU DLR G2 - 2270lm - 17W - 4000K - 80CRI - 93121964[SKU] - Recessed | 1.1 | Recessed | LED | 1 | 17 | [8 empty] | CE. Morocco. UKCA | [5 empty] | 50000 | 54 | 4000 | 228 x 228 x 99 |  | 220-240V |  | 5 | D | 80 | max 3 | >80 |  | 4000 |  | 40000 | >0.9 | 50000 |  | 50000 | 134 |  |  |  | Wide | 45 |  |  | Available |  |  | Class II | IK06 | 54 | 40 | 45 | 78 | -20 | 1 | 17 | Black (RAL9005) | 50/60Hz | Passive | LED | none | Downlights | TU DLR G2 | General lighting / Office; Shop / Supermarket / Hotel / Hospitality |  |  | 2270 | No sensor | 40000 | RG0 | 15994100102738 |  |  |  |  | 50000
93121929 | TU DLR G2 150MM 3050LM 865 S 80D W | image | datasheet | deeplink | TUNGSRAM - TU DLR G2 - 3050lm - 24.5W - 6500K - 80CRI - 93121929[SKU] - Recessed | 0.7 | Recessed | LED | 1 | 24.5 | [8 empty] | CE. Morocco. UKCA | [5 empty] | 50000 | 54 | 6500 | 172 x 172 x 90 |  | 220-240V |  | 5 | E | 80 | max 3 | >80 |  | 6500 |  | 40000 | >0.9 | 50000 |  | 50000 | 124 |  |  |  | Wide | 45 |  |  | Available |  |  | Class II | IK06 | 54 | 40 | 45 | 105 | -20 | 1 | 24.5 | White (RAL9016) | 50/60Hz | Passive | LED | none | Downlights | TU DLR G2 | General lighting / Office; Shop / Supermarket / Hotel / Hospitality |  |  | 3050 | No sensor | 40000 | RG0 | 15994100102721 |  |  |  |  | 50000
93121932 | TU DLR G2 150MM 3050LM 840 S 80D W | image | datasheet | deeplink | TUNGSRAM - TU DLR G2 - 3050lm - 24.5W - 4000K - 80CRI - 93121932[SKU] - Recessed | 0.7 | Recessed | LED | 1 | 24.5 | [8 empty] | CE. Morocco. UKCA | [5 empty] | 50000 | 54 | 4000 | 172 x 172 x 90 |  | 220-240V |  | 5 | E | 80 | max 3 | >80 |  | 4000 |  | 40000 | >0.9 | 50000 |  | 50000 | 124 |  |  |  | Wide | 45 |  |  | Available |  |  | Class II | IK06 | 54 | 40 | 45 | 105 | -20 | 1 | 24.5 | White (RAL9016) | 50/60Hz | Passive | LED | none | Downlights | TU DLR G2 | General lighting / Office; Shop / Supermarket / Hotel / Hospitality |  |  | 3050 | No sensor | 40000 | RG0 | 15994100102714 |  |  |  |  | 50000
93121931 | TU DLR G2 150MM 2900LM 830 S 80D W | image | datasheet | deeplink | TUNGSRAM - TU DLR G2 - 2900lm - 24.5W - 3000K - 80CRI - 93121931[SKU] - Recessed | 0.7 | Recessed | LED | 1 | 24.5 | [8 empty] | CE. Morocco. UKCA | [5 empty] | 50000 | 54 | 3000 | 172 x 172 x 90 |  | 220-240V |  | 5 | E | 80 | max 3 | >80 |  | 3000 |  | 40000 | >0.9 | 50000 |  | 50000 | 118 |  |  |  | Wide | 45 |  |  | Available |  |  | Class II | IK06 | 54 | 40 | 45 | 105 | -20 | 1 | 24.5 | White (RAL9016) | 50/60Hz | Passive | LED | none | Downlights | TU DLR G2 | General lighting / Office; Shop / Supermarket / Hotel / Hospitality |  |  | 2900 | No sensor | 40000 | RG0 | 15994100102707 |  |  |  |  | 50000
93121930 | TU DLR G2 150MM 1150LM 865 S 80D W | image | datasheet | deeplink | TUNGSRAM - TU DLR G2 - 1150lm - 9W - 6500K - 80CRI - 93121930[SKU] - Recessed | 0.7 | Recessed | LED | 1 | 9 | [8 empty] | CE. Morocco. UKCA | [5 empty] | 50000 | 54 | 6500 | 172 x 172 x 90 |  | 220-240V |  | 5 | D | 80 | max 3 | >80 |  | 6500 |  | 40000 | >0.9 | 50000 |  | 50000 | 128 |  |  |  | Wide | 45 |  |  | Available |  |  | Class II | IK06 | 54 | 40 | 45 | 44 | -20 | 1 | 9 | White (RAL9016) | 50/60Hz | Passive | LED | none | Downlights | TU DLR G2 | General lighting / Office; Shop / Supermarket / Hotel / Hospitality |  |  | 1150 | No sensor | 40000 | RG0 | 15994100102691 |  |  |  |  | 50000
93121963 | TU DLR G2 150MM 1150LM 840 S 80D B | image | datasheet | deeplink | TUNGSRAM - TU DLR G2 - 1150lm - 9W - 4000K - 80CRI - 93121963[SKU] - Recessed | 0.7 | Recessed | LED | 1 | 9 | [8 empty] | CE. Morocco. UKCA | [5 empty] | 50000 | 54 | 4000 | 172 x 172 x 90 |  | 220-240V |  | 5 | D | 80 | max 3 | >80 |  | 4000 |  | 40000 | >0.9 | 50000 |  | 50000 | 128 |  |  |  | Wide | 45 |  |  | Available |  |  | Class II | IK06 | 54 | 40 | 45 | 44 | -20 | 1 | 9 | Black (RAL9005) | 50/60Hz | Passive | LED | none | Downlights | TU DLR G2 | General lighting / Office; Shop / Supermarket / Hotel / Hospitality |  |  | 1150 | No sensor | 40000 | RG0 | 15994100103278 |  |  |  |  | 50000
93121868 | TU DLR G2 150MM 1050LM 830 S 80D B | image | datasheet | deeplink | TUNGSRAM - TU DLR G2 - 1050lm - 9W - 3000K - 80CRI - 93121868[SKU] - Recessed | 0.7 | Recessed | LED | 1 | 9 | [8 empty] | CE. Morocco. UKCA | [5 empty] | 50000 | 54 | 3000 | 172 x 172 x 90 |  | 220-240V |  | 5 | E | 80 | max 3 | >80 |  | 3000 |  | 40000 | >0.9 | 50000 |  | 50000 | 117 |  |  |  | Wide | 45 |  |  | Available |  |  | Class II | IK06 | 54 | 40 | 45 | 44 | -20 | 1 | 9 | Black (RAL9005) | 50/60Hz | Passive | LED | none | Downlights | TU DLR G2 | General lighting / Office; Shop / Supermarket / Hotel / Hospitality |  |  | 1050 | No sensor | 40000 | RG0 | 15994100102653 |  |  |  |  | 50000
93122271 | TU DLR G2 150MM 2200LM 840 D 80D B | image | datasheet | deeplink | TUNGSRAM - TU DLR G2 - 2200lm - 20W - 4000K - 80CRI - 93122271[SKU] - Recessed | 0.7 | Recessed | LED | 1 | 20 | [8 empty] | CE. Morocco. UKCA | [5 empty] | 50000 | 54 | 4000 | 172 x 172 x 90 |  | 220-240V |  | 5 | E | 80 | max 3 | >80 |  | 4000 |  | 40000 | >=0.9 | 50000 |  | 50000 | 110 |  |  |  | Wide | 45 |  |  | Available |  |  | Class II | IK06 | 54 | 40 | 45 | 90 | -20 | 1 | 20 | Black (RAL9005) | 50/60Hz | Passive | LED | dimmable | Downlights | TU DLR G2 | General lighting / Office; Shop / Supermarket / Hotel / Hospitality |  |  | 2200 | No sensor | 40000 | RG0 | 15994100106071 |  |  |  |  | 50000
93122244 | TU DLR G2 150MM 2200LM 840 D 80D W | image | datasheet | deeplink | TUNGSRAM - TU DLR G2 - 2200lm - 20W - 4000K - 80CRI - 93122244[SKU] - Recessed | 0.7 | Recessed | LED | 1 | 20 | [8 empty] | CE. Morocco. UKCA | [5 empty] | 50000 | 54 | 4000 | 172 x 172 x 90 |  | 220-240V |  | 5 | E | 80 | max 3 | >80 |  | 4000 |  | 40000 | >=0.9 | 50000 |  | 50000 | 110 |  |  |  | Wide | 45 |  |  | Available |  |  | Class II | IK06 | 54 | 40 | 45 | 90 | -20 | 1 | 20 | White (RAL9016) | 50/60Hz | Passive | LED | dimmable | Downlights | TU DLR G2 | General lighting / Office; Shop / Supermarket / Hotel / Hospitality |  |  | 2200 | No sensor | 40000 | RG0 | 15994100106026 |  |  |  |  | 50000
93122266 | TU DLR G2 150MM 2100LM 830 D 80D B | image | datasheet | deeplink | TUNGSRAM - TU DLR G2 - 2100lm - 20W - 3000K - 80CRI - 93122266[SKU] - Recessed | 0.7 | Recessed | LED | 1 | 20 | [8 empty] | CE. Morocco. UKCA | [5 empty] | 50000 | 54 | 3000 | 172 x 172 x 90 |  | 220-240V |  | 5 | E | 80 | max 3 | >80 |  | 3000 |  | 40000 | >=0.9 | 50000 |  | 50000 | 105 |  |  |  | Wide | 45 |  |  | Available |  |  | Class II | IK06 | 54 | 40 | 45 | 90 | -20 | 1 | 20 | Black (RAL9005) | 50/60Hz | Passive | LED | dimmable | Downlights | TU DLR G2 | General lighting / Office; Shop / Supermarket / Hotel / Hospitality |  |  | 2100 | No sensor | 40000 | RG0 | 15994100106064 |  |  |  |  | 50000
93122273 | TU DLR G2 150MM 2100LM 830 D 80D W | image | datasheet | deeplink | TUNGSRAM - TU DLR G2 - 2100lm - 20W - 3000K - 80CRI - 93122273[SKU] - Recessed | 0.7 | Recessed | LED | 1 | 20 | [8 empty] | CE. Morocco. UKCA | [5 empty] | 50000 | 54 | 3000 | 172 x 172 x 90 |  | 220-240V |  | 5 | E | 80 | max 3 | >80 |  | 3000 |  | 40000 | >=0.9 | 50000 |  | 50000 | 105 |  |  |  | Wide | 45 |  |  | Available |  |  | Class II | IK06 | 54 | 40 | 45 | 90 | -20 | 1 | 20 | White (RAL9016) | 50/60Hz | Passive | LED | dimmable | Downlights | TU DLR G2 | General lighting / Office; Shop / Supermarket / Hotel / Hospitality |  |  | 2100 | No sensor | 40000 | RG0 | 15994100106019 |  |  |  |  | 50000
93122270 | TU DLR G2 150MM 2300LM 865 S 80D B | image | datasheet | deeplink | TUNGSRAM - TU DLR G2 - 2300lm - 20W - 6500K - 80CRI - 93122270[SKU] - Recessed | 0.7 | Recessed | LED | 1 | 20 | [8 empty] | CE. Morocco. UKCA | [5 empty] | 50000 | 54 | 6500 | 172 x 172 x 90 |  | 220-240V |  | 5 | E | 80 | max 3 | >80 |  | 6500 |  | 40000 | >=0.9 | 50000 |  | 50000 | 115 |  |  |  | Wide | 45 |  |  | Available |  |  | Class II | IK06 | 54 | 40 | 45 | 90 | -20 | 1 | 20 | Black (RAL9005) | 50/60Hz | Passive | LED | none | Downlights | TU DLR G2 | General lighting / Office; Shop / Supermarket / Hotel / Hospitality |  |  | 2300 | No sensor | 40000 | RG0 | 15994100106057 |  |  |  |  | 50000
93122268 | TU DLR G2 150MM 2300LM 865 S 80D W | image | datasheet | deeplink | TUNGSRAM - TU DLR G2 - 2300lm - 20W - 6500K - 80CRI - 93122268[SKU] - Recessed | 0.7 | Recessed | LED | 1 | 20 | [8 empty] | CE. Morocco. UKCA | [5 empty] | 50000 | 54 | 6500 | 172 x 172 x 90 |  | 220-240V |  | 5 | E | 80 | max 3 | >80 |  | 6500 |  | 40000 | >=0.9 | 50000 |  | 50000 | 115 |  |  |  | Wide | 45 |  |  | Available |  |  | Class II | IK06 | 54 | 40 | 45 | 90 | -20 | 1 | 20 | White (RAL9016) | 50/60Hz | Passive | LED | none | Downlights | TU DLR G2 | General lighting / Office; Shop / Supermarket / Hotel / Hospitality |  |  | 2300 | No sensor | 40000 | RG0 | 15994100106002 |  |  |  |  | 50000
93122245 | TU DLR G2 150MM 2300LM 840 S 80D B | image | datasheet | deeplink | TUNGSRAM - TU DLR G2 - 2300lm - 20W - 4000K - 80CRI - 93122245[SKU] - Recessed | 0.7 | Recessed | LED | 1 | 20 | [8 empty] | CE. Morocco. UKCA | [5 empty] | 50000 | 54 | 4000 | 172 x 172 x 90 |  | 220-240V |  | 5 | E | 80 | max 3 | >80 |  | 4000 |  | 40000 | >=0.9 | 50000 |  | 50000 | 115 |  |  |  | Wide | 45 |  |  | Available |  |  | Class II | IK06 | 54 | 40 | 45 | 90 | -20 | 1 | 20 | Black (RAL9005) | 50/60Hz | Passive | LED | none | Downlights | TU DLR G2 | General lighting / Office; Shop / Supermarket / Hotel / Hospitality |  |  | 2300 | No sensor | 40000 | RG0 | 15994100106040 |  |  |  |  | 50000
93122272 | TU DLR G2 150MM 2300LM 840 S 80D W | image | datasheet | deeplink | TUNGSRAM - TU DLR G2 - 2300lm - 20W - 4000K - 80CRI - 93122272[SKU] - Recessed | 0.7 | Recessed | LED | 1 | 20 | [8 empty] | CE. Morocco. UKCA | [5 empty] | 50000 | 54 | 4000 | 172 x 172 x 90 |  | 220-240V |  | 5 | E | 80 | max 3 | >80 |  | 4000 |  | 40000 | >=0.9 | 50000 |  | 50000 | 115 |  |  |  | Wide | 45 |  |  | Available |  |  | Class II | IK06 | 54 | 40 | 45 | 90 | -20 | 1 | 20 | White (RAL9016) | 50/60Hz | Passive | LED | none | Downlights | TU DLR G2 | General lighting / Office; Shop / Supermarket / Hotel / Hospitality |  |  | 2300 | No sensor | 40000 | RG0 | 15994100105999 |  |  |  |  | 50000
93122269 | TU DLR G2 150MM 2200LM 830 S 80D B | image | datasheet | deeplink | TUNGSRAM - TU DLR G2 - 2200lm - 20W - 3000K - 80CRI - 93122269[SKU] - Recessed | 0.7 | Recessed | LED | 1 | 20 | [8 empty] | CE. Morocco. UKCA | [5 empty] | 50000 | 54 | 3000 | 172 x 172 x 90 |  | 220-240V |  | 5 | E | 80 | max 3 | >80 |  | 3000 |  | 40000 | >=0.9 | 50000 |  | 50000 | 110 |  |  |  | Wide | 45 |  |  | Available |  |  | Class II | IK06 | 54 | 40 | 45 | 90 | -20 | 1 | 20 | Black (RAL9005) | 50/60Hz | Passive | LED | none | Downlights | TU DLR G2 | General lighting / Office; Shop / Supermarket / Hotel / Hospitality |  |  | 2200 | No sensor | 40000 | RG0 | 15994100106033 |  |  |  |  | 50000
93122267 | TU DLR G2 150MM 2200LM 830 S 80D W | image | datasheet | deeplink | TUNGSRAM - TU DLR G2 - 2200lm - 20W - 3000K - 80CRI - 93122267[SKU] - Recessed | 0.7 | Recessed | LED | 1 | 20 | [8 empty] | CE. Morocco. UKCA | [5 empty] | 50000 | 54 | 3000 | 172 x 172 x 90 |  | 220-240V |  | 5 | E | 80 | max 3 | >80 |  | 3000 |  | 40000 | >=0.9 | 50000 |  | 50000 | 110 |  |  |  | Wide | 45 |  |  | Available |  |  | Class II | IK06 | 54 | 40 | 45 | 90 | -20 | 1 | 20 | White (RAL9016) | 50/60Hz | Passive | LED | none | Downlights | TU DLR G2 | General lighting / Office; Shop / Supermarket / Hotel / Hospitality |  |  | 2200 | No sensor | 40000 | RG0 | 15994100105982 |  |  |  |  | 50000
93120896 | Emergency Exit G1 TU 3 Li DST SM | image | datasheet | deeplink | TUNGSRAM - Emergency EXIT Signs - 1lm - 5.5W - 6500K - 93120896[SKU] - Surface | 0.9 | Surface | LED | 1 | 5.5 |  | 40 | 40 |  | Class II |  |  |  | CE. Morocco. UKCA | [6 empty] | 20 | 6500 | 315 x 45 x 223 |  | 220-240V |  | 5 |  |  |  | >70 |  | 5000 |  |  | >=0.3 | [8 empty] | 45 |  |  | Available |  |  | Class II | IK06 | 20 | 20 | 45 | 30 |  | 1 | 3 | White RAL9016 | 50/60Hz | Passive | LED | dimmable | Emergency | Emergency EXIT Signs | Office. public buildings. Retail. Hospitality |  |  |  | No sensor |  | RG0 | 15994100093722
TBD | DUR1-30-865-L10-RF-… | image | datasheet | deeplink | TUNGSRAM - DUROS - 21500lm - 214W - 6500K - 80CRI - TBD[SKU] - Bracket or Y-hook | 5.1 | Bracket or Y-hook | LED | 1 | 214 | [8 empty] | CE | [6 empty] | 66 | 6500 | 967x246x100 |  | 220-240V |  | 5 |  | 98x33 | 3 | 80 |  | 6500 |  | 149940 | >=0.9 | 345000 |  | 562000 | 100.467 |  |  | 9 | L10 | 25 | max. 10% at 100.000 hrs |  | Available | 865/339 | Cx=0.3123. Cy=0.3282 | Class I | IK08 | IP66 | IP66 | 50 | 1167.2727 | -20 | 1 | 214 | RAL9016 | 50-60Hz | Passive | LED | dimmable | High Bay Rectangular | DUROS | Indoor Industrial |  | 29.2 | 21500 | RF Sensor | 153000 |  |  | Mounting bracket or Y-hook cable |  |  |  | 338100
TBD | DUR1-30-865-L9-RF-… | image | datasheet | deeplink | TUNGSRAM - DUROS - 23200lm - 214W - 6500K - 80CRI - TBD[SKU] - Bracket or Y-hook | 5.1 | Bracket or Y-hook | LED | 1 | 214 | [8 empty] | CE | [6 empty] | 66 | 6500 | 967x246x100 |  | 220-240V |  | 5 |  | 92 | 3 | 80 |  | 6500 |  | 149940 | >=0.9 | 345000 |  | 562000 | 108.411 |  |  | 9 | L9 | 25 | max. 10% at 100.000 hrs |  | Available | 865/339 | Cx=0.3123. Cy=0.3282 | Class I | IK08 | IP66 | IP66 | 50 | 1167.2727 | -20 | 1 | 214 | RAL9016 | 50-60Hz | Passive | LED | dimmable | High Bay Rectangular | DUROS | Indoor Industrial |  | 23.4 | 23200 | RF Sensor | 153000 |  |  | Mounting bracket or Y-hook cable |  |  |  | 338100
TBD | DUR1-30-865-L8-RF-… | image | datasheet | deeplink | TUNGSRAM - DUROS - 20800lm - 214W - 6500K - 80CRI - TBD[SKU] - Bracket or Y-hook | 5.1 | Bracket or Y-hook | LED | 1 | 214 | [8 empty] | CE | [6 empty] | 66 | 6500 | 967x246x100 |  | 220-240V |  | 5 |  | 84 | 3 | 80 |  | 6500 |  | 149940 | >=0.9 | 345000 |  | 562000 | 97.1962 |  |  | 9 | L8 | 25 | max. 10% at 100.000 hrs |  | Available | 865/339 | Cx=0.3123. Cy=0.3282 | Class I | IK08 | IP66 | IP66 | 50 | 1167.2727 | -20 | 1 | 214 | RAL9016 | 50-60Hz | Passive | LED | dimmable | High Bay Rectangular | DUROS | Indoor Industrial |  | 24.4 | 20800 | RF Sensor | 153000 |  |  | Mounting bracket or Y-hook cable |  |  |  | 338100
TBD | DUR1-30-865-L6-RF-… | image | datasheet | deeplink | TUNGSRAM - DUROS - 22800lm - 214W - 6500K - 80CRI - TBD[SKU] - Bracket or Y-hook | 5.1 | Bracket or Y-hook | LED | 1 | 214 | [8 empty] | CE | [6 empty] | 66 | 6500 | 967x246x100 |  | 220-240V |  | 5 |  | 61 | 3 | 80 |  | 6500 |  | 149940 | >=0.9 | 345000 |  | 562000 | 106.542 |  |  | 9 | L6 | 25 | max. 10% at 100.000 hrs |  | Available | 865/339 | Cx=0.3123. Cy=0.3282 | Class I | IK08 | IP66 | IP66 | 50 | 1167.2727 | -20 | 1 | 214 | RAL9016 | 50-60Hz | Passive | LED | dimmable | High Bay Rectangular | DUROS | Indoor Industrial |  | 20.5 | 22800 | RF Sensor | 153000 |  |  | Mounting bracket or Y-hook cable |  |  |  | 338100
TBD | DUR1-30-865-L5-RF-… | image | datasheet | deeplink | TUNGSRAM - DUROS - 23500lm - 214W - 6500K - 80CRI - TBD[SKU] - Bracket or Y-hook | 5.1 | Bracket or Y-hook | LED | 1 | 214 | [8 empty] | CE | [6 empty] | 66 | 6500 | 967x246x100 |  | 220-240V |  | 5 |  | 53 | 3 | 80 |  | 6500 |  | 149940 | >=0.9 | 345000 |  | 562000 | 109.813 |  |  | 9 | L5 | 25 | max. 10% at 100.000 hrs |  | Available | 865/339 | Cx=0.3123. Cy=0.3282 | Class I | IK08 | IP66 | IP66 | 50 | 1167.2727 | -20 | 1 | 214 | RAL9016 | 50-60Hz | Passive | LED | dimmable | High Bay Rectangular | DUROS | Indoor Industrial |  | 24 | 23500 | RF Sensor | 153000 |  |  | Mounting bracket or Y-hook cable |  |  |  | 338100
TBD | DUR1-30-865-L4-RF-… | image | datasheet | deeplink | TUNGSRAM - DUROS - 21700lm - 214W - 6500K - 80CRI - TBD[SKU] - Bracket or Y-hook | 5.1 | Bracket or Y-hook | LED | 1 | 214 | [8 empty] | CE | [6 empty] | 66 | 6500 | 967x246x100 |  | 220-240V |  | 5 |  | 38 | 3 | 80 |  | 6500 |  | 149940 | >=0.9 | 345000 |  | 562000 | 101.401 |  |  | 9 | L4 | 25 | max. 10% at 100.000 hrs |  | Available | 865/339 | Cx=0.3123. Cy=0.3282 | Class I | IK08 | IP66 | IP66 | 50 | 1167.2727 | -20 | 1 | 214 | RAL9016 | 50-60Hz | Passive | LED | dimmable | High Bay Rectangular | DUROS | Indoor Industrial |  | 22.8 | 21700 | RF Sensor | 153000 |  |  | Mounting bracket or Y-hook cable |  |  |  | 338100
TBD | DUR1-30-865-L2-RF-… | image | datasheet | deeplink | TUNGSRAM - DUROS - 22200lm - 214W - 6500K - 80CRI - TBD[SKU] - Bracket or Y-hook | 5.1 | Bracket or Y-hook | LED | 1 | 214 | [8 empty] | CE | [6 empty] | 66 | 6500 | 967x246x100 |  | 220-240V |  | 5 |  | 24 | 3 | 80 |  | 6500 |  | 149940 | >=0.9 | 345000 |  | 562000 | 103.738 |  |  | 9 | L2 | 25 | max. 10% at 100.000 hrs |  | Available | 865/339 | Cx=0.3123. Cy=0.3282 | Class I | IK08 | IP66 | IP66 | 50 | 1167.2727 | -20 | 1 | 214 | RAL9016 | 50-60Hz | Passive | LED | dimmable | High Bay Rectangular | DUROS | Indoor Industrial |  | 24.5 | 22200 | RF Sensor | 153000 |  |  | Mounting bracket or Y-hook cable |  |  |  | 338100
TBD | DUR1-25-865-L10-RF-… | image | datasheet | deeplink | TUNGSRAM - DUROS - 20100lm - 195W - 6500K - 80CRI - TBD[SKU] - Bracket or Y-hook | 5.1 | Bracket or Y-hook | LED | 1 | 195 | [8 empty] | CE | [6 empty] | 66 | 6500 | 967x246x100 |  | 220-240V |  | 5 |  | 98x33 | 3 | 80 |  | 6500 |  | 292040 | >=0.9 | 620000 |  | 985000 | 103.076 |  |  | 9 | L10 | 25 | max. 10% at 100.000 hrs |  | Available | 865/339 | Cx=0.3123. Cy=0.3282 | Class I | IK08 | IP66 | IP66 | 50 | 1063.6364 | -20 | 1 | 195 | RAL9016 | 50-60Hz | Passive | LED | dimmable | High Bay Rectangular | DUROS | Indoor Industrial |  | 28.9 | 20100 | RF Sensor | 298000 |  |  | Mounting bracket or Y-hook cable |  |  |  | 607600
TBD | DUR1-25-865-L9-RF-… | image | datasheet | deeplink | TUNGSRAM - DUROS - 21700lm - 195W - 6500K - 80CRI - TBD[SKU] - Bracket or Y-hook | 5.1 | Bracket or Y-hook | LED | 1 | 195 | [8 empty] | CE | [6 empty] | 66 | 6500 | 967x246x100 |  | 220-240V |  | 5 |  | 92 | 3 | 80 |  | 6500 |  | 292040 | >=0.9 | 620000 |  | 985000 | 111.282 |  |  | 9 | L9 | 25 | max. 10% at 100.000 hrs |  | Available | 865/339 | Cx=0.3123. Cy=0.3282 | Class I | IK08 | IP66 | IP66 | 50 | 1063.6364 | -20 | 1 | 195 | RAL9016 | 50-60Hz | Passive | LED | dimmable | High Bay Rectangular | DUROS | Indoor Industrial |  | 23.2 | 21700 | RF Sensor | 298000 |  |  | Mounting bracket or Y-hook cable |  |  |  | 607600
TBD | DUR1-25-865-L8-RF-… | image | datasheet | deeplink | TUNGSRAM - DUROS - 19500lm - 195W - 6500K - 80CRI - TBD[SKU] - Bracket or Y-hook | 5.1 | Bracket or Y-hook | LED | 1 | 195 | [8 empty] | CE | [6 empty] | 66 | 6500 | 967x246x100 |  | 220-240V |  | 5 |  | 84 | 3 | 80 |  | 6500 |  | 292040 | >=0.9 | 620000 |  | 985000 | 100 |  |  | 9 | L8 | 25 | max. 10% at 100.000 hrs |  | Available | 865/339 | Cx=0.3123. Cy=0.3282 | Class I | IK08 | IP66 | IP66 | 50 | 1063.6364 | -20 | 1 | 195 | RAL9016 | 50-60Hz | Passive | LED | dimmable | High Bay Rectangular | DUROS | Indoor Industrial |  | 24.2 | 19500 | RF Sensor | 298000 |  |  | Mounting bracket or Y-hook cable |  |  |  | 607600
TBD | DUR1-25-865-L6-RF-… | image | datasheet | deeplink | TUNGSRAM - DUROS - 21300lm - 195W - 6500K - 80CRI - TBD[SKU] - Bracket or Y-hook | 5.1 | Bracket or Y-hook | LED | 1 | 195 | [8 empty] | CE | [6 empty] | 66 | 6500 | 967x246x100 |  | 220-240V |  | 5 |  | 61 | 3 | 80 |  | 6500 |  | 292040 | >=0.9 | 620000 |  | 985000 | 109.23 |  |  | 9 | L6 | 25 | max. 10% at 100.000 hrs |  | Available | 865/339 | Cx=0.3123. Cy=0.3282 | Class I | IK08 | IP66 | IP66 | 50 | 1063.6364 | -20 | 1 | 195 | RAL9016 | 50-60Hz | Passive | LED | dimmable | High Bay Rectangular | DUROS | Indoor Industrial |  | 20.2 | 21300 | RF Sensor | 298000 |  |  | Mounting bracket or Y-hook cable |  |  |  | 607600
TBD | DUR1-25-865-L5-RF-… | image | datasheet | deeplink | TUNGSRAM - DUROS - 21900lm - 195W - 6500K - 80CRI - TBD[SKU] - Bracket or Y-hook | 5.1 | Bracket or Y-hook | LED | 1 | 195 | [8 empty] | CE | [6 empty] | 66 | 6500 | 967x246x100 |  | 220-240V |  | 5 |  | 53 | 3 | 80 |  | 6500 |  | 292040 | >=0.9 | 620000 |  | 985000 | 112.307 |  |  | 9 | L5 | 25 | max. 10% at 100.000 hrs |  | Available | 865/339 | Cx=0.3123. Cy=0.3282 | Class I | IK08 | IP66 | IP66 | 50 | 1063.6364 | -20 | 1 | 195 | RAL9016 | 50-60Hz | Passive | LED | dimmable | High Bay Rectangular | DUROS | Indoor Industrial |  | 23.7 | 21900 | RF Sensor | 298000 |  |  | Mounting bracket or Y-hook cable |  |  |  | 607600
TBD | DUR1-25-865-L4-RF-… | image | datasheet | deeplink | TUNGSRAM - DUROS - 20300lm - 195W - 6500K - 80CRI - TBD[SKU] - Bracket or Y-hook | 5.1 | Bracket or Y-hook | LED | 1 | 195 | [8 empty] | CE | [6 empty] | 66 | 6500 | 967x246x100 |  | 220-240V |  | 5 |  | 38 | 3 | 80 |  | 6500 |  | 292040 | >=0.9 | 620000 |  | 985000 | 104.102 |  |  | 9 | L4 | 25 | max. 10% at 100.000 hrs |  | Available | 865/339 | Cx=0.3123. Cy=0.3282 | Class I | IK08 | IP66 | IP66 | 50 | 1063.6364 | -20 | 1 | 195 | RAL9016 | 50-60Hz | Passive | LED | dimmable | High Bay Rectangular | DUROS | Indoor Industrial |  | 22.6 | 20300 | RF Sensor | 298000 |  |  | Mounting bracket or Y-hook cable |  |  |  | 607600
TBD | DUR1-25-865-L2-RF-… | image | datasheet | deeplink | TUNGSRAM - DUROS - 20700lm - 195W - 6500K - 80CRI - TBD[SKU] - Bracket or Y-hook | 5.1 | Bracket or Y-hook | LED | 1 | 195 | [8 empty] | CE | [6 empty] | 66 | 6500 | 967x246x100 |  | 220-240V |  | 5 |  | 24 | 3 | 80 |  | 6500 |  | 292040 | >=0.9 | 620000 |  | 985000 | 106.153 |  |  | 9 | L2 | 25 | max. 10% at 100.000 hrs |  | Available | 865/339 | Cx=0.3123. Cy=0.3282 | Class I | IK08 | IP66 | IP66 | 50 | 1063.6364 | -20 | 1 | 195 | RAL9016 | 50-60Hz | Passive | LED | dimmable | High Bay Rectangular | DUROS | Indoor Industrial |  | 24.2 | 20700 | RF Sensor | 298000 |  |  | Mounting bracket or Y-hook cable |  |  |  | 607600
TBD | DUR1-20-865-L10-RF-… | image | datasheet | deeplink | TUNGSRAM - DUROS - 16000lm - 155W - 6500K - 80CRI - TBD[SKU] - Bracket or Y-hook | 4 | Bracket or Y-hook | LED | 1 | 155 | [8 empty] | CE | [6 empty] | 66 | 6500 | 761x246x100 |  | 220-240V |  | 5 |  | 98x33 | 3 | 80 |  | 6500 |  | 224420 | >=0.9 | 477000 |  | 757000 | 103.225 |  |  | 9 | L10 | 25 | max. 10% at 100.000 hrs |  | Available | 865/339 | Cx=0.3123. Cy=0.3282 | Class I | IK08 | IP66 | IP66 | 50 | 845.4545 | -20 | 1 | 155 | RAL9016 | 50-60Hz | Passive | LED | dimmable | High Bay Rectangular | DUROS | Indoor Industrial |  | 28.1 | 16000 | RF Sensor | 229000 |  |  | Mounting bracket or Y-hook cable |  |  |  | 467460
TBD | DUR1-20-865-L9-RF-… | image | datasheet | deeplink | TUNGSRAM - DUROS - 17300lm - 155W - 6500K - 80CRI - TBD[SKU] - Bracket or Y-hook | 4 | Bracket or Y-hook | LED | 1 | 155 | [8 empty] | CE | [6 empty] | 66 | 6500 | 761x246x100 |  | 220-240V |  | 5 |  | 92 | 3 | 80 |  | 6500 |  | 224420 | >=0.9 | 477000 |  | 757000 | 111.612 |  |  | 9 | L9 | 25 | max. 10% at 100.000 hrs |  | Available | 865/339 | Cx=0.3123. Cy=0.3282 | Class I | IK08 | IP66 | IP66 | 50 | 845.4545 | -20 | 1 | 155 | RAL9016 | 50-60Hz | Passive | LED | dimmable | High Bay Rectangular | DUROS | Indoor Industrial |  | 22.4 | 17300 | RF Sensor | 229000 |  |  | Mounting bracket or Y-hook cable |  |  |  | 467460
TBD | DUR1-20-865-L8-RF-… | image | datasheet | deeplink | TUNGSRAM - DUROS - 15500lm - 155W - 6500K - 80CRI - TBD[SKU] - Bracket or Y-hook | 4 | Bracket or Y-hook | LED | 1 | 155 | [8 empty] | CE | [6 empty] | 66 | 6500 | 761x246x100 |  | 220-240V |  | 5 |  | 84 | 3 | 80 |  | 6500 |  | 224420 | >=0.9 | 477000 |  | 757000 | 100 |  |  | 9 | L8 | 25 | max. 10% at 100.000 hrs |  | Available | 865/339 | Cx=0.3123. Cy=0.3282 | Class I | IK08 | IP66 | IP66 | 50 | 845.4545 | -20 | 1 | 155 | RAL9016 | 50-60Hz | Passive | LED | dimmable | High Bay Rectangular | DUROS | Indoor Industrial |  | 23.4 | 15500 | RF Sensor | 229000 |  |  | Mounting bracket or Y-hook cable |  |  |  | 467460
TBD | DUR1-20-865-L6-RF-… | image | datasheet | deeplink | TUNGSRAM - DUROS - 16900lm - 155W - 6500K - 80CRI - TBD[SKU] - Bracket or Y-hook | 4 | Bracket or Y-hook | LED | 1 | 155 | [8 empty] | CE | [6 empty] | 66 | 6500 | 761x246x100 |  | 220-240V |  | 5 |  | 61 | 3 | 80 |  | 6500 |  | 224420 | >=0.9 | 477000 |  | 757000 | 109.032 |  |  | 9 | L6 | 25 | max. 10% at 100.000 hrs |  | Available | 865/339 | Cx=0.3123. Cy=0.3282 | Class I | IK08 | IP66 | IP66 | 50 | 845.4545 | -20 | 1 | 155 | RAL9016 | 50-60Hz | Passive | LED | dimmable | High Bay Rectangular | DUROS | Indoor Industrial |  | 19.4 | 16900 | RF Sensor | 229000 |  |  | Mounting bracket or Y-hook cable |  |  |  | 467460
TBD | DUR1-20-865-L5-RF-… | image | datasheet | deeplink | TUNGSRAM - DUROS - 17400lm - 155W - 6500K - 80CRI - TBD[SKU] - Bracket or Y-hook | 4 | Bracket or Y-hook | LED | 1 | 155 | [8 empty] | CE | [6 empty] | 66 | 6500 | 761x246x100 |  | 220-240V |  | 5 |  | 53 | 3 | 80 |  | 6500 |  | 224420 | >=0.9 | 477000 |  | 757000 | 112.258 |  |  | 9 | L5 | 25 | max. 10% at 100.000 hrs |  | Available | 865/339 | Cx=0.3123. Cy=0.3282 | Class I | IK08 | IP66 | IP66 | 50 | 845.4545 | -20 | 1 | 155 | RAL9016 | 50-60Hz | Passive | LED | dimmable | High Bay Rectangular | DUROS | Indoor Industrial |  | 22.9 | 17400 | RF Sensor | 229000 |  |  | Mounting bracket or Y-hook cable |  |  |  | 467460
TBD | DUR1-20-865-L4-RF-… | image | datasheet | deeplink | TUNGSRAM - DUROS - 16100lm - 155W - 6500K - 80CRI - TBD[SKU] - Bracket or Y-hook | 4 | Bracket or Y-hook | LED | 1 | 155 | [8 empty] | CE | [6 empty] | 66 | 6500 | 761x246x100 |  | 220-240V |  | 5 |  | 38 | 3 | 80 |  | 6500 |  | 224420 | >=0.9 | 477000 |  | 757000 | 103.87 |  |  | 9 | L4 | 25 | max. 10% at 100.000 hrs |  | Available | 865/339 | Cx=0.3123. Cy=0.3282 | Class I | IK08 | IP66 | IP66 | 50 | 845.4545 | -20 | 1 | 155 | RAL9016 | 50-60Hz | Passive | LED | dimmable | High Bay Rectangular | DUROS | Indoor Industrial |  | 21.8 | 16100 | RF Sensor | 229000 |  |  | Mounting bracket or Y-hook cable |  |  |  | 467460
TBD | DUR1-20-865-L2-RF-… | image | datasheet | deeplink | TUNGSRAM - DUROS - 16400lm - 155W - 6500K - 80CRI - TBD[SKU] - Bracket or Y-hook | 4 | Bracket or Y-hook | LED | 1 | 155 | [8 empty] | CE | [6 empty] | 66 | 6500 | 761x246x100 |  | 220-240V |  | 5 |  | 24 | 3 | 80 |  | 6500 |  | 224420 | >=0.9 | 477000 |  | 757000 | 105.806 |  |  | 9 | L2 | 25 | max. 10% at 100.000 hrs |  | Available | 865/339 | Cx=0.3123. Cy=0.3282 | Class I | IK08 | IP66 | IP66 | 50 | 845.4545 | -20 | 1 | 155 | RAL9016 | 50-60Hz | Passive | LED | dimmable | High Bay Rectangular | DUROS | Indoor Industrial |  | 23.4 | 16400 | RF Sensor | 229000 |  |  | Mounting bracket or Y-hook cable |  |  |  | 467460
TBD | DUR1-15-865-L10-RF-… | image | datasheet | deeplink | TUNGSRAM - DUROS - 12000lm - 105W - 6500K - 80CRI - TBD[SKU] - Bracket or Y-hook | 4 | Bracket or Y-hook | LED | 1 | 105 | [8 empty] | CE | [6 empty] | 66 | 6500 | 761x246x100 |  | 220-240V |  | 5 |  | 98x33 | 3 | 80 |  | 6500 |  | 558600 | >=0.9 | 1190000 |  | 1890000 | 114.285 |  |  | 9 | L10 | 25 | max. 10% at 100.000 hrs |  | Available | 865/339 | Cx=0.3123. Cy=0.3282 | Class I | IK08 | IP66 | IP66 | 50 | 572.7273 | -20 | 1 | 105 | RAL9016 | 50-60Hz | Passive | LED | dimmable | High Bay Rectangular | DUROS | Indoor Industrial |  | 27.1 | 12000 | RF Sensor | 570000 |  |  | Mounting bracket or Y-hook cable |  |  |  | 1166200
TBD | DUR1-15-865-L9-RF-… | image | datasheet | deeplink | TUNGSRAM - DUROS - 13000lm - 105W - 6500K - 80CRI - TBD[SKU] - Bracket or Y-hook | 4 | Bracket or Y-hook | LED | 1 | 105 | [8 empty] | CE | [6 empty] | 66 | 6500 | 761x246x100 |  | 220-240V |  | 5 |  | 92 | 3 | 80 |  | 6500 |  | 558600 | >=0.9 | 1190000 |  | 1890000 | 123.809 |  |  | 9 | L9 | 25 | max. 10% at 100.000 hrs |  | Available | 865/339 | Cx=0.3123. Cy=0.3282 | Class I | IK08 | IP66 | IP66 | 50 | 572.7273 | -20 | 1 | 105 | RAL9016 | 50-60Hz | Passive | LED | dimmable | High Bay Rectangular | DUROS | Indoor Industrial |  | 21.4 | 13000 | RF Sensor | 570000 |  |  | Mounting bracket or Y-hook cable |  |  |  | 1166200
TBD | DUR1-15-865-L8-RF-… | image | datasheet | deeplink | TUNGSRAM - DUROS - 11700lm - 105W - 6500K - 80CRI - TBD[SKU] - Bracket or Y-hook | 4 | Bracket or Y-hook | LED | 1 | 105 | [8 empty] | CE | [6 empty] | 66 | 6500 | 761x246x100 |  | 220-240V |  | 5 |  | 84 | 3 | 80 |  | 6500 |  | 558600 | >=0.9 | 1190000 |  | 1890000 | 111.428 |  |  | 9 | L8 | 25 | max. 10% at 100.000 hrs |  | Available | 865/339 | Cx=0.3123. Cy=0.3282 | Class I | IK08 | IP66 | IP66 | 50 | 572.7273 | -20 | 1 | 105 | RAL9016 | 50-60Hz | Passive | LED | dimmable | High Bay Rectangular | DUROS | Indoor Industrial |  | 22.4 | 11700 | RF Sensor | 570000 |  |  | Mounting bracket or Y-hook cable |  |  |  | 1166200
TBD | DUR1-15-865-L6-RF-… | image | datasheet | deeplink | TUNGSRAM - DUROS - 12700lm - 105W - 6500K - 80CRI - TBD[SKU] - Bracket or Y-hook | 4 | Bracket or Y-hook | LED | 1 | 105 | [8 empty] | CE | [6 empty] | 66 | 6500 | 761x246x100 |  | 220-240V |  | 5 |  | 61 | 3 | 80 |  | 6500 |  | 558600 | >=0.9 | 1190000 |  | 1890000 | 120.952 |  |  | 9 | L6 | 25 | max. 10% at 100.000 hrs |  | Available | 865/339 | Cx=0.3123. Cy=0.3282 | Class I | IK08 | IP66 | IP66 | 50 | 572.7273 | -20 | 1 | 105 | RAL9016 | 50-60Hz | Passive | LED | dimmable | High Bay Rectangular | DUROS | Indoor Industrial |  | 18.4 | 12700 | RF Sensor | 570000 |  |  | Mounting bracket or Y-hook cable |  |  |  | 1166200
TBD | DUR1-15-865-L5-RF-… | image | datasheet | deeplink | TUNGSRAM - DUROS - 13100lm - 105W - 6500K - 80CRI - TBD[SKU] - Bracket or Y-hook | 4 | Bracket or Y-hook | LED | 1 | 105 | [8 empty] | CE | [6 empty] | 66 | 6500 | 761x246x100 |  | 220-240V |  | 5 |  | 53 | 3 | 80 |  | 6500 |  | 558600 | >=0.9 | 1190000 |  | 1890000 | 124.761 |  |  | 9 | L5 | 25 | max. 10% at 100.000 hrs |  | Available | 865/339 | Cx=0.3123. Cy=0.3282 | Class I | IK08 | IP66 | IP66 | 50 | 572.7273 | -20 | 1 | 105 | RAL9016 | 50-60Hz | Passive | LED | dimmable | High Bay Rectangular | DUROS | Indoor Industrial |  | 21.9 | 13100 | RF Sensor | 570000 |  |  | Mounting bracket or Y-hook cable |  |  |  | 1166200
TBD | DUR1-15-865-L4-RF-… | image | datasheet | deeplink | TUNGSRAM - DUROS - 12100lm - 105W - 6500K - 80CRI - TBD[SKU] - Bracket or Y-hook | 4 | Bracket or Y-hook | LED | 1 | 105 | [8 empty] | CE | [6 empty] | 66 | 6500 | 761x246x100 |  | 220-240V |  | 5 |  | 38 | 3 | 80 |  | 6500 |  | 558600 | >=0.9 | 1190000 |  | 1890000 | 115.238 |  |  | 9 | L4 | 25 | max. 10% at 100.000 hrs |  | Available | 865/339 | Cx=0.3123. Cy=0.3282 | Class I | IK08 | IP66 | IP66 | 50 | 572.7273 | -20 | 1 | 105 | RAL9016 | 50-60Hz | Passive | LED | dimmable | High Bay Rectangular | DUROS | Indoor Industrial |  | 20.8 | 12100 | RF Sensor | 570000 |  |  | Mounting bracket or Y-hook cable |  |  |  | 1166200
TBD | DUR1-15-865-L2-RF-… | image | datasheet | deeplink | TUNGSRAM - DUROS - 12400lm - 105W - 6500K - 80CRI - TBD[SKU] - Bracket or Y-hook | 4 | Bracket or Y-hook | LED | 1 | 105 | [8 empty] | CE | [6 empty] | 66 | 6500 | 761x246x100 |  | 220-240V |  | 5 |  | 24 | 3 | 80 |  | 6500 |  | 558600 | >=0.9 | 1190000 |  | 1890000 | 118.095 |  |  | 9 | L2 | 25 | max. 10% at 100.000 hrs |  | Available | 865/339 | Cx=0.3123. Cy=0.3282 | Class I | IK08 | IP66 | IP66 | 50 | 572.7273 | -20 | 1 | 105 | RAL9016 | 50-60Hz | Passive | LED | dimmable | High Bay Rectangular | DUROS | Indoor Industrial |  | 22.4 | 12400 | RF Sensor | 570000 |  |  | Mounting bracket or Y-hook cable |  |  |  | 1166200
TBD | DUR1-10-865-L10-RF-… | image | datasheet | deeplink | TUNGSRAM - DUROS - 8000lm - 74W - 6500K - 80CRI - TBD[SKU] - Bracket or Y-hook | 3.2 | Bracket or Y-hook | LED | 1 | 74 | [8 empty] | CE | [6 empty] | 66 | 6500 | 595x246x100 |  | 220-240V |  | 5 |  | 98x33 | 3 | 80 |  | 6500 |  | 509600 | >=0.9 | 1070000 |  | 1710000 | 108.108 |  |  | 9 | L10 | 25 | max. 10% at 100.000 hrs |  | Available | 865/339 | Cx=0.3123. Cy=0.3282 | Class I | IK08 | IP66 | IP66 | 50 | 403.6364 | -20 | 1 | 74 | RAL9016 | 50-60Hz | Passive | LED | dimmable | High Bay Rectangular | DUROS | Indoor Industrial |  | 25.7 | 8000 | RF Sensor | 520000 |  |  | Mounting bracket or Y-hook cable |  |  |  | 1048600
TBD | DUR1-10-865-L9-RF-… | image | datasheet | deeplink | TUNGSRAM - DUROS - 8600lm - 74W - 6500K - 80CRI - TBD[SKU] - Bracket or Y-hook | 3.2 | Bracket or Y-hook | LED | 1 | 74 | [8 empty] | CE | [6 empty] | 66 | 6500 | 595x246x100 |  | 220-240V |  | 5 |  | 92 | 3 | 80 |  | 6500 |  | 509600 | >=0.9 | 1070000 |  | 1710000 | 116.216 |  |  | 9 | L9 | 25 | max. 10% at 100.000 hrs |  | Available | 865/339 | Cx=0.3123. Cy=0.3282 | Class I | IK08 | IP66 | IP66 | 50 | 403.6364 | -20 | 1 | 74 | RAL9016 | 50-60Hz | Passive | LED | dimmable | High Bay Rectangular | DUROS | Indoor Industrial |  | 20 | 8600 | RF Sensor | 520000 |  |  | Mounting bracket or Y-hook cable |  |  |  | 1048600
TBD | DUR1-10-865-L8-RF-… | image | datasheet | deeplink | TUNGSRAM - DUROS - 7700lm - 74W - 6500K - 80CRI - TBD[SKU] - Bracket or Y-hook | 3.2 | Bracket or Y-hook | LED | 1 | 74 | [8 empty] | CE | [6 empty] | 66 | 6500 | 595x246x100 |  | 220-240V |  | 5 |  | 84 | 3 | 80 |  | 6500 |  | 509600 | >=0.9 | 1070000 |  | 1710000 | 104.054 |  |  | 9 | L8 | 25 | max. 10% at 100.000 hrs |  | Available | 865/339 | Cx=0.3123. Cy=0.3282 | Class I | IK08 | IP66 | IP66 | 50 | 403.6364 | -20 | 1 | 74 | RAL9016 | 50-60Hz | Passive | LED | dimmable | High Bay Rectangular | DUROS | Indoor Industrial |  | 21 | 7700 | RF Sensor | 520000 |  |  | Mounting bracket or Y-hook cable |  |  |  | 1048600
TBD | DUR1-10-865-L6-RF-… | image | datasheet | deeplink | TUNGSRAM - DUROS - 8400lm - 74W - 6500K - 80CRI - TBD[SKU] - Bracket or Y-hook | 3.2 | Bracket or Y-hook | LED | 1 | 74 | [8 empty] | CE | [6 empty] | 66 | 6500 | 595x246x100 |  | 220-240V |  | 5 |  | 61 | 3 | 80 |  | 6500 |  | 509600 | >=0.9 | 1070000 |  | 1710000 | 113.513 |  |  | 9 | L6 | 25 | max. 10% at 100.000 hrs |  | Available | 865/339 | Cx=0.3123. Cy=0.3282 | Class I | IK08 | IP66 | IP66 | 50 | 403.6364 | -20 | 1 | 74 | RAL9016 | 50-60Hz | Passive | LED | dimmable | High Bay Rectangular | DUROS | Indoor Industrial |  | 17 | 8400 | RF Sensor | 520000 |  |  | Mounting bracket or Y-hook cable |  |  |  | 1048600
TBD | DUR1-10-865-L5-RF-… | image | datasheet | deeplink | TUNGSRAM - DUROS - 8700lm - 74W - 6500K - 80CRI - TBD[SKU] - Bracket or Y-hook | 3.2 | Bracket or Y-hook | LED | 1 | 74 | [8 empty] | CE | [6 empty] | 66 | 6500 | 595x246x100 |  | 220-240V |  | 5 |  | 53 | 3 | 80 |  | 6500 |  | 509600 | >=0.9 | 1070000 |  | 1710000 | 117.567 |  |  | 9 | L5 | 25 | max. 10% at 100.000 hrs |  | Available | 865/339 | Cx=0.3123. Cy=0.3282 | Class I | IK08 | IP66 | IP66 | 50 | 403.6364 | -20 | 1 | 74 | RAL9016 | 50-60Hz | Passive | LED | dimmable | High Bay Rectangular | DUROS | Indoor Industrial |  | 20.5 | 8700 | RF Sensor | 520000 |  |  | Mounting bracket or Y-hook cable |  |  |  | 1048600
TBD | DUR1-10-865-L4-RF-… | image | datasheet | deeplink | TUNGSRAM - DUROS - 8000lm - 74W - 6500K - 80CRI - TBD[SKU] - Bracket or Y-hook | 3.2 | Bracket or Y-hook | LED | 1 | 74 | [8 empty] | CE | [6 empty] | 66 | 6500 | 595x246x100 |  | 220-240V |  | 5 |  | 38 | 3 | 80 |  | 6500 |  | 509600 | >=0.9 | 1070000 |  | 1710000 | 108.108 |  |  | 9 | L4 | 25 | max. 10% at 100.000 hrs |  | Available | 865/339 | Cx=0.3123. Cy=0.3282 | Class I | IK08 | IP66 | IP66 | 50 | 403.6364 | -20 | 1 | 74 | RAL9016 | 50-60Hz | Passive | LED | dimmable | High Bay Rectangular | DUROS | Indoor Industrial |  | 19.3 | 8000 | RF Sensor | 520000 |  |  | Mounting bracket or Y-hook cable |  |  |  | 1048600
TBD | DUR1-10-865-L2-RF-… | image | datasheet | deeplink | TUNGSRAM - DUROS - 8200lm - 74W - 6500K - 80CRI - TBD[SKU] - Bracket or Y-hook | 3.2 | Bracket or Y-hook | LED | 1 | 74 | [8 empty] | CE | [6 empty] | 66 | 6500 | 595x246x100 |  | 220-240V |  | 5 |  | 24 | 3 | 80 |  | 6500 |  | 509600 | >=0.9 | 1070000 |  | 1710000 | 110.81 |  |  | 9 | L2 | 25 | max. 10% at 100.000 hrs |  | Available | 865/339 | Cx=0.3123. Cy=0.3282 | Class I | IK08 | IP66 | IP66 | 50 | 403.6364 | -20 | 1 | 74 | RAL9016 | 50-60Hz | Passive | LED | dimmable | High Bay Rectangular | DUROS | Indoor Industrial |  | 21 | 8200 | RF Sensor | 520000 |  |  | Mounting bracket or Y-hook cable |  |  |  | 1048600
TBD | DUR1-30-850-L10-RF-… | image | datasheet | deeplink | TUNGSRAM - DUROS - 23900lm - 214W - 5000K - 80CRI - TBD[SKU] - Bracket or Y-hook | 5.1 | Bracket or Y-hook | LED | 1 | 214 | [8 empty] | CE | [6 empty] | 66 | 5000 | 967x246x100 |  | 220-240V |  | 5 |  | 98x33 | 3 | 80 |  | 5000 |  | 149940 | >=0.9 | 345000 |  | 562000 | 111.682 |  |  | 9 | L10 | 25 | max. 10% at 100.000 hrs |  | Available | 850/339 | Cx=0.3446. Cy=0.3551 | Class I | IK08 | IP66 | IP66 | 50 | 1167.2727 | -20 | 1 | 214 | RAL9016 | 50-60Hz | Passive | LED | dimmable | High Bay Rectangular | DUROS | Indoor Industrial |  | 29.5 | 23900 | RF Sensor | 153000 |  |  | Mounting bracket or Y-hook cable |  |  |  | 338100
TBD | DUR1-30-850-L9-RF-… | image | datasheet | deeplink | TUNGSRAM - DUROS - 25800lm - 214W - 5000K - 80CRI - TBD[SKU] - Bracket or Y-hook | 5.1 | Bracket or Y-hook | LED | 1 | 214 | [8 empty] | CE | [6 empty] | 66 | 5000 | 967x246x100 |  | 220-240V |  | 5 |  | 92 | 3 | 80 |  | 5000 |  | 149940 | >=0.9 | 345000 |  | 562000 | 120.56 |  |  | 9 | L9 | 25 | max. 10% at 100.000 hrs |  | Available | 850/339 | Cx=0.3446. Cy=0.3551 | Class I | IK08 | IP66 | IP66 | 50 | 1167.2727 | -20 | 1 | 214 | RAL9016 | 50-60Hz | Passive | LED | dimmable | High Bay Rectangular | DUROS | Indoor Industrial |  | 23.8 | 25800 | RF Sensor | 153000 |  |  | Mounting bracket or Y-hook cable |  |  |  | 338100
TBD | DUR1-30-850-L8-RF-… | image | datasheet | deeplink | TUNGSRAM - DUROS - 23200lm - 214W - 5000K - 80CRI - TBD[SKU] - Bracket or Y-hook | 5.1 | Bracket or Y-hook | LED | 1 | 214 | [8 empty] | CE | [6 empty] | 66 | 5000 | 967x246x100 |  | 220-240V |  | 5 |  | 84 | 3 | 80 |  | 5000 |  | 149940 | >=0.9 | 345000 |  | 562000 | 108.411 |  |  | 9 | L8 | 25 | max. 10% at 100.000 hrs |  | Available | 850/339 | Cx=0.3446. Cy=0.3551 | Class I | IK08 | IP66 | IP66 | 50 | 1167.2727 | -20 | 1 | 214 | RAL9016 | 50-60Hz | Passive | LED | dimmable | High Bay Rectangular | DUROS | Indoor Industrial |  | 24.8 | 23200 | RF Sensor | 153000 |  |  | Mounting bracket or Y-hook cable |  |  |  | 338100
TBD | DUR1-30-850-L6-RF-… | image | datasheet | deeplink | TUNGSRAM - DUROS - 25300lm - 214W - 5000K - 80CRI - TBD[SKU] - Bracket or Y-hook | 5.1 | Bracket or Y-hook | LED | 1 | 214 | [8 empty] | CE | [6 empty] | 66 | 5000 | 967x246x100 |  | 220-240V |  | 5 |  | 61 | 3 | 80 |  | 5000 |  | 149940 | >=0.9 | 345000 |  | 562000 | 118.224 |  |  | 9 | L6 | 25 | max. 10% at 100.000 hrs |  | Available | 850/339 | Cx=0.3446. Cy=0.3551 | Class I | IK08 | IP66 | IP66 | 50 | 1167.2727 | -20 | 1 | 214 | RAL9016 | 50-60Hz | Passive | LED | dimmable | High Bay Rectangular | DUROS | Indoor Industrial |  | 20.8 | 25300 | RF Sensor | 153000 |  |  | Mounting bracket or Y-hook cable |  |  |  | 338100
TBD | DUR1-30-850-L5-RF-… | image | datasheet | deeplink | TUNGSRAM - DUROS - 26100lm - 214W - 5000K - 80CRI - TBD[SKU] - Bracket or Y-hook | 5.1 | Bracket or Y-hook | LED | 1 | 214 | [8 empty] | CE | [6 empty] | 66 | 5000 | 967x246x100 |  | 220-240V |  | 5 |  | 53 | 3 | 80 |  | 5000 |  | 149940 | >=0.9 | 345000 |  | 562000 | 121.962 |  |  | 9 | L5 | 25 | max. 10% at 100.000 hrs |  | Available | 850/339 | Cx=0.3446. Cy=0.3551 | Class I | IK08 | IP66 | IP66 | 50 | 1167.2727 | -20 | 1 | 214 | RAL9016 | 50-60Hz | Passive | LED | dimmable | High Bay Rectangular | DUROS | Indoor Industrial |  | 24.3 | 26100 | RF Sensor | 153000 |  |  | Mounting bracket or Y-hook cable |  |  |  | 338100
TBD | DUR1-30-850-L4-RF-… | image | datasheet | deeplink | TUNGSRAM - DUROS - 24100lm - 214W - 5000K - 80CRI - TBD[SKU] - Bracket or Y-hook | 5.1 | Bracket or Y-hook | LED | 1 | 214 | [8 empty] | CE | [6 empty] | 66 | 5000 | 967x246x100 |  | 220-240V |  | 5 |  | 38 | 3 | 80 |  | 5000 |  | 149940 | >=0.9 | 345000 |  | 562000 | 112.616 |  |  | 9 | L4 | 25 | max. 10% at 100.000 hrs |  | Available | 850/339 | Cx=0.3446. Cy=0.3551 | Class I | IK08 | IP66 | IP66 | 50 | 1167.2727 | -20 | 1 | 214 | RAL9016 | 50-60Hz | Passive | LED | dimmable | High Bay Rectangular | DUROS | Indoor Industrial |  | 23.2 | 24100 | RF Sensor | 153000 |  |  | Mounting bracket or Y-hook cable |  |  |  | 338100
TBD | DUR1-30-850-L2-RF-… | image | datasheet | deeplink | TUNGSRAM - DUROS - 24600lm - 214W - 5000K - 80CRI - TBD[SKU] - Bracket or Y-hook | 5.1 | Bracket or Y-hook | LED | 1 | 214 | [8 empty] | CE | [6 empty] | 66 | 5000 | 967x246x100 |  | 220-240V |  | 5 |  | 24 | 3 | 80 |  | 5000 |  | 149940 | >=0.9 | 345000 |  | 562000 | 114.953 |  |  | 9 | L2 | 25 | max. 10% at 100.000 hrs |  | Available | 850/339 | Cx=0.3446. Cy=0.3551 | Class I | IK08 | IP66 | IP66 | 50 | 1167.2727 | -20 | 1 | 214 | RAL9016 | 50-60Hz | Passive | LED | dimmable | High Bay Rectangular | DUROS | Indoor Industrial |  | 24.8 | 24600 | RF Sensor | 153000 |  |  | Mounting bracket or Y-hook cable |  |  |  | 338100
TBD | DUR1-25-850-L10-RF-… | image | datasheet | deeplink | TUNGSRAM - DUROS - 22300lm - 195W - 5000K - 80CRI - TBD[SKU] - Bracket or Y-hook | 5.1 | Bracket or Y-hook | LED | 1 | 195 | [8 empty] | CE | [6 empty] | 66 | 5000 | 967x246x100 |  | 220-240V |  | 5 |  | 98x33 | 3 | 80 |  | 5000 |  | 292040 | >=0.9 | 620000 |  | 985000 | 114.358 |  |  | 9 | L10 | 25 | max. 10% at 100.000 hrs |  | Available | 850/339 | Cx=0.3446. Cy=0.3551 | Class I | IK08 | IP66 | IP66 | 50 | 1063.6364 | -20 | 1 | 195 | RAL9016 | 50-60Hz | Passive | LED | dimmable | High Bay Rectangular | DUROS | Indoor Industrial |  | 29.3 | 22300 | RF Sensor | 298000 |  |  | Mounting bracket or Y-hook cable |  |  |  | 607600
TBD | DUR1-25-850-L9-RF-… | image | datasheet | deeplink | TUNGSRAM - DUROS - 24100lm - 195W - 5000K - 80CRI - TBD[SKU] - Bracket or Y-hook | 5.1 | Bracket or Y-hook | LED | 1 | 195 | [8 empty] | CE | [6 empty] | 66 | 5000 | 967x246x100 |  | 220-240V |  | 5 |  | 92 | 3 | 80 |  | 5000 |  | 292040 | >=0.9 | 620000 |  | 985000 | 123.589 |  |  | 9 | L9 | 25 | max. 10% at 100.000 hrs |  | Available | 850/339 | Cx=0.3446. Cy=0.3551 | Class I | IK08 | IP66 | IP66 | 50 | 1063.6364 | -20 | 1 | 195 | RAL9016 | 50-60Hz | Passive | LED | dimmable | High Bay Rectangular | DUROS | Indoor Industrial |  | 23.6 | 24100 | RF Sensor | 298000 |  |  | Mounting bracket or Y-hook cable |  |  |  | 607600
TBD | DUR1-25-850-L8-RF-… | image | datasheet | deeplink | TUNGSRAM - DUROS - 21700lm - 195W - 5000K - 80CRI - TBD[SKU] - Bracket or Y-hook | 5.1 | Bracket or Y-hook | LED | 1 | 195 | [8 empty] | CE | [6 empty] | 66 | 5000 | 967x246x100 |  | 220-240V |  | 5 |  | 84 | 3 | 80 |  | 5000 |  | 292040 | >=0.9 | 620000 |  | 985000 | 111.282 |  |  | 9 | L8 | 25 | max. 10% at 100.000 hrs |  | Available | 850/339 | Cx=0.3446. Cy=0.3551 | Class I | IK08 | IP66 | IP66 | 50 | 1063.6364 | -20 | 1 | 195 | RAL9016 | 50-60Hz | Passive | LED | dimmable | High Bay Rectangular | DUROS | Indoor Industrial |  | 24.6 | 21700 | RF Sensor | 298000 |  |  | Mounting bracket or Y-hook cable |  |  |  | 607600
TBD | DUR1-25-850-L6-RF-… | image | datasheet | deeplink | TUNGSRAM - DUROS - 23700lm - 195W - 5000K - 80CRI - TBD[SKU] - Bracket or Y-hook | 5.1 | Bracket or Y-hook | LED | 1 | 195 | [8 empty] | CE | [6 empty] | 66 | 5000 | 967x246x100 |  | 220-240V |  | 5 |  | 61 | 3 | 80 |  | 5000 |  | 292040 | >=0.9 | 620000 |  | 985000 | 121.538 |  |  | 9 | L6 | 25 | max. 10% at 100.000 hrs |  | Available | 850/339 | Cx=0.3446. Cy=0.3551 | Class I | IK08 | IP66 | IP66 | 50 | 1063.6364 | -20 | 1 | 195 | RAL9016 | 50-60Hz | Passive | LED | dimmable | High Bay Rectangular | DUROS | Indoor Industrial |  | 20.6 | 23700 | RF Sensor | 298000 |  |  | Mounting bracket or Y-hook cable |  |  |  | 607600
TBD | DUR1-25-850-L5-RF-… | image | datasheet | deeplink | TUNGSRAM - DUROS - 24400lm - 195W - 5000K - 80CRI - TBD[SKU] - Bracket or Y-hook | 5.1 | Bracket or Y-hook | LED | 1 | 195 | [8 empty] | CE | [6 empty] | 66 | 5000 | 967x246x100 |  | 220-240V |  | 5 |  | 53 | 3 | 80 |  | 5000 |  | 292040 | >=0.9 | 620000 |  | 985000 | 125.128 |  |  | 9 | L5 | 25 | max. 10% at 100.000 hrs |  | Available | 850/339 | Cx=0.3446. Cy=0.3551 | Class I | IK08 | IP66 | IP66 | 50 | 1063.6364 | -20 | 1 | 195 | RAL9016 | 50-60Hz | Passive | LED | dimmable | High Bay Rectangular | DUROS | Indoor Industrial |  | 24.1 | 24400 | RF Sensor | 298000 |  |  | Mounting bracket or Y-hook cable |  |  |  | 607600
TBD | DUR1-25-850-L4-RF-… | image | datasheet | deeplink | TUNGSRAM - DUROS - 22600lm - 195W - 5000K - 80CRI - TBD[SKU] - Bracket or Y-hook | 5.1 | Bracket or Y-hook | LED | 1 | 195 | [8 empty] | CE | [6 empty] | 66 | 5000 | 967x246x100 |  | 220-240V |  | 5 |  | 38 | 3 | 80 |  | 5000 |  | 292040 | >=0.9 | 620000 |  | 985000 | 115.897 |  |  | 9 | L4 | 25 | max. 10% at 100.000 hrs |  | Available | 850/339 | Cx=0.3446. Cy=0.3551 | Class I | IK08 | IP66 | IP66 | 50 | 1063.6364 | -20 | 1 | 195 | RAL9016 | 50-60Hz | Passive | LED | dimmable | High Bay Rectangular | DUROS | Indoor Industrial |  | 22.9 | 22600 | RF Sensor | 298000 |  |  | Mounting bracket or Y-hook cable |  |  |  | 607600
TBD | DUR1-25-850-L2-RF-… | image | datasheet | deeplink | TUNGSRAM - DUROS - 23000lm - 195W - 5000K - 80CRI - TBD[SKU] - Bracket or Y-hook | 5.1 | Bracket or Y-hook | LED | 1 | 195 | [8 empty] | CE | [6 empty] | 66 | 5000 | 967x246x100 |  | 220-240V |  | 5 |  | 24 | 3 | 80 |  | 5000 |  | 292040 | >=0.9 | 620000 |  | 985000 | 117.948 |  |  | 9 | L2 | 25 | max. 10% at 100.000 hrs |  | Available | 850/339 | Cx=0.3446. Cy=0.3551 | Class I | IK08 | IP66 | IP66 | 50 | 1063.6364 | -20 | 1 | 195 | RAL9016 | 50-60Hz | Passive | LED | dimmable | High Bay Rectangular | DUROS | Indoor Industrial |  | 24.6 | 23000 | RF Sensor | 298000 |  |  | Mounting bracket or Y-hook cable |  |  |  | 607600
TBD | DUR1-20-850-L10-RF-… | image | datasheet | deeplink | TUNGSRAM - DUROS - 17700lm - 155W - 5000K - 80CRI - TBD[SKU] - Bracket or Y-hook | 4 | Bracket or Y-hook | LED | 1 | 155 | [8 empty] | CE | [6 empty] | 66 | 5000 | 761x246x100 |  | 220-240V |  | 5 |  | 98x33 | 3 | 80 |  | 5000 |  | 224420 | >=0.9 | 477000 |  | 757000 | 114.193 |  |  | 9 | L10 | 25 | max. 10% at 100.000 hrs |  | Available | 850/339 | Cx=0.3446. Cy=0.3551 | Class I | IK08 | IP66 | IP66 | 50 | 845.4545 | -20 | 1 | 155 | RAL9016 | 50-60Hz | Passive | LED | dimmable | High Bay Rectangular | DUROS | Indoor Industrial |  | 28.5 | 17700 | RF Sensor | 229000 |  |  | Mounting bracket or Y-hook cable |  |  |  | 467460
TBD | DUR1-20-850-L9-RF-… | image | datasheet | deeplink | TUNGSRAM - DUROS - 19200lm - 155W - 5000K - 80CRI - TBD[SKU] - Bracket or Y-hook | 4 | Bracket or Y-hook | LED | 1 | 155 | [8 empty] | CE | [6 empty] | 66 | 5000 | 761x246x100 |  | 220-240V |  | 5 |  | 92 | 3 | 80 |  | 5000 |  | 224420 | >=0.9 | 477000 |  | 757000 | 123.87 |  |  | 9 | L9 | 25 | max. 10% at 100.000 hrs |  | Available | 850/339 | Cx=0.3446. Cy=0.3551 | Class I | IK08 | IP66 | IP66 | 50 | 845.4545 | -20 | 1 | 155 | RAL9016 | 50-60Hz | Passive | LED | dimmable | High Bay Rectangular | DUROS | Indoor Industrial |  | 22.8 | 19200 | RF Sensor | 229000 |  |  | Mounting bracket or Y-hook cable |  |  |  | 467460
TBD | DUR1-20-850-L8-RF-… | image | datasheet | deeplink | TUNGSRAM - DUROS - 17200lm - 155W - 5000K - 80CRI - TBD[SKU] - Bracket or Y-hook | 4 | Bracket or Y-hook | LED | 1 | 155 | [8 empty] | CE | [6 empty] | 66 | 5000 | 761x246x100 |  | 220-240V |  | 5 |  | 84 | 3 | 80 |  | 5000 |  | 224420 | >=0.9 | 477000 |  | 757000 | 110.967 |  |  | 9 | L8 | 25 | max. 10% at 100.000 hrs |  | Available | 850/339 | Cx=0.3446. Cy=0.3551 | Class I | IK08 | IP66 | IP66 | 50 | 845.4545 | -20 | 1 | 155 | RAL9016 | 50-60Hz | Passive | LED | dimmable | High Bay Rectangular | DUROS | Indoor Industrial |  | 23.8 | 17200 | RF Sensor | 229000 |  |  | Mounting bracket or Y-hook cable |  |  |  | 467460
TBD | DUR1-20-850-L6-RF-… | image | datasheet | deeplink | TUNGSRAM - DUROS - 18800lm - 155W - 5000K - 80CRI - TBD[SKU] - Bracket or Y-hook | 4 | Bracket or Y-hook | LED | 1 | 155 | [8 empty] | CE | [6 empty] | 66 | 5000 | 761x246x100 |  | 220-240V |  | 5 |  | 61 | 3 | 80 |  | 5000 |  | 224420 | >=0.9 | 477000 |  | 757000 | 121.29 |  |  | 9 | L6 | 25 | max. 10% at 100.000 hrs |  | Available | 850/339 | Cx=0.3446. Cy=0.3551 | Class I | IK08 | IP66 | IP66 | 50 | 845.4545 | -20 | 1 | 155 | RAL9016 | 50-60Hz | Passive | LED | dimmable | High Bay Rectangular | DUROS | Indoor Industrial |  | 19.8 | 18800 | RF Sensor | 229000 |  |  | Mounting bracket or Y-hook cable |  |  |  | 467460
TBD | DUR1-20-850-L5-RF-… | image | datasheet | deeplink | TUNGSRAM - DUROS - 19400lm - 155W - 5000K - 80CRI - TBD[SKU] - Bracket or Y-hook | 4 | Bracket or Y-hook | LED | 1 | 155 | [8 empty] | CE | [6 empty] | 66 | 5000 | 761x246x100 |  | 220-240V |  | 5 |  | 53 | 3 | 80 |  | 5000 |  | 224420 | >=0.9 | 477000 |  | 757000 | 125.161 |  |  | 9 | L5 | 25 | max. 10% at 100.000 hrs |  | Available | 850/339 | Cx=0.3446. Cy=0.3551 | Class I | IK08 | IP66 | IP66 | 50 | 845.4545 | -20 | 1 | 155 | RAL9016 | 50-60Hz | Passive | LED | dimmable | High Bay Rectangular | DUROS | Indoor Industrial |  | 23.3 | 19400 | RF Sensor | 229000 |  |  | Mounting bracket or Y-hook cable |  |  |  | 467460
TBD | DUR1-20-850-L4-RF-… | image | datasheet | deeplink | TUNGSRAM - DUROS - 17900lm - 155W - 5000K - 80CRI - TBD[SKU] - Bracket or Y-hook | 4 | Bracket or Y-hook | LED | 1 | 155 | [8 empty] | CE | [6 empty] | 66 | 5000 | 761x246x100 |  | 220-240V |  | 5 |  | 38 | 3 | 80 |  | 5000 |  | 224420 | >=0.9 | 477000 |  | 757000 | 115.483 |  |  | 9 | L4 | 25 | max. 10% at 100.000 hrs |  | Available | 850/339 | Cx=0.3446. Cy=0.3551 | Class I | IK08 | IP66 | IP66 | 50 | 845.4545 | -20 | 1 | 155 | RAL9016 | 50-60Hz | Passive | LED | dimmable | High Bay Rectangular | DUROS | Indoor Industrial |  | 22.1 | 17900 | RF Sensor | 229000 |  |  | Mounting bracket or Y-hook cable |  |  |  | 467460
TBD | DUR1-20-850-L2-RF-… | image | datasheet | deeplink | TUNGSRAM - DUROS - 18300lm - 155W - 5000K - 80CRI - TBD[SKU] - Bracket or Y-hook | 4 | Bracket or Y-hook | LED | 1 | 155 | [8 empty] | CE | [6 empty] | 66 | 5000 | 761x246x100 |  | 220-240V |  | 5 |  | 24 | 3 | 80 |  | 5000 |  | 224420 | >=0.9 | 477000 |  | 757000 | 118.064 |  |  | 9 | L2 | 25 | max. 10% at 100.000 hrs |  | Available | 850/339 | Cx=0.3446. Cy=0.3551 | Class I | IK08 | IP66 | IP66 | 50 | 845.4545 | -20 | 1 | 155 | RAL9016 | 50-60Hz | Passive | LED | dimmable | High Bay Rectangular | DUROS | Indoor Industrial |  | 23.8 | 18300 | RF Sensor | 229000 |  |  | Mounting bracket or Y-hook cable |  |  |  | 467460
TBD | DUR1-15-850-L10-RF-… | image | datasheet | deeplink | TUNGSRAM - DUROS - 13400lm - 105W - 5000K - 80CRI - TBD[SKU] - Bracket or Y-hook | 4 | Bracket or Y-hook | LED | 1 | 105 | [8 empty] | CE | [6 empty] | 66 | 5000 | 761x246x100 |  | 220-240V |  | 5 |  | 98x33 | 3 | 80 |  | 5000 |  | 558600 | >=0.9 | 1190000 |  | 1890000 | 127.619 |  |  | 9 | L10 | 25 | max. 10% at 100.000 hrs |  | Available | 850/339 | Cx=0.3446. Cy=0.3551 | Class I | IK08 | IP66 | IP66 | 50 | 572.7273 | -20 | 1 | 105 | RAL9016 | 50-60Hz | Passive | LED | dimmable | High Bay Rectangular | DUROS | Indoor Industrial |  | 27.5 | 13400 | RF Sensor | 570000 |  |  | Mounting bracket or Y-hook cable |  |  |  | 1166200
TBD | DUR1-15-850-L9-RF-… | image | datasheet | deeplink | TUNGSRAM - DUROS - 14400lm - 105W - 5000K - 80CRI - TBD[SKU] - Bracket or Y-hook | 4 | Bracket or Y-hook | LED | 1 | 105 | [8 empty] | CE | [6 empty] | 66 | 5000 | 761x246x100 |  | 220-240V |  | 5 |  | 92 | 3 | 80 |  | 5000 |  | 558600 | >=0.9 | 1190000 |  | 1890000 | 137.142 |  |  | 9 | L9 | 25 | max. 10% at 100.000 hrs |  | Available | 850/339 | Cx=0.3446. Cy=0.3551 | Class I | IK08 | IP66 | IP66 | 50 | 572.7273 | -20 | 1 | 105 | RAL9016 | 50-60Hz | Passive | LED | dimmable | High Bay Rectangular | DUROS | Indoor Industrial |  | 21.8 | 14400 | RF Sensor | 570000 |  |  | Mounting bracket or Y-hook cable |  |  |  | 1166200
TBD | DUR1-15-850-L8-RF-… | image | datasheet | deeplink | TUNGSRAM - DUROS - 13000lm - 105W - 5000K - 80CRI - TBD[SKU] - Bracket or Y-hook | 4 | Bracket or Y-hook | LED | 1 | 105 | [8 empty] | CE | [6 empty] | 66 | 5000 | 761x246x100 |  | 220-240V |  | 5 |  | 84 | 3 | 80 |  | 5000 |  | 558600 | >=0.9 | 1190000 |  | 1890000 | 123.809 |  |  | 9 | L8 | 25 | max. 10% at 100.000 hrs |  | Available | 850/339 | Cx=0.3446. Cy=0.3551 | Class I | IK08 | IP66 | IP66 | 50 | 572.7273 | -20 | 1 | 105 | RAL9016 | 50-60Hz | Passive | LED | dimmable | High Bay Rectangular | DUROS | Indoor Industrial |  | 22.8 | 13000 | RF Sensor | 570000 |  |  | Mounting bracket or Y-hook cable |  |  |  | 1166200
TBD | DUR1-15-850-L6-RF-… | image | datasheet | deeplink | TUNGSRAM - DUROS - 14200lm - 105W - 5000K - 80CRI - TBD[SKU] - Bracket or Y-hook | 4 | Bracket or Y-hook | LED | 1 | 105 | [8 empty] | CE | [6 empty] | 66 | 5000 | 761x246x100 |  | 220-240V |  | 5 |  | 61 | 3 | 80 |  | 5000 |  | 558600 | >=0.9 | 1190000 |  | 1890000 | 135.238 |  |  | 9 | L6 | 25 | max. 10% at 100.000 hrs |  | Available | 850/339 | Cx=0.3446. Cy=0.3551 | Class I | IK08 | IP66 | IP66 | 50 | 572.7273 | -20 | 1 | 105 | RAL9016 | 50-60Hz | Passive | LED | dimmable | High Bay Rectangular | DUROS | Indoor Industrial |  | 18.8 | 14200 | RF Sensor | 570000 |  |  | Mounting bracket or Y-hook cable |  |  |  | 1166200
TBD | DUR1-15-850-L5-RF-… | image | datasheet | deeplink | TUNGSRAM - DUROS - 14600lm - 105W - 5000K - 80CRI - TBD[SKU] - Bracket or Y-hook | 4 | Bracket or Y-hook | LED | 1 | 105 | [8 empty] | CE | [6 empty] | 66 | 5000 | 761x246x100 |  | 220-240V |  | 5 |  | 53 | 3 | 80 |  | 5000 |  | 558600 | >=0.9 | 1190000 |  | 1890000 | 139.047 |  |  | 9 | L5 | 25 | max. 10% at 100.000 hrs |  | Available | 850/339 | Cx=0.3446. Cy=0.3551 | Class I | IK08 | IP66 | IP66 | 50 | 572.7273 | -20 | 1 | 105 | RAL9016 | 50-60Hz | Passive | LED | dimmable | High Bay Rectangular | DUROS | Indoor Industrial |  | 22.3 | 14600 | RF Sensor | 570000 |  |  | Mounting bracket or Y-hook cable |  |  |  | 1166200
TBD | DUR1-15-850-L4-RF-… | image | datasheet | deeplink | TUNGSRAM - DUROS - 13500lm - 105W - 5000K - 80CRI - TBD[SKU] - Bracket or Y-hook | 4 | Bracket or Y-hook | LED | 1 | 105 | [8 empty] | CE | [6 empty] | 66 | 5000 | 761x246x100 |  | 220-240V |  | 5 |  | 38 | 3 | 80 |  | 5000 |  | 558600 | >=0.9 | 1190000 |  | 1890000 | 128.571 |  |  | 9 | L4 | 25 | max. 10% at 100.000 hrs |  | Available | 850/339 | Cx=0.3446. Cy=0.3551 | Class I | IK08 | IP66 | IP66 | 50 | 572.7273 | -20 | 1 | 105 | RAL9016 | 50-60Hz | Passive | LED | dimmable | High Bay Rectangular | DUROS | Indoor Industrial |  | 21.1 | 13500 | RF Sensor | 570000 |  |  | Mounting bracket or Y-hook cable |  |  |  | 1166200
TBD | DUR1-15-850-L2-RF-… | image | datasheet | deeplink | TUNGSRAM - DUROS - 13800lm - 105W - 5000K - 80CRI - TBD[SKU] - Bracket or Y-hook | 4 | Bracket or Y-hook | LED | 1 | 105 | [8 empty] | CE | [6 empty] | 66 | 5000 | 761x246x100 |  | 220-240V |  | 5 |  | 24 | 3 | 80 |  | 5000 |  | 558600 | >=0.9 | 1190000 |  | 1890000 | 131.428 |  |  | 9 | L2 | 25 | max. 10% at 100.000 hrs |  | Available | 850/339 | Cx=0.3446. Cy=0.3551 | Class I | IK08 | IP66 | IP66 | 50 | 572.7273 | -20 | 1 | 105 | RAL9016 | 50-60Hz | Passive | LED | dimmable | High Bay Rectangular | DUROS | Indoor Industrial |  | 22.8 | 13800 | RF Sensor | 570000 |  |  | Mounting bracket or Y-hook cable |  |  |  | 1166200
TBD | DUR1-10-850-L10-RF-… | image | datasheet | deeplink | TUNGSRAM - DUROS - 8800lm - 74W - 5000K - 80CRI - TBD[SKU] - Bracket or Y-hook | 3.2 | Bracket or Y-hook | LED | 1 | 74 | [8 empty] | CE | [6 empty] | 66 | 5000 | 595x246x100 |  | 220-240V |  | 5 |  | 98x33 | 3 | 80 |  | 5000 |  | 509600 | >=0.9 | 1070000 |  | 1710000 | 118.918 |  |  | 9 | L10 | 25 | max. 10% at 100.000 hrs |  | Available | 850/339 | Cx=0.3446. Cy=0.3551 | Class I | IK08 | IP66 | IP66 | 50 | 403.6364 | -20 | 1 | 74 | RAL9016 | 50-60Hz | Passive | LED | dimmable | High Bay Rectangular | DUROS | Indoor Industrial |  | 26.1 | 8800 | RF Sensor | 520000 |  |  | Mounting bracket or Y-hook cable |  |  |  | 1048600
TBD | DUR1-10-850-L9-RF-… | image | datasheet | deeplink | TUNGSRAM - DUROS - 9600lm - 74W - 5000K - 80CRI - TBD[SKU] - Bracket or Y-hook | 3.2 | Bracket or Y-hook | LED | 1 | 74 | [8 empty] | CE | [6 empty] | 66 | 5000 | 595x246x100 |  | 220-240V |  | 5 |  | 92 | 3 | 80 |  | 5000 |  | 509600 | >=0.9 | 1070000 |  | 1710000 | 129.729 |  |  | 9 | L9 | 25 | max. 10% at 100.000 hrs |  | Available | 850/339 | Cx=0.3446. Cy=0.3551 | Class I | IK08 | IP66 | IP66 | 50 | 403.6364 | -20 | 1 | 74 | RAL9016 | 50-60Hz | Passive | LED | dimmable | High Bay Rectangular | DUROS | Indoor Industrial |  | 20.4 | 9600 | RF Sensor | 520000 |  |  | Mounting bracket or Y-hook cable |  |  |  | 1048600
TBD | DUR1-10-850-L8-RF-… | image | datasheet | deeplink | TUNGSRAM - DUROS - 8600lm - 74W - 5000K - 80CRI - TBD[SKU] - Bracket or Y-hook | 3.2 | Bracket or Y-hook | LED | 1 | 74 | [8 empty] | CE | [6 empty] | 66 | 5000 | 595x246x100 |  | 220-240V |  | 5 |  | 84 | 3 | 80 |  | 5000 |  | 509600 | >=0.9 | 1070000 |  | 1710000 | 116.216 |  |  | 9 | L8 | 25 | max. 10% at 100.000 hrs |  | Available | 850/339 | Cx=0.3446. Cy=0.3551 | Class I | IK08 | IP66 | IP66 | 50 | 403.6364 | -20 | 1 | 74 | RAL9016 | 50-60Hz | Passive | LED | dimmable | High Bay Rectangular | DUROS | Indoor Industrial |  | 21.4 | 8600 | RF Sensor | 520000 |  |  | Mounting bracket or Y-hook cable |  |  |  | 1048600
TBD | DUR1-10-850-L6-RF-… | image | datasheet | deeplink | TUNGSRAM - DUROS - 9400lm - 74W - 5000K - 80CRI - TBD[SKU] - Bracket or Y-hook | 3.2 | Bracket or Y-hook | LED | 1 | 74 | [8 empty] | CE | [6 empty] | 66 | 5000 | 595x246x100 |  | 220-240V |  | 5 |  | 61 | 3 | 80 |  | 5000 |  | 509600 | >=0.9 | 1070000 |  | 1710000 | 127.027 |  |  | 9 | L6 | 25 | max. 10% at 100.000 hrs |  | Available | 850/339 | Cx=0.3446. Cy=0.3551 | Class I | IK08 | IP66 | IP66 | 50 | 403.6364 | -20 | 1 | 74 | RAL9016 | 50-60Hz | Passive | LED | dimmable | High Bay Rectangular | DUROS | Indoor Industrial |  | 17.4 | 9400 | RF Sensor | 520000 |  |  | Mounting bracket or Y-hook cable |  |  |  | 1048600
TBD | DUR1-10-850-L5-RF-… | image | datasheet | deeplink | TUNGSRAM - DUROS - 9700lm - 74W - 5000K - 80CRI - TBD[SKU] - Bracket or Y-hook | 3.2 | Bracket or Y-hook | LED | 1 | 74 | [8 empty] | CE | [6 empty] | 66 | 5000 | 595x246x100 |  | 220-240V |  | 5 |  | 53 | 3 | 80 |  | 5000 |  | 509600 | >=0.9 | 1070000 |  | 1710000 | 131.081 |  |  | 9 | L5 | 25 | max. 10% at 100.000 hrs |  | Available | 850/339 | Cx=0.3446. Cy=0.3551 | Class I | IK08 | IP66 | IP66 | 50 | 403.6364 | -20 | 1 | 74 | RAL9016 | 50-60Hz | Passive | LED | dimmable | High Bay Rectangular | DUROS | Indoor Industrial |  | 20.9 | 9700 | RF Sensor | 520000 |  |  | Mounting bracket or Y-hook cable |  |  |  | 1048600
TBD | DUR1-10-850-L4-RF-… | image | datasheet | deeplink | TUNGSRAM - DUROS - 8900lm - 74W - 5000K - 80CRI - TBD[SKU] - Bracket or Y-hook | 3.2 | Bracket or Y-hook | LED | 1 | 74 | [8 empty] | CE | [6 empty] | 66 | 5000 | 595x246x100 |  | 220-240V |  | 5 |  | 38 | 3 | 80 |  | 5000 |  | 509600 | >=0.9 | 1070000 |  | 1710000 | 120.27 |  |  | 9 | L4 | 25 | max. 10% at 100.000 hrs |  | Available | 850/339 | Cx=0.3446. Cy=0.3551 | Class I | IK08 | IP66 | IP66 | 50 | 403.6364 | -20 | 1 | 74 | RAL9016 | 50-60Hz | Passive | LED | dimmable | High Bay Rectangular | DUROS | Indoor Industrial |  | 19.7 | 8900 | RF Sensor | 520000 |  |  | Mounting bracket or Y-hook cable |  |  |  | 1048600
TBD | DUR1-10-850-L2-RF-… | image | datasheet | deeplink | TUNGSRAM - DUROS - 9100lm - 74W - 5000K - 80CRI - TBD[SKU] - Bracket or Y-hook | 3.2 | Bracket or Y-hook | LED | 1 | 74 | [8 empty] | CE | [6 empty] | 66 | 5000 | 595x246x100 |  | 220-240V |  | 5 |  | 24 | 3 | 80 |  | 5000 |  | 509600 | >=0.9 | 1070000 |  | 1710000 | 122.972 |  |  | 9 | L2 | 25 | max. 10% at 100.000 hrs |  | Available | 850/339 | Cx=0.3446. Cy=0.3551 | Class I | IK08 | IP66 | IP66 | 50 | 403.6364 | -20 | 1 | 74 | RAL9016 | 50-60Hz | Passive | LED | dimmable | High Bay Rectangular | DUROS | Indoor Industrial |  | 21.4 | 9100 | RF Sensor | 520000 |  |  | Mounting bracket or Y-hook cable |  |  |  | 1048600
TBD | DUR1-30-840-L10-RF-… | image | datasheet | deeplink | TUNGSRAM - DUROS - 23900lm - 214W - 4000K - 80CRI - TBD[SKU] - Bracket or Y-hook | 5.1 | Bracket or Y-hook | LED | 1 | 214 | [8 empty] | CE | [6 empty] | 66 | 4000 | 967x246x100 |  | 220-240V |  | 5 |  | 98x33 | 3 | 80 |  | 4000 |  | 149940 | >=0.9 | 345000 |  | 562000 | 111.682 |  |  | 9 | L10 | 25 | max. 10% at 100.000 hrs |  | Available | 840/339 | Cx=0.3818. Cy=0.3796 | Class I | IK08 | IP66 | IP66 | 50 | 1167.2727 | -20 | 1 | 214 | RAL9016 | 50-60Hz | Passive | LED | dimmable | High Bay Rectangular | DUROS | Indoor Industrial |  | 29.5 | 23900 | RF Sensor | 153000 |  |  | Mounting bracket or Y-hook cable |  |  |  | 338100
TBD | DUR1-30-840-L9-RF-… | image | datasheet | deeplink | TUNGSRAM - DUROS - 25800lm - 214W - 4000K - 80CRI - TBD[SKU] - Bracket or Y-hook | 5.1 | Bracket or Y-hook | LED | 1 | 214 | [8 empty] | CE | [6 empty] | 66 | 4000 | 967x246x100 |  | 220-240V |  | 5 |  | 92 | 3 | 80 |  | 4000 |  | 149940 | >=0.9 | 345000 |  | 562000 | 120.56 |  |  | 9 | L9 | 25 | max. 10% at 100.000 hrs |  | Available | 840/339 | Cx=0.3818. Cy=0.3796 | Class I | IK08 | IP66 | IP66 | 50 | 1167.2727 | -20 | 1 | 214 | RAL9016 | 50-60Hz | Passive | LED | dimmable | High Bay Rectangular | DUROS | Indoor Industrial |  | 23.8 | 25800 | RF Sensor | 153000 |  |  | Mounting bracket or Y-hook cable |  |  |  | 338100
TBD | DUR1-30-840-L8-RF-… | image | datasheet | deeplink | TUNGSRAM - DUROS - 23200lm - 214W - 4000K - 80CRI - TBD[SKU] - Bracket or Y-hook | 5.1 | Bracket or Y-hook | LED | 1 | 214 | [8 empty] | CE | [6 empty] | 66 | 4000 | 967x246x100 |  | 220-240V |  | 5 |  | 84 | 3 | 80 |  | 4000 |  | 149940 | >=0.9 | 345000 |  | 562000 | 108.411 |  |  | 9 | L8 | 25 | max. 10% at 100.000 hrs |  | Available | 840/339 | Cx=0.3818. Cy=0.3796 | Class I | IK08 | IP66 | IP66 | 50 | 1167.2727 | -20 | 1 | 214 | RAL9016 | 50-60Hz | Passive | LED | dimmable | High Bay Rectangular | DUROS | Indoor Industrial |  | 24.8 | 23200 | RF Sensor | 153000 |  |  | Mounting bracket or Y-hook cable |  |  |  | 338100
TBD | DUR1-30-840-L6-RF-… | image | datasheet | deeplink | TUNGSRAM - DUROS - 25300lm - 214W - 4000K - 80CRI - TBD[SKU] - Bracket or Y-hook | 5.1 | Bracket or Y-hook | LED | 1 | 214 | [8 empty] | CE | [6 empty] | 66 | 4000 | 967x246x100 |  | 220-240V |  | 5 |  | 61 | 3 | 80 |  | 4000 |  | 149940 | >=0.9 | 345000 |  | 562000 | 118.224 |  |  | 9 | L6 | 25 | max. 10% at 100.000 hrs |  | Available | 840/339 | Cx=0.3818. Cy=0.3796 | Class I | IK08 | IP66 | IP66 | 50 | 1167.2727 | -20 | 1 | 214 | RAL9016 | 50-60Hz | Passive | LED | dimmable | High Bay Rectangular | DUROS | Indoor Industrial |  | 20.8 | 25300 | RF Sensor | 153000 |  |  | Mounting bracket or Y-hook cable |  |  |  | 338100
TBD | DUR1-30-840-L5-RF-… | image | datasheet | deeplink | TUNGSRAM - DUROS - 26100lm - 214W - 4000K - 80CRI - TBD[SKU] - Bracket or Y-hook | 5.1 | Bracket or Y-hook | LED | 1 | 214 | [8 empty] | CE | [6 empty] | 66 | 4000 | 967x246x100 |  | 220-240V |  | 5 |  | 53 | 3 | 80 |  | 4000 |  | 149940 | >=0.9 | 345000 |  | 562000 | 121.962 |  |  | 9 | L5 | 25 | max. 10% at 100.000 hrs |  | Available | 840/339 | Cx=0.3818. Cy=0.3796 | Class I | IK08 | IP66 | IP66 | 50 | 1167.2727 | -20 | 1 | 214 | RAL9016 | 50-60Hz | Passive | LED | dimmable | High Bay Rectangular | DUROS | Indoor Industrial |  | 24.3 | 26100 | RF Sensor | 153000 |  |  | Mounting bracket or Y-hook cable |  |  |  | 338100
TBD | DUR1-30-840-L4-RF-… | image | datasheet | deeplink | TUNGSRAM - DUROS - 24100lm - 214W - 4000K - 80CRI - TBD[SKU] - Bracket or Y-hook | 5.1 | Bracket or Y-hook | LED | 1 | 214 | [8 empty] | CE | [6 empty] | 66 | 4000 | 967x246x100 |  | 220-240V |  | 5 |  | 38 | 3 | 80 |  | 4000 |  | 149940 | >=0.9 | 345000 |  | 562000 | 112.616 |  |  | 9 | L4 | 25 | max. 10% at 100.000 hrs |  | Available | 840/339 | Cx=0.3818. Cy=0.3796 | Class I | IK08 | IP66 | IP66 | 50 | 1167.2727 | -20 | 1 | 214 | RAL9016 | 50-60Hz | Passive | LED | dimmable | High Bay Rectangular | DUROS | Indoor Industrial |  | 23.2 | 24100 | RF Sensor | 153000 |  |  | Mounting bracket or Y-hook cable |  |  |  | 338100
TBD | DUR1-30-840-L2-RF-… | image | datasheet | deeplink | TUNGSRAM - DUROS - 24600lm - 214W - 4000K - 80CRI - TBD[SKU] - Bracket or Y-hook | 5.1 | Bracket or Y-hook | LED | 1 | 214 | [8 empty] | CE | [6 empty] | 66 | 4000 | 967x246x100 |  | 220-240V |  | 5 |  | 24 | 3 | 80 |  | 4000 |  | 149940 | >=0.9 | 345000 |  | 562000 | 114.953 |  |  | 9 | L2 | 25 | max. 10% at 100.000 hrs |  | Available | 840/339 | Cx=0.3818. Cy=0.3796 | Class I | IK08 | IP66 | IP66 | 50 | 1167.2727 | -20 | 1 | 214 | RAL9016 | 50-60Hz | Passive | LED | dimmable | High Bay Rectangular | DUROS | Indoor Industrial |  | 24.8 | 24600 | RF Sensor | 153000 |  |  | Mounting bracket or Y-hook cable |  |  |  | 338100
TBD | DUR1-25-840-L10-RF-… | image | datasheet | deeplink | TUNGSRAM - DUROS - 22300lm - 195W - 4000K - 80CRI - TBD[SKU] - Bracket or Y-hook | 5.1 | Bracket or Y-hook | LED | 1 | 195 | [8 empty] | CE | [6 empty] | 66 | 4000 | 967x246x100 |  | 220-240V |  | 5 |  | 98x33 | 3 | 80 |  | 4000 |  | 292040 | >=0.9 | 620000 |  | 985000 | 114.358 |  |  | 9 | L10 | 25 | max. 10% at 100.000 hrs |  | Available | 840/339 | Cx=0.3818. Cy=0.3796 | Class I | IK08 | IP66 | IP66 | 50 | 1063.6364 | -20 | 1 | 195 | RAL9016 | 50-60Hz | Passive | LED | dimmable | High Bay Rectangular | DUROS | Indoor Industrial |  | 29.3 | 22300 | RF Sensor | 298000 |  |  | Mounting bracket or Y-hook cable |  |  |  | 607600
TBD | DUR1-25-840-L9-RF-… | image | datasheet | deeplink | TUNGSRAM - DUROS - 24100lm - 195W - 4000K - 80CRI - TBD[SKU] - Bracket or Y-hook | 5.1 | Bracket or Y-hook | LED | 1 | 195 | [8 empty] | CE | [6 empty] | 66 | 4000 | 967x246x100 |  | 220-240V |  | 5 |  | 92 | 3 | 80 |  | 4000 |  | 292040 | >=0.9 | 620000 |  | 985000 | 123.589 |  |  | 9 | L9 | 25 | max. 10% at 100.000 hrs |  | Available | 840/339 | Cx=0.3818. Cy=0.3796 | Class I | IK08 | IP66 | IP66 | 50 | 1063.6364 | -20 | 1 | 195 | RAL9016 | 50-60Hz | Passive | LED | dimmable | High Bay Rectangular | DUROS | Indoor Industrial |  | 23.6 | 24100 | RF Sensor | 298000 |  |  | Mounting bracket or Y-hook cable |  |  |  | 607600
TBD | DUR1-25-840-L8-RF-… | image | datasheet | deeplink | TUNGSRAM - DUROS - 21700lm - 195W - 4000K - 80CRI - TBD[SKU] - Bracket or Y-hook | 5.1 | Bracket or Y-hook | LED | 1 | 195 | [8 empty] | CE | [6 empty] | 66 | 4000 | 967x246x100 |  | 220-240V |  | 5 |  | 84 | 3 | 80 |  | 4000 |  | 292040 | >=0.9 | 620000 |  | 985000 | 111.282 |  |  | 9 | L8 | 25 | max. 10% at 100.000 hrs |  | Available | 840/339 | Cx=0.3818. Cy=0.3796 | Class I | IK08 | IP66 | IP66 | 50 | 1063.6364 | -20 | 1 | 195 | RAL9016 | 50-60Hz | Passive | LED | dimmable | High Bay Rectangular | DUROS | Indoor Industrial |  | 24.6 | 21700 | RF Sensor | 298000 |  |  | Mounting bracket or Y-hook cable |  |  |  | 607600
TBD | DUR1-25-840-L6-RF-… | image | datasheet | deeplink | TUNGSRAM - DUROS - 23700lm - 195W - 4000K - 80CRI - TBD[SKU] - Bracket or Y-hook | 5.1 | Bracket or Y-hook | LED | 1 | 195 | [8 empty] | CE | [6 empty] | 66 | 4000 | 967x246x100 |  | 220-240V |  | 5 |  | 61 | 3 | 80 |  | 4000 |  | 292040 | >=0.9 | 620000 |  | 985000 | 121.538 |  |  | 9 | L6 | 25 | max. 10% at 100.000 hrs |  | Available | 840/339 | Cx=0.3818. Cy=0.3796 | Class I | IK08 | IP66 | IP66 | 50 | 1063.6364 | -20 | 1 | 195 | RAL9016 | 50-60Hz | Passive | LED | dimmable | High Bay Rectangular | DUROS | Indoor Industrial |  | 20.6 | 23700 | RF Sensor | 298000 |  |  | Mounting bracket or Y-hook cable |  |  |  | 607600
TBD | DUR1-25-840-L5-RF-… | image | datasheet | deeplink | TUNGSRAM - DUROS - 24400lm - 195W - 4000K - 80CRI - TBD[SKU] - Bracket or Y-hook | 5.1 | Bracket or Y-hook | LED | 1 | 195 | [8 empty] | CE | [6 empty] | 66 | 4000 | 967x246x100 |  | 220-240V |  | 5 |  | 53 | 3 | 80 |  | 4000 |  | 292040 | >=0.9 | 620000 |  | 985000 | 125.128 |  |  | 9 | L5 | 25 | max. 10% at 100.000 hrs |  | Available | 840/339 | Cx=0.3818. Cy=0.3796 | Class I | IK08 | IP66 | IP66 | 50 | 1063.6364 | -20 | 1 | 195 | RAL9016 | 50-60Hz | Passive | LED | dimmable | High Bay Rectangular | DUROS | Indoor Industrial |  | 24.1 | 24400 | RF Sensor | 298000 |  |  | Mounting bracket or Y-hook cable |  |  |  | 607600
TBD | DUR1-25-840-L4-RF-… | image | datasheet | deeplink | TUNGSRAM - DUROS - 22600lm - 195W - 4000K - 80CRI - TBD[SKU] - Bracket or Y-hook | 5.1 | Bracket or Y-hook | LED | 1 | 195 | [8 empty] | CE | [6 empty] | 66 | 4000 | 967x246x100 |  | 220-240V |  | 5 |  | 38 | 3 | 80 |  | 4000 |  | 292040 | >=0.9 | 620000 |  | 985000 | 115.897 |  |  | 9 | L4 | 25 | max. 10% at 100.000 hrs |  | Available | 840/339 | Cx=0.3818. Cy=0.3796 | Class I | IK08 | IP66 | IP66 | 50 | 1063.6364 | -20 | 1 | 195 | RAL9016 | 50-60Hz | Passive | LED | dimmable | High Bay Rectangular | DUROS | Indoor Industrial |  | 22.9 | 22600 | RF Sensor | 298000 |  |  | Mounting bracket or Y-hook cable |  |  |  | 607600
TBD | DUR1-25-840-L2-RF-… | image | datasheet | deeplink | TUNGSRAM - DUROS - 23000lm - 195W - 4000K - 80CRI - TBD[SKU] - Bracket or Y-hook | 5.1 | Bracket or Y-hook | LED | 1 | 195 | [8 empty] | CE | [6 empty] | 66 | 4000 | 967x246x100 |  | 220-240V |  | 5 |  | 24 | 3 | 80 |  | 4000 |  | 292040 | >=0.9 | 620000 |  | 985000 | 117.948 |  |  | 9 | L2 | 25 | max. 10% at 100.000 hrs |  | Available | 840/339 | Cx=0.3818. Cy=0.3796 | Class I | IK08 | IP66 | IP66 | 50 | 1063.6364 | -20 | 1 | 195 | RAL9016 | 50-60Hz | Passive | LED | dimmable | High Bay Rectangular | DUROS | Indoor Industrial |  | 24.6 | 23000 | RF Sensor | 298000 |  |  | Mounting bracket or Y-hook cable |  |  |  | 607600
TBD | DUR1-20-840-L10-RF-… | image | datasheet | deeplink | TUNGSRAM - DUROS - 17700lm - 155W - 4000K - 80CRI - TBD[SKU] - Bracket or Y-hook | 4 | Bracket or Y-hook | LED | 1 | 155 | [8 empty] | CE | [6 empty] | 66 | 4000 | 761x246x100 |  | 220-240V |  | 5 |  | 98x33 | 3 | 80 |  | 4000 |  | 224420 | >=0.9 | 477000 |  | 757000 | 114.193 |  |  | 9 | L10 | 25 | max. 10% at 100.000 hrs |  | Available | 840/339 | Cx=0.3818. Cy=0.3796 | Class I | IK08 | IP66 | IP66 | 50 | 845.4545 | -20 | 1 | 155 | RAL9016 | 50-60Hz | Passive | LED | dimmable | High Bay Rectangular | DUROS | Indoor Industrial |  | 28.5 | 17700 | RF Sensor | 229000 |  |  | Mounting bracket or Y-hook cable |  |  |  | 467460
TBD | DUR1-20-840-L9-RF-… | image | datasheet | deeplink | TUNGSRAM - DUROS - 19200lm - 155W - 4000K - 80CRI - TBD[SKU] - Bracket or Y-hook | 4 | Bracket or Y-hook | LED | 1 | 155 | [8 empty] | CE | [6 empty] | 66 | 4000 | 761x246x100 |  | 220-240V |  | 5 |  | 92 | 3 | 80 |  | 4000 |  | 224420 | >=0.9 | 477000 |  | 757000 | 123.87 |  |  | 9 | L9 | 25 | max. 10% at 100.000 hrs |  | Available | 840/339 | Cx=0.3818. Cy=0.3796 | Class I | IK08 | IP66 | IP66 | 50 | 845.4545 | -20 | 1 | 155 | RAL9016 | 50-60Hz | Passive | LED | dimmable | High Bay Rectangular | DUROS | Indoor Industrial |  | 22.8 | 19200 | RF Sensor | 229000 |  |  | Mounting bracket or Y-hook cable |  |  |  | 467460
TBD | DUR1-20-840-L8-RF-… | image | datasheet | deeplink | TUNGSRAM - DUROS - 17200lm - 155W - 4000K - 80CRI - TBD[SKU] - Bracket or Y-hook | 4 | Bracket or Y-hook | LED | 1 | 155 | [8 empty] | CE | [6 empty] | 66 | 4000 | 761x246x100 |  | 220-240V |  | 5 |  | 84 | 3 | 80 |  | 4000 |  | 224420 | >=0.9 | 477000 |  | 757000 | 110.967 |  |  | 9 | L8 | 25 | max. 10% at 100.000 hrs |  | Available | 840/339 | Cx=0.3818. Cy=0.3796 | Class I | IK08 | IP66 | IP66 | 50 | 845.4545 | -20 | 1 | 155 | RAL9016 | 50-60Hz | Passive | LED | dimmable | High Bay Rectangular | DUROS | Indoor Industrial |  | 23.8 | 17200 | RF Sensor | 229000 |  |  | Mounting bracket or Y-hook cable |  |  |  | 467460
TBD | DUR1-20-840-L6-RF-… | image | datasheet | deeplink | TUNGSRAM - DUROS - 18800lm - 155W - 4000K - 80CRI - TBD[SKU] - Bracket or Y-hook | 4 | Bracket or Y-hook | LED | 1 | 155 | [8 empty] | CE | [6 empty] | 66 | 4000 | 761x246x100 |  | 220-240V |  | 5 |  | 61 | 3 | 80 |  | 4000 |  | 224420 | >=0.9 | 477000 |  | 757000 | 121.29 |  |  | 9 | L6 | 25 | max. 10% at 100.000 hrs |  | Available | 840/339 | Cx=0.3818. Cy=0.3796 | Class I | IK08 | IP66 | IP66 | 50 | 845.4545 | -20 | 1 | 155 | RAL9016 | 50-60Hz | Passive | LED | dimmable | High Bay Rectangular | DUROS | Indoor Industrial |  | 19.8 | 18800 | RF Sensor | 229000 |  |  | Mounting bracket or Y-hook cable |  |  |  | 467460
TBD | DUR1-20-840-L5-RF-… | image | datasheet | deeplink | TUNGSRAM - DUROS - 19400lm - 155W - 4000K - 80CRI - TBD[SKU] - Bracket or Y-hook | 4 | Bracket or Y-hook | LED | 1 | 155 | [8 empty] | CE | [6 empty] | 66 | 4000 | 761x246x100 |  | 220-240V |  | 5 |  | 53 | 3 | 80 |  | 4000 |  | 224420 | >=0.9 | 477000 |  | 757000 | 125.161 |  |  | 9 | L5 | 25 | max. 10% at 100.000 hrs |  | Available | 840/339 | Cx=0.3818. Cy=0.3796 | Class I | IK08 | IP66 | IP66 | 50 | 845.4545 | -20 | 1 | 155 | RAL9016 | 50-60Hz | Passive | LED | dimmable | High Bay Rectangular | DUROS | Indoor Industrial |  | 23.3 | 19400 | RF Sensor | 229000 |  |  | Mounting bracket or Y-hook cable |  |  |  | 467460
TBD | DUR1-20-840-L4-RF-… | image | datasheet | deeplink | TUNGSRAM - DUROS - 17900lm - 155W - 4000K - 80CRI - TBD[SKU] - Bracket or Y-hook | 4 | Bracket or Y-hook | LED | 1 | 155 | [8 empty] | CE | [6 empty] | 66 | 4000 | 761x246x100 |  | 220-240V |  | 5 |  | 38 | 3 | 80 |  | 4000 |  | 224420 | >=0.9 | 477000 |  | 757000 | 115.483 |  |  | 9 | L4 | 25 | max. 10% at 100.000 hrs |  | Available | 840/339 | Cx=0.3818. Cy=0.3796 | Class I | IK08 | IP66 | IP66 | 50 | 845.4545 | -20 | 1 | 155 | RAL9016 | 50-60Hz | Passive | LED | dimmable | High Bay Rectangular | DUROS | Indoor Industrial |  | 22.1 | 17900 | RF Sensor | 229000 |  |  | Mounting bracket or Y-hook cable |  |  |  | 467460
TBD | DUR1-20-840-L2-RF-… | image | datasheet | deeplink | TUNGSRAM - DUROS - 18300lm - 155W - 4000K - 80CRI - TBD[SKU] - Bracket or Y-hook | 4 | Bracket or Y-hook | LED | 1 | 155 | [8 empty] | CE | [6 empty] | 66 | 4000 | 761x246x100 |  | 220-240V |  | 5 |  | 24 | 3 | 80 |  | 4000 |  | 224420 | >=0.9 | 477000 |  | 757000 | 118.064 |  |  | 9 | L2 | 25 | max. 10% at 100.000 hrs |  | Available | 840/339 | Cx=0.3818. Cy=0.3796 | Class I | IK08 | IP66 | IP66 | 50 | 845.4545 | -20 | 1 | 155 | RAL9016 | 50-60Hz | Passive | LED | dimmable | High Bay Rectangular | DUROS | Indoor Industrial |  | 23.8 | 18300 | RF Sensor | 229000 |  |  | Mounting bracket or Y-hook cable |  |  |  | 467460
TBD | DUR1-15-840-L10-RF-… | image | datasheet | deeplink | TUNGSRAM - DUROS - 13400lm - 105W - 4000K - 80CRI - TBD[SKU] - Bracket or Y-hook | 4 | Bracket or Y-hook | LED | 1 | 105 | [8 empty] | CE | [6 empty] | 66 | 4000 | 761x246x100 |  | 220-240V |  | 5 |  | 98x33 | 3 | 80 |  | 4000 |  | 558600 | >=0.9 | 1190000 |  | 1890000 | 127.619 |  |  | 9 | L10 | 25 | max. 10% at 100.000 hrs |  | Available | 840/339 | Cx=0.3818. Cy=0.3796 | Class I | IK08 | IP66 | IP66 | 50 | 572.7273 | -20 | 1 | 105 | RAL9016 | 50-60Hz | Passive | LED | dimmable | High Bay Rectangular | DUROS | Indoor Industrial |  | 27.5 | 13400 | RF Sensor | 570000 |  |  | Mounting bracket or Y-hook cable |  |  |  | 1166200
TBD | DUR1-15-840-L9-RF-… | image | datasheet | deeplink | TUNGSRAM - DUROS - 14400lm - 105W - 4000K - 80CRI - TBD[SKU] - Bracket or Y-hook | 4 | Bracket or Y-hook | LED | 1 | 105 | [8 empty] | CE | [6 empty] | 66 | 4000 | 761x246x100 |  | 220-240V |  | 5 |  | 92 | 3 | 80 |  | 4000 |  | 558600 | >=0.9 | 1190000 |  | 1890000 | 137.142 |  |  | 9 | L9 | 25 | max. 10% at 100.000 hrs |  | Available | 840/339 | Cx=0.3818. Cy=0.3796 | Class I | IK08 | IP66 | IP66 | 50 | 572.7273 | -20 | 1 | 105 | RAL9016 | 50-60Hz | Passive | LED | dimmable | High Bay Rectangular | DUROS | Indoor Industrial |  | 21.8 | 14400 | RF Sensor | 570000 |  |  | Mounting bracket or Y-hook cable |  |  |  | 1166200
TBD | DUR1-15-840-L8-RF-… | image | datasheet | deeplink | TUNGSRAM - DUROS - 13000lm - 105W - 4000K - 80CRI - TBD[SKU] - Bracket or Y-hook | 4 | Bracket or Y-hook | LED | 1 | 105 | [8 empty] | CE | [6 empty] | 66 | 4000 | 761x246x100 |  | 220-240V |  | 5 |  | 84 | 3 | 80 |  | 4000 |  | 558600 | >=0.9 | 1190000 |  | 1890000 | 123.809 |  |  | 9 | L8 | 25 | max. 10% at 100.000 hrs |  | Available | 840/339 | Cx=0.3818. Cy=0.3796 | Class I | IK08 | IP66 | IP66 | 50 | 572.7273 | -20 | 1 | 105 | RAL9016 | 50-60Hz | Passive | LED | dimmable | High Bay Rectangular | DUROS | Indoor Industrial |  | 22.8 | 13000 | RF Sensor | 570000 |  |  | Mounting bracket or Y-hook cable |  |  |  | 1166200
TBD | DUR1-15-840-L6-RF-… | image | datasheet | deeplink | TUNGSRAM - DUROS - 14200lm - 105W - 4000K - 80CRI - TBD[SKU] - Bracket or Y-hook | 4 | Bracket or Y-hook | LED | 1 | 105 | [8 empty] | CE | [6 empty] | 66 | 4000 | 761x246x100 |  | 220-240V |  | 5 |  | 61 | 3 | 80 |  | 4000 |  | 558600 | >=0.9 | 1190000 |  | 1890000 | 135.238 |  |  | 9 | L6 | 25 | max. 10% at 100.000 hrs |  | Available | 840/339 | Cx=0.3818. Cy=0.3796 | Class I | IK08 | IP66 | IP66 | 50 | 572.7273 | -20 | 1 | 105 | RAL9016 | 50-60Hz | Passive | LED | dimmable | High Bay Rectangular | DUROS | Indoor Industrial |  | 18.8 | 14200 | RF Sensor | 570000 |  |  | Mounting bracket or Y-hook cable |  |  |  | 1166200
TBD | DUR1-15-840-L5-RF-… | image | datasheet | deeplink | TUNGSRAM - DUROS - 14600lm - 105W - 4000K - 80CRI - TBD[SKU] - Bracket or Y-hook | 4 | Bracket or Y-hook | LED | 1 | 105 | [8 empty] | CE | [6 empty] | 66 | 4000 | 761x246x100 |  | 220-240V |  | 5 |  | 53 | 3 | 80 |  | 4000 |  | 558600 | >=0.9 | 1190000 |  | 1890000 | 139.047 |  |  | 9 | L5 | 25 | max. 10% at 100.000 hrs |  | Available | 840/339 | Cx=0.3818. Cy=0.3796 | Class I | IK08 | IP66 | IP66 | 50 | 572.7273 | -20 | 1 | 105 | RAL9016 | 50-60Hz | Passive | LED | dimmable | High Bay Rectangular | DUROS | Indoor Industrial |  | 22.3 | 14600 | RF Sensor | 570000 |  |  | Mounting bracket or Y-hook cable |  |  |  | 1166200
TBD | DUR1-15-840-L4-RF-… | image | datasheet | deeplink | TUNGSRAM - DUROS - 13500lm - 105W - 4000K - 80CRI - TBD[SKU] - Bracket or Y-hook | 4 | Bracket or Y-hook | LED | 1 | 105 | [8 empty] | CE | [6 empty] | 66 | 4000 | 761x246x100 |  | 220-240V |  | 5 |  | 38 | 3 | 80 |  | 4000 |  | 558600 | >=0.9 | 1190000 |  | 1890000 | 128.571 |  |  | 9 | L4 | 25 | max. 10% at 100.000 hrs |  | Available | 840/339 | Cx=0.3818. Cy=0.3796 | Class I | IK08 | IP66 | IP66 | 50 | 572.7273 | -20 | 1 | 105 | RAL9016 | 50-60Hz | Passive | LED | dimmable | High Bay Rectangular | DUROS | Indoor Industrial |  | 21.1 | 13500 | RF Sensor | 570000 |  |  | Mounting bracket or Y-hook cable |  |  |  | 1166200
TBD | DUR1-15-840-L2-RF-… | image | datasheet | deeplink | TUNGSRAM - DUROS - 13800lm - 105W - 4000K - 80CRI - TBD[SKU] - Bracket or Y-hook | 4 | Bracket or Y-hook | LED | 1 | 105 | [8 empty] | CE | [6 empty] | 66 | 4000 | 761x246x100 |  | 220-240V |  | 5 |  | 24 | 3 | 80 |  | 4000 |  | 558600 | >=0.9 | 1190000 |  | 1890000 | 131.428 |  |  | 9 | L2 | 25 | max. 10% at 100.000 hrs |  | Available | 840/339 | Cx=0.3818. Cy=0.3796 | Class I | IK08 | IP66 | IP66 | 50 | 572.7273 | -20 | 1 | 105 | RAL9016 | 50-60Hz | Passive | LED | dimmable | High Bay Rectangular | DUROS | Indoor Industrial |  | 22.8 | 13800 | RF Sensor | 570000 |  |  | Mounting bracket or Y-hook cable |  |  |  | 1166200
TBD | DUR1-10-840-L10-RF-… | image | datasheet | deeplink | TUNGSRAM - DUROS - 8800lm - 74W - 4000K - 80CRI - TBD[SKU] - Bracket or Y-hook | 3.2 | Bracket or Y-hook | LED | 1 | 74 | [8 empty] | CE | [6 empty] | 66 | 4000 | 595x246x100 |  | 220-240V |  | 5 |  | 98x33 | 3 | 80 |  | 4000 |  | 509600 | >=0.9 | 1070000 |  | 1710000 | 118.918 |  |  | 9 | L10 | 25 | max. 10% at 100.000 hrs |  | Available | 840/339 | Cx=0.3818. Cy=0.3796 | Class I | IK08 | IP66 | IP66 | 50 | 403.6364 | -20 | 1 | 74 | RAL9016 | 50-60Hz | Passive | LED | dimmable | High Bay Rectangular | DUROS | Indoor Industrial |  | 26.1 | 8800 | RF Sensor | 520000 |  |  | Mounting bracket or Y-hook cable |  |  |  | 1048600
TBD | DUR1-10-840-L9-RF-… | image | datasheet | deeplink | TUNGSRAM - DUROS - 9600lm - 74W - 4000K - 80CRI - TBD[SKU] - Bracket or Y-hook | 3.2 | Bracket or Y-hook | LED | 1 | 74 | [8 empty] | CE | [6 empty] | 66 | 4000 | 595x246x100 |  | 220-240V |  | 5 |  | 92 | 3 | 80 |  | 4000 |  | 509600 | >=0.9 | 1070000 |  | 1710000 | 129.729 |  |  | 9 | L9 | 25 | max. 10% at 100.000 hrs |  | Available | 840/339 | Cx=0.3818. Cy=0.3796 | Class I | IK08 | IP66 | IP66 | 50 | 403.6364 | -20 | 1 | 74 | RAL9016 | 50-60Hz | Passive | LED | dimmable | High Bay Rectangular | DUROS | Indoor Industrial |  | 20.4 | 9600 | RF Sensor | 520000 |  |  | Mounting bracket or Y-hook cable |  |  |  | 1048600
TBD | DUR1-10-840-L8-RF-… | image | datasheet | deeplink | TUNGSRAM - DUROS - 8600lm - 74W - 4000K - 80CRI - TBD[SKU] - Bracket or Y-hook | 3.2 | Bracket or Y-hook | LED | 1 | 74 | [8 empty] | CE | [6 empty] | 66 | 4000 | 595x246x100 |  | 220-240V |  | 5 |  | 84 | 3 | 80 |  | 4000 |  | 509600 | >=0.9 | 1070000 |  | 1710000 | 116.216 |  |  | 9 | L8 | 25 | max. 10% at 100.000 hrs |  | Available | 840/339 | Cx=0.3818. Cy=0.3796 | Class I | IK08 | IP66 | IP66 | 50 | 403.6364 | -20 | 1 | 74 | RAL9016 | 50-60Hz | Passive | LED | dimmable | High Bay Rectangular | DUROS | Indoor Industrial |  | 21.4 | 8600 | RF Sensor | 520000 |  |  | Mounting bracket or Y-hook cable |  |  |  | 1048600
TBD | DUR1-10-840-L6-RF-… | image | datasheet | deeplink | TUNGSRAM - DUROS - 9400lm - 74W - 4000K - 80CRI - TBD[SKU] - Bracket or Y-hook | 3.2 | Bracket or Y-hook | LED | 1 | 74 | [8 empty] | CE | [6 empty] | 66 | 4000 | 595x246x100 |  | 220-240V |  | 5 |  | 61 | 3 | 80 |  | 4000 |  | 509600 | >=0.9 | 1070000 |  | 1710000 | 127.027 |  |  | 9 | L6 | 25 | max. 10% at 100.000 hrs |  | Available | 840/339 | Cx=0.3818. Cy=0.3796 | Class I | IK08 | IP66 | IP66 | 50 | 403.6364 | -20 | 1 | 74 | RAL9016 | 50-60Hz | Passive | LED | dimmable | High Bay Rectangular | DUROS | Indoor Industrial |  | 17.4 | 9400 | RF Sensor | 520000 |  |  | Mounting bracket or Y-hook cable |  |  |  | 1048600
TBD | DUR1-10-840-L5-RF-… | image | datasheet | deeplink | TUNGSRAM - DUROS - 9700lm - 74W - 4000K - 80CRI - TBD[SKU] - Bracket or Y-hook | 3.2 | Bracket or Y-hook | LED | 1 | 74 | [8 empty] | CE | [6 empty] | 66 | 4000 | 595x246x100 |  | 220-240V |  | 5 |  | 53 | 3 | 80 |  | 4000 |  | 509600 | >=0.9 | 1070000 |  | 1710000 | 131.081 |  |  | 9 | L5 | 25 | max. 10% at 100.000 hrs |  | Available | 840/339 | Cx=0.3818. Cy=0.3796 | Class I | IK08 | IP66 | IP66 | 50 | 403.6364 | -20 | 1 | 74 | RAL9016 | 50-60Hz | Passive | LED | dimmable | High Bay Rectangular | DUROS | Indoor Industrial |  | 20.9 | 9700 | RF Sensor | 520000 |  |  | Mounting bracket or Y-hook cable |  |  |  | 1048600
TBD | DUR1-10-840-L4-RF-… | image | datasheet | deeplink | TUNGSRAM - DUROS - 8900lm - 74W - 4000K - 80CRI - TBD[SKU] - Bracket or Y-hook | 3.2 | Bracket or Y-hook | LED | 1 | 74 | [8 empty] | CE | [6 empty] | 66 | 4000 | 595x246x100 |  | 220-240V |  | 5 |  | 38 | 3 | 80 |  | 4000 |  | 509600 | >=0.9 | 1070000 |  | 1710000 | 120.27 |  |  | 9 | L4 | 25 | max. 10% at 100.000 hrs |  | Available | 840/339 | Cx=0.3818. Cy=0.3796 | Class I | IK08 | IP66 | IP66 | 50 | 403.6364 | -20 | 1 | 74 | RAL9016 | 50-60Hz | Passive | LED | dimmable | High Bay Rectangular | DUROS | Indoor Industrial |  | 19.7 | 8900 | RF Sensor | 520000 |  |  | Mounting bracket or Y-hook cable |  |  |  | 1048600
TBD | DUR1-10-840-L2-RF-… | image | datasheet | deeplink | TUNGSRAM - DUROS - 9100lm - 74W - 4000K - 80CRI - TBD[SKU] - Bracket or Y-hook | 3.2 | Bracket or Y-hook | LED | 1 | 74 | [8 empty] | CE | [6 empty] | 66 | 4000 | 595x246x100 |  | 220-240V |  | 5 |  | 24 | 3 | 80 |  | 4000 |  | 509600 | >=0.9 | 1070000 |  | 1710000 | 122.972 |  |  | 9 | L2 | 25 | max. 10% at 100.000 hrs |  | Available | 840/339 | Cx=0.3818. Cy=0.3796 | Class I | IK08 | IP66 | IP66 | 50 | 403.6364 | -20 | 1 | 74 | RAL9016 | 50-60Hz | Passive | LED | dimmable | High Bay Rectangular | DUROS | Indoor Industrial |  | 21.4 | 9100 | RF Sensor | 520000 |  |  | Mounting bracket or Y-hook cable |  |  |  | 1048600
TBD | DUR1-30-865-L10-SN-… | image | datasheet | deeplink | TUNGSRAM - DUROS - 21500lm - 214W - 6500K - 80CRI - TBD[SKU] - Bracket or Y-hook | 5.1 | Bracket or Y-hook | LED | 1 | 214 | [8 empty] | CE | [6 empty] | 66 | 6500 | 967x246x100 |  | 220-240V |  | 5 |  | 98x33 | 3 | 80 |  | 6500 |  | 149940 | >=0.9 | 345000 |  | 562000 | 100.467 |  |  | 9 | L10 | 25 | max. 10% at 100.000 hrs |  | Available | 865/339 | Cx=0.3123. Cy=0.3282 | Class I | IK08 | IP66 | IP66 | 50 | 1167.2727 | -20 | 1 | 214 | RAL9016 | 50-60Hz | Passive | LED | dimmable | High Bay Rectangular | DUROS | Indoor Industrial |  | 29.2 | 21500 | SN Sensor | 153000 |  |  | Mounting bracket or Y-hook cable |  |  |  | 338100
TBD | DUR1-30-865-L9-SN-… | image | datasheet | deeplink | TUNGSRAM - DUROS - 23200lm - 214W - 6500K - 80CRI - TBD[SKU] - Bracket or Y-hook | 5.1 | Bracket or Y-hook | LED | 1 | 214 | [8 empty] | CE | [6 empty] | 66 | 6500 | 967x246x100 |  | 220-240V |  | 5 |  | 92 | 3 | 80 |  | 6500 |  | 149940 | >=0.9 | 345000 |  | 562000 | 108.411 |  |  | 9 | L9 | 25 | max. 10% at 100.000 hrs |  | Available | 865/339 | Cx=0.3123. Cy=0.3282 | Class I | IK08 | IP66 | IP66 | 50 | 1167.2727 | -20 | 1 | 214 | RAL9016 | 50-60Hz | Passive | LED | dimmable | High Bay Rectangular | DUROS | Indoor Industrial |  | 23.4 | 23200 | SN Sensor | 153000 |  |  | Mounting bracket or Y-hook cable |  |  |  | 338100
TBD | DUR1-30-865-L8-SN-… | image | datasheet | deeplink | TUNGSRAM - DUROS - 20800lm - 214W - 6500K - 80CRI - TBD[SKU] - Bracket or Y-hook | 5.1 | Bracket or Y-hook | LED | 1 | 214 | [8 empty] | CE | [6 empty] | 66 | 6500 | 967x246x100 |  | 220-240V |  | 5 |  | 84 | 3 | 80 |  | 6500 |  | 149940 | >=0.9 | 345000 |  | 562000 | 97.1962 |  |  | 9 | L8 | 25 | max. 10% at 100.000 hrs |  | Available | 865/339 | Cx=0.3123. Cy=0.3282 | Class I | IK08 | IP66 | IP66 | 50 | 1167.2727 | -20 | 1 | 214 | RAL9016 | 50-60Hz | Passive | LED | dimmable | High Bay Rectangular | DUROS | Indoor Industrial |  | 24.4 | 20800 | SN Sensor | 153000 |  |  | Mounting bracket or Y-hook cable |  |  |  | 338100
TBD | DUR1-30-865-L6-SN-… | image | datasheet | deeplink | TUNGSRAM - DUROS - 22800lm - 214W - 6500K - 80CRI - TBD[SKU] - Bracket or Y-hook | 5.1 | Bracket or Y-hook | LED | 1 | 214 | [8 empty] | CE | [6 empty] | 66 | 6500 | 967x246x100 |  | 220-240V |  | 5 |  | 61 | 3 | 80 |  | 6500 |  | 149940 | >=0.9 | 345000 |  | 562000 | 106.542 |  |  | 9 | L6 | 25 | max. 10% at 100.000 hrs |  | Available | 865/339 | Cx=0.3123. Cy=0.3282 | Class I | IK08 | IP66 | IP66 | 50 | 1167.2727 | -20 | 1 | 214 | RAL9016 | 50-60Hz | Passive | LED | dimmable | High Bay Rectangular | DUROS | Indoor Industrial |  | 20.5 | 22800 | SN Sensor | 153000 |  |  | Mounting bracket or Y-hook cable |  |  |  | 338100
TBD | DUR1-30-865-L5-SN-… | image | datasheet | deeplink | TUNGSRAM - DUROS - 23500lm - 214W - 6500K - 80CRI - TBD[SKU] - Bracket or Y-hook | 5.1 | Bracket or Y-hook | LED | 1 | 214 | [8 empty] | CE | [6 empty] | 66 | 6500 | 967x246x100 |  | 220-240V |  | 5 |  | 53 | 3 | 80 |  | 6500 |  | 149940 | >=0.9 | 345000 |  | 562000 | 109.813 |  |  | 9 | L5 | 25 | max. 10% at 100.000 hrs |  | Available | 865/339 | Cx=0.3123. Cy=0.3282 | Class I | IK08 | IP66 | IP66 | 50 | 1167.2727 | -20 | 1 | 214 | RAL9016 | 50-60Hz | Passive | LED | dimmable | High Bay Rectangular | DUROS | Indoor Industrial |  | 24 | 23500 | SN Sensor | 153000 |  |  | Mounting bracket or Y-hook cable |  |  |  | 338100
TBD | DUR1-30-865-L4-SN-… | image | datasheet | deeplink | TUNGSRAM - DUROS - 21700lm - 214W - 6500K - 80CRI - TBD[SKU] - Bracket or Y-hook | 5.1 | Bracket or Y-hook | LED | 1 | 214 | [8 empty] | CE | [6 empty] | 66 | 6500 | 967x246x100 |  | 220-240V |  | 5 |  | 38 | 3 | 80 |  | 6500 |  | 149940 | >=0.9 | 345000 |  | 562000 | 101.401 |  |  | 9 | L4 | 25 | max. 10% at 100.000 hrs |  | Available | 865/339 | Cx=0.3123. Cy=0.3282 | Class I | IK08 | IP66 | IP66 | 50 | 1167.2727 | -20 | 1 | 214 | RAL9016 | 50-60Hz | Passive | LED | dimmable | High Bay Rectangular | DUROS | Indoor Industrial |  | 22.8 | 21700 | SN Sensor | 153000 |  |  | Mounting bracket or Y-hook cable |  |  |  | 338100
TBD | DUR1-30-865-L2-SN-… | image | datasheet | deeplink | TUNGSRAM - DUROS - 22200lm - 214W - 6500K - 80CRI - TBD[SKU] - Bracket or Y-hook | 5.1 | Bracket or Y-hook | LED | 1 | 214 | [8 empty] | CE | [6 empty] | 66 | 6500 | 967x246x100 |  | 220-240V |  | 5 |  | 24 | 3 | 80 |  | 6500 |  | 149940 | >=0.9 | 345000 |  | 562000 | 103.738 |  |  | 9 | L2 | 25 | max. 10% at 100.000 hrs |  | Available | 865/339 | Cx=0.3123. Cy=0.3282 | Class I | IK08 | IP66 | IP66 | 50 | 1167.2727 | -20 | 1 | 214 | RAL9016 | 50-60Hz | Passive | LED | dimmable | High Bay Rectangular | DUROS | Indoor Industrial |  | 24.5 | 22200 | SN Sensor | 153000 |  |  | Mounting bracket or Y-hook cable |  |  |  | 338100
TBD | DUR1-25-865-L10-SN-… | image | datasheet | deeplink | TUNGSRAM - DUROS - 20100lm - 195W - 6500K - 80CRI - TBD[SKU] - Bracket or Y-hook | 5.1 | Bracket or Y-hook | LED | 1 | 195 | [8 empty] | CE | [6 empty] | 66 | 6500 | 967x246x100 |  | 220-240V |  | 5 |  | 98x33 | 3 | 80 |  | 6500 |  | 292040 | >=0.9 | 620000 |  | 985000 | 103.076 |  |  | 9 | L10 | 25 | max. 10% at 100.000 hrs |  | Available | 865/339 | Cx=0.3123. Cy=0.3282 | Class I | IK08 | IP66 | IP66 | 50 | 1063.6364 | -20 | 1 | 195 | RAL9016 | 50-60Hz | Passive | LED | dimmable | High Bay Rectangular | DUROS | Indoor Industrial |  | 28.9 | 20100 | SN Sensor | 298000 |  |  | Mounting bracket or Y-hook cable |  |  |  | 607600
TBD | DUR1-25-865-L9-SN-… | image | datasheet | deeplink | TUNGSRAM - DUROS - 21700lm - 195W - 6500K - 80CRI - TBD[SKU] - Bracket or Y-hook | 5.1 | Bracket or Y-hook | LED | 1 | 195 | [8 empty] | CE | [6 empty] | 66 | 6500 | 967x246x100 |  | 220-240V |  | 5 |  | 92 | 3 | 80 |  | 6500 |  | 292040 | >=0.9 | 620000 |  | 985000 | 111.282 |  |  | 9 | L9 | 25 | max. 10% at 100.000 hrs |  | Available | 865/339 | Cx=0.3123. Cy=0.3282 | Class I | IK08 | IP66 | IP66 | 50 | 1063.6364 | -20 | 1 | 195 | RAL9016 | 50-60Hz | Passive | LED | dimmable | High Bay Rectangular | DUROS | Indoor Industrial |  | 23.2 | 21700 | SN Sensor | 298000 |  |  | Mounting bracket or Y-hook cable |  |  |  | 607600
TBD | DUR1-25-865-L8-SN-… | image | datasheet | deeplink | TUNGSRAM - DUROS - 19500lm - 195W - 6500K - 80CRI - TBD[SKU] - Bracket or Y-hook | 5.1 | Bracket or Y-hook | LED | 1 | 195 | [8 empty] | CE | [6 empty] | 66 | 6500 | 967x246x100 |  | 220-240V |  | 5 |  | 84 | 3 | 80 |  | 6500 |  | 292040 | >=0.9 | 620000 |  | 985000 | 100 |  |  | 9 | L8 | 25 | max. 10% at 100.000 hrs |  | Available | 865/339 | Cx=0.3123. Cy=0.3282 | Class I | IK08 | IP66 | IP66 | 50 | 1063.6364 | -20 | 1 | 195 | RAL9016 | 50-60Hz | Passive | LED | dimmable | High Bay Rectangular | DUROS | Indoor Industrial |  | 24.2 | 19500 | SN Sensor | 298000 |  |  | Mounting bracket or Y-hook cable |  |  |  | 607600
TBD | DUR1-25-865-L6-SN-… | image | datasheet | deeplink | TUNGSRAM - DUROS - 21300lm - 195W - 6500K - 80CRI - TBD[SKU] - Bracket or Y-hook | 5.1 | Bracket or Y-hook | LED | 1 | 195 | [8 empty] | CE | [6 empty] | 66 | 6500 | 967x246x100 |  | 220-240V |  | 5 |  | 61 | 3 | 80 |  | 6500 |  | 292040 | >=0.9 | 620000 |  | 985000 | 109.23 |  |  | 9 | L6 | 25 | max. 10% at 100.000 hrs |  | Available | 865/339 | Cx=0.3123. Cy=0.3282 | Class I | IK08 | IP66 | IP66 | 50 | 1063.6364 | -20 | 1 | 195 | RAL9016 | 50-60Hz | Passive | LED | dimmable | High Bay Rectangular | DUROS | Indoor Industrial |  | 20.2 | 21300 | SN Sensor | 298000 |  |  | Mounting bracket or Y-hook cable |  |  |  | 607600
TBD | DUR1-25-865-L5-SN-… | image | datasheet | deeplink | TUNGSRAM - DUROS - 21900lm - 195W - 6500K - 80CRI - TBD[SKU] - Bracket or Y-hook | 5.1 | Bracket or Y-hook | LED | 1 | 195 | [8 empty] | CE | [6 empty] | 66 | 6500 | 967x246x100 |  | 220-240V |  | 5 |  | 53 | 3 | 80 |  | 6500 |  | 292040 | >=0.9 | 620000 |  | 985000 | 112.307 |  |  | 9 | L5 | 25 | max. 10% at 100.000 hrs |  | Available | 865/339 | Cx=0.3123. Cy=0.3282 | Class I | IK08 | IP66 | IP66 | 50 | 1063.6364 | -20 | 1 | 195 | RAL9016 | 50-60Hz | Passive | LED | dimmable | High Bay Rectangular | DUROS | Indoor Industrial |  | 23.7 | 21900 | SN Sensor | 298000 |  |  | Mounting bracket or Y-hook cable |  |  |  | 607600
TBD | DUR1-25-865-L4-SN-… | image | datasheet | deeplink | TUNGSRAM - DUROS - 20300lm - 195W - 6500K - 80CRI - TBD[SKU] - Bracket or Y-hook | 5.1 | Bracket or Y-hook | LED | 1 | 195 | [8 empty] | CE | [6 empty] | 66 | 6500 | 967x246x100 |  | 220-240V |  | 5 |  | 38 | 3 | 80 |  | 6500 |  | 292040 | >=0.9 | 620000 |  | 985000 | 104.102 |  |  | 9 | L4 | 25 | max. 10% at 100.000 hrs |  | Available | 865/339 | Cx=0.3123. Cy=0.3282 | Class I | IK08 | IP66 | IP66 | 50 | 1063.6364 | -20 | 1 | 195 | RAL9016 | 50-60Hz | Passive | LED | dimmable | High Bay Rectangular | DUROS | Indoor Industrial |  | 22.6 | 20300 | SN Sensor | 298000 |  |  | Mounting bracket or Y-hook cable |  |  |  | 607600
TBD | DUR1-25-865-L2-SN-… | image | datasheet | deeplink | TUNGSRAM - DUROS - 20700lm - 195W - 6500K - 80CRI - TBD[SKU] - Bracket or Y-hook | 5.1 | Bracket or Y-hook | LED | 1 | 195 | [8 empty] | CE | [6 empty] | 66 | 6500 | 967x246x100 |  | 220-240V |  | 5 |  | 24 | 3 | 80 |  | 6500 |  | 292040 | >=0.9 | 620000 |  | 985000 | 106.153 |  |  | 9 | L2 | 25 | max. 10% at 100.000 hrs |  | Available | 865/339 | Cx=0.3123. Cy=0.3282 | Class I | IK08 | IP66 | IP66 | 50 | 1063.6364 | -20 | 1 | 195 | RAL9016 | 50-60Hz | Passive | LED | dimmable | High Bay Rectangular | DUROS | Indoor Industrial |  | 24.2 | 20700 | SN Sensor | 298000 |  |  | Mounting bracket or Y-hook cable |  |  |  | 607600
TBD | DUR1-20-865-L10-SN-… | image | datasheet | deeplink | TUNGSRAM - DUROS - 16000lm - 155W - 6500K - 80CRI - TBD[SKU] - Bracket or Y-hook | 4 | Bracket or Y-hook | LED | 1 | 155 | [8 empty] | CE | [6 empty] | 66 | 6500 | 761x246x100 |  | 220-240V |  | 5 |  | 98x33 | 3 | 80 |  | 6500 |  | 224420 | >=0.9 | 477000 |  | 757000 | 103.225 |  |  | 9 | L10 | 25 | max. 10% at 100.000 hrs |  | Available | 865/339 | Cx=0.3123. Cy=0.3282 | Class I | IK08 | IP66 | IP66 | 50 | 845.4545 | -20 | 1 | 155 | RAL9016 | 50-60Hz | Passive | LED | dimmable | High Bay Rectangular | DUROS | Indoor Industrial |  | 28.1 | 16000 | SN Sensor | 229000 |  |  | Mounting bracket or Y-hook cable |  |  |  | 467460
TBD | DUR1-20-865-L9-SN-… | image | datasheet | deeplink | TUNGSRAM - DUROS - 17300lm - 155W - 6500K - 80CRI - TBD[SKU] - Bracket or Y-hook | 4 | Bracket or Y-hook | LED | 1 | 155 | [8 empty] | CE | [6 empty] | 66 | 6500 | 761x246x100 |  | 220-240V |  | 5 |  | 92 | 3 | 80 |  | 6500 |  | 224420 | >=0.9 | 477000 |  | 757000 | 111.612 |  |  | 9 | L9 | 25 | max. 10% at 100.000 hrs |  | Available | 865/339 | Cx=0.3123. Cy=0.3282 | Class I | IK08 | IP66 | IP66 | 50 | 845.4545 | -20 | 1 | 155 | RAL9016 | 50-60Hz | Passive | LED | dimmable | High Bay Rectangular | DUROS | Indoor Industrial |  | 22.4 | 17300 | SN Sensor | 229000 |  |  | Mounting bracket or Y-hook cable |  |  |  | 467460
TBD | DUR1-20-865-L8-SN-… | image | datasheet | deeplink | TUNGSRAM - DUROS - 15500lm - 155W - 6500K - 80CRI - TBD[SKU] - Bracket or Y-hook | 4 | Bracket or Y-hook | LED | 1 | 155 | [8 empty] | CE | [6 empty] | 66 | 6500 | 761x246x100 |  | 220-240V |  | 5 |  | 84 | 3 | 80 |  | 6500 |  | 224420 | >=0.9 | 477000 |  | 757000 | 100 |  |  | 9 | L8 | 25 | max. 10% at 100.000 hrs |  | Available | 865/339 | Cx=0.3123. Cy=0.3282 | Class I | IK08 | IP66 | IP66 | 50 | 845.4545 | -20 | 1 | 155 | RAL9016 | 50-60Hz | Passive | LED | dimmable | High Bay Rectangular | DUROS | Indoor Industrial |  | 23.4 | 15500 | SN Sensor | 229000 |  |  | Mounting bracket or Y-hook cable |  |  |  | 467460
TBD | DUR1-20-865-L6-SN-… | image | datasheet | deeplink | TUNGSRAM - DUROS - 16900lm - 155W - 6500K - 80CRI - TBD[SKU] - Bracket or Y-hook | 4 | Bracket or Y-hook | LED | 1 | 155 | [8 empty] | CE | [6 empty] | 66 | 6500 | 761x246x100 |  | 220-240V |  | 5 |  | 61 | 3 | 80 |  | 6500 |  | 224420 | >=0.9 | 477000 |  | 757000 | 109.032 |  |  | 9 | L6 | 25 | max. 10% at 100.000 hrs |  | Available | 865/339 | Cx=0.3123. Cy=0.3282 | Class I | IK08 | IP66 | IP66 | 50 | 845.4545 | -20 | 1 | 155 | RAL9016 | 50-60Hz | Passive | LED | dimmable | High Bay Rectangular | DUROS | Indoor Industrial |  | 19.4 | 16900 | SN Sensor | 229000 |  |  | Mounting bracket or Y-hook cable |  |  |  | 467460
TBD | DUR1-20-865-L5-SN-… | image | datasheet | deeplink | TUNGSRAM - DUROS - 17400lm - 155W - 6500K - 80CRI - TBD[SKU] - Bracket or Y-hook | 4 | Bracket or Y-hook | LED | 1 | 155 | [8 empty] | CE | [6 empty] | 66 | 6500 | 761x246x100 |  | 220-240V |  | 5 |  | 53 | 3 | 80 |  | 6500 |  | 224420 | >=0.9 | 477000 |  | 757000 | 112.258 |  |  | 9 | L5 | 25 | max. 10% at 100.000 hrs |  | Available | 865/339 | Cx=0.3123. Cy=0.3282 | Class I | IK08 | IP66 | IP66 | 50 | 845.4545 | -20 | 1 | 155 | RAL9016 | 50-60Hz | Passive | LED | dimmable | High Bay Rectangular | DUROS | Indoor Industrial |  | 22.9 | 17400 | SN Sensor | 229000 |  |  | Mounting bracket or Y-hook cable |  |  |  | 467460
TBD | DUR1-20-865-L4-SN-… | image | datasheet | deeplink | TUNGSRAM - DUROS - 16100lm - 155W - 6500K - 80CRI - TBD[SKU] - Bracket or Y-hook | 4 | Bracket or Y-hook | LED | 1 | 155 | [8 empty] | CE | [6 empty] | 66 | 6500 | 761x246x100 |  | 220-240V |  | 5 |  | 38 | 3 | 80 |  | 6500 |  | 224420 | >=0.9 | 477000 |  | 757000 | 103.87 |  |  | 9 | L4 | 25 | max. 10% at 100.000 hrs |  | Available | 865/339 | Cx=0.3123. Cy=0.3282 | Class I | IK08 | IP66 | IP66 | 50 | 845.4545 | -20 | 1 | 155 | RAL9016 | 50-60Hz | Passive | LED | dimmable | High Bay Rectangular | DUROS | Indoor Industrial |  | 21.8 | 16100 | SN Sensor | 229000 |  |  | Mounting bracket or Y-hook cable |  |  |  | 467460
TBD | DUR1-20-865-L2-SN-… | image | datasheet | deeplink | TUNGSRAM - DUROS - 16400lm - 155W - 6500K - 80CRI - TBD[SKU] - Bracket or Y-hook | 4 | Bracket or Y-hook | LED | 1 | 155 | [8 empty] | CE | [6 empty] | 66 | 6500 | 761x246x100 |  | 220-240V |  | 5 |  | 24 | 3 | 80 |  | 6500 |  | 224420 | >=0.9 | 477000 |  | 757000 | 105.806 |  |  | 9 | L2 | 25 | max. 10% at 100.000 hrs |  | Available | 865/339 | Cx=0.3123. Cy=0.3282 | Class I | IK08 | IP66 | IP66 | 50 | 845.4545 | -20 | 1 | 155 | RAL9016 | 50-60Hz | Passive | LED | dimmable | High Bay Rectangular | DUROS | Indoor Industrial |  | 23.4 | 16400 | SN Sensor | 229000 |  |  | Mounting bracket or Y-hook cable |  |  |  | 467460
TBD | DUR1-15-865-L10-SN-… | image | datasheet | deeplink | TUNGSRAM - DUROS - 12000lm - 105W - 6500K - 80CRI - TBD[SKU] - Bracket or Y-hook | 4 | Bracket or Y-hook | LED | 1 | 105 | [8 empty] | CE | [6 empty] | 66 | 6500 | 761x246x100 |  | 220-240V |  | 5 |  | 98x33 | 3 | 80 |  | 6500 |  | 558600 | >=0.9 | 1190000 |  | 1890000 | 114.285 |  |  | 9 | L10 | 25 | max. 10% at 100.000 hrs |  | Available | 865/339 | Cx=0.3123. Cy=0.3282 | Class I | IK08 | IP66 | IP66 | 50 | 572.7273 | -20 | 1 | 105 | RAL9016 | 50-60Hz | Passive | LED | dimmable | High Bay Rectangular | DUROS | Indoor Industrial |  | 27.1 | 12000 | SN Sensor | 570000 |  |  | Mounting bracket or Y-hook cable |  |  |  | 1166200
TBD | DUR1-15-865-L9-SN-… | image | datasheet | deeplink | TUNGSRAM - DUROS - 13000lm - 105W - 6500K - 80CRI - TBD[SKU] - Bracket or Y-hook | 4 | Bracket or Y-hook | LED | 1 | 105 | [8 empty] | CE | [6 empty] | 66 | 6500 | 761x246x100 |  | 220-240V |  | 5 |  | 92 | 3 | 80 |  | 6500 |  | 558600 | >=0.9 | 1190000 |  | 1890000 | 123.809 |  |  | 9 | L9 | 25 | max. 10% at 100.000 hrs |  | Available | 865/339 | Cx=0.3123. Cy=0.3282 | Class I | IK08 | IP66 | IP66 | 50 | 572.7273 | -20 | 1 | 105 | RAL9016 | 50-60Hz | Passive | LED | dimmable | High Bay Rectangular | DUROS | Indoor Industrial |  | 21.4 | 13000 | SN Sensor | 570000 |  |  | Mounting bracket or Y-hook cable |  |  |  | 1166200
TBD | DUR1-15-865-L8-SN-… | image | datasheet | deeplink | TUNGSRAM - DUROS - 11700lm - 105W - 6500K - 80CRI - TBD[SKU] - Bracket or Y-hook | 4 | Bracket or Y-hook | LED | 1 | 105 | [8 empty] | CE | [6 empty] | 66 | 6500 | 761x246x100 |  | 220-240V |  | 5 |  | 84 | 3 | 80 |  | 6500 |  | 558600 | >=0.9 | 1190000 |  | 1890000 | 111.428 |  |  | 9 | L8 | 25 | max. 10% at 100.000 hrs |  | Available | 865/339 | Cx=0.3123. Cy=0.3282 | Class I | IK08 | IP66 | IP66 | 50 | 572.7273 | -20 | 1 | 105 | RAL9016 | 50-60Hz | Passive | LED | dimmable | High Bay Rectangular | DUROS | Indoor Industrial |  | 22.4 | 11700 | SN Sensor | 570000 |  |  | Mounting bracket or Y-hook cable |  |  |  | 1166200
TBD | DUR1-15-865-L6-SN-… | image | datasheet | deeplink | TUNGSRAM - DUROS - 12700lm - 105W - 6500K - 80CRI - TBD[SKU] - Bracket or Y-hook | 4 | Bracket or Y-hook | LED | 1 | 105 | [8 empty] | CE | [6 empty] | 66 | 6500 | 761x246x100 |  | 220-240V |  | 5 |  | 61 | 3 | 80 |  | 6500 |  | 558600 | >=0.9 | 1190000 |  | 1890000 | 120.952 |  |  | 9 | L6 | 25 | max. 10% at 100.000 hrs |  | Available | 865/339 | Cx=0.3123. Cy=0.3282 | Class I | IK08 | IP66 | IP66 | 50 | 572.7273 | -20 | 1 | 105 | RAL9016 | 50-60Hz | Passive | LED | dimmable | High Bay Rectangular | DUROS | Indoor Industrial |  | 18.4 | 12700 | SN Sensor | 570000 |  |  | Mounting bracket or Y-hook cable |  |  |  | 1166200
TBD | DUR1-15-865-L5-SN-… | image | datasheet | deeplink | TUNGSRAM - DUROS - 13100lm - 105W - 6500K - 80CRI - TBD[SKU] - Bracket or Y-hook | 4 | Bracket or Y-hook | LED | 1 | 105 | [8 empty] | CE | [6 empty] | 66 | 6500 | 761x246x100 |  | 220-240V |  | 5 |  | 53 | 3 | 80 |  | 6500 |  | 558600 | >=0.9 | 1190000 |  | 1890000 | 124.761 |  |  | 9 | L5 | 25 | max. 10% at 100.000 hrs |  | Available | 865/339 | Cx=0.3123. Cy=0.3282 | Class I | IK08 | IP66 | IP66 | 50 | 572.7273 | -20 | 1 | 105 | RAL9016 | 50-60Hz | Passive | LED | dimmable | High Bay Rectangular | DUROS | Indoor Industrial |  | 21.9 | 13100 | SN Sensor | 570000 |  |  | Mounting bracket or Y-hook cable |  |  |  | 1166200
TBD | DUR1-15-865-L4-SN-… | image | datasheet | deeplink | TUNGSRAM - DUROS - 12100lm - 105W - 6500K - 80CRI - TBD[SKU] - Bracket or Y-hook | 4 | Bracket or Y-hook | LED | 1 | 105 | [8 empty] | CE | [6 empty] | 66 | 6500 | 761x246x100 |  | 220-240V |  | 5 |  | 38 | 3 | 80 |  | 6500 |  | 558600 | >=0.9 | 1190000 |  | 1890000 | 115.238 |  |  | 9 | L4 | 25 | max. 10% at 100.000 hrs |  | Available | 865/339 | Cx=0.3123. Cy=0.3282 | Class I | IK08 | IP66 | IP66 | 50 | 572.7273 | -20 | 1 | 105 | RAL9016 | 50-60Hz | Passive | LED | dimmable | High Bay Rectangular | DUROS | Indoor Industrial |  | 20.8 | 12100 | SN Sensor | 570000 |  |  | Mounting bracket or Y-hook cable |  |  |  | 1166200
TBD | DUR1-15-865-L2-SN-… | image | datasheet | deeplink | TUNGSRAM - DUROS - 12400lm - 105W - 6500K - 80CRI - TBD[SKU] - Bracket or Y-hook | 4 | Bracket or Y-hook | LED | 1 | 105 | [8 empty] | CE | [6 empty] | 66 | 6500 | 761x246x100 |  | 220-240V |  | 5 |  | 24 | 3 | 80 |  | 6500 |  | 558600 | >=0.9 | 1190000 |  | 1890000 | 118.095 |  |  | 9 | L2 | 25 | max. 10% at 100.000 hrs |  | Available | 865/339 | Cx=0.3123. Cy=0.3282 | Class I | IK08 | IP66 | IP66 | 50 | 572.7273 | -20 | 1 | 105 | RAL9016 | 50-60Hz | Passive | LED | dimmable | High Bay Rectangular | DUROS | Indoor Industrial |  | 22.4 | 12400 | SN Sensor | 570000 |  |  | Mounting bracket or Y-hook cable |  |  |  | 1166200
TBD | DUR1-10-865-L10-SN-… | image | datasheet | deeplink | TUNGSRAM - DUROS - 8000lm - 74W - 6500K - 80CRI - TBD[SKU] - Bracket or Y-hook | 3.2 | Bracket or Y-hook | LED | 1 | 74 | [8 empty] | CE | [6 empty] | 66 | 6500 | 595x246x100 |  | 220-240V |  | 5 |  | 98x33 | 3 | 80 |  | 6500 |  | 509600 | >=0.9 | 1070000 |  | 1710000 | 108.108 |  |  | 9 | L10 | 25 | max. 10% at 100.000 hrs |  | Available | 865/339 | Cx=0.3123. Cy=0.3282 | Class I | IK08 | IP66 | IP66 | 50 | 403.6364 | -20 | 1 | 74 | RAL9016 | 50-60Hz | Passive | LED | dimmable | High Bay Rectangular | DUROS | Indoor Industrial |  | 25.7 | 8000 | SN Sensor | 520000 |  |  | Mounting bracket or Y-hook cable |  |  |  | 1048600
TBD | DUR1-10-865-L9-SN-… | image | datasheet | deeplink | TUNGSRAM - DUROS - 8600lm - 74W - 6500K - 80CRI - TBD[SKU] - Bracket or Y-hook | 3.2 | Bracket or Y-hook | LED | 1 | 74 | [8 empty] | CE | [6 empty] | 66 | 6500 | 595x246x100 |  | 220-240V |  | 5 |  | 92 | 3 | 80 |  | 6500 |  | 509600 | >=0.9 | 1070000 |  | 1710000 | 116.216 |  |  | 9 | L9 | 25 | max. 10% at 100.000 hrs |  | Available | 865/339 | Cx=0.3123. Cy=0.3282 | Class I | IK08 | IP66 | IP66 | 50 | 403.6364 | -20 | 1 | 74 | RAL9016 | 50-60Hz | Passive | LED | dimmable | High Bay Rectangular | DUROS | Indoor Industrial |  | 20 | 8600 | SN Sensor | 520000 |  |  | Mounting bracket or Y-hook cable |  |  |  | 1048600
TBD | DUR1-10-865-L8-SN-… | image | datasheet | deeplink | TUNGSRAM - DUROS - 7700lm - 74W - 6500K - 80CRI - TBD[SKU] - Bracket or Y-hook | 3.2 | Bracket or Y-hook | LED | 1 | 74 | [8 empty] | CE | [6 empty] | 66 | 6500 | 595x246x100 |  | 220-240V |  | 5 |  | 84 | 3 | 80 |  | 6500 |  | 509600 | >=0.9 | 1070000 |  | 1710000 | 104.054 |  |  | 9 | L8 | 25 | max. 10% at 100.000 hrs |  | Available | 865/339 | Cx=0.3123. Cy=0.3282 | Class I | IK08 | IP66 | IP66 | 50 | 403.6364 | -20 | 1 | 74 | RAL9016 | 50-60Hz | Passive | LED | dimmable | High Bay Rectangular | DUROS | Indoor Industrial |  | 21 | 7700 | SN Sensor | 520000 |  |  | Mounting bracket or Y-hook cable |  |  |  | 1048600
TBD | DUR1-10-865-L6-SN-… | image | datasheet | deeplink | TUNGSRAM - DUROS - 8400lm - 74W - 6500K - 80CRI - TBD[SKU] - Bracket or Y-hook | 3.2 | Bracket or Y-hook | LED | 1 | 74 | [8 empty] | CE | [6 empty] | 66 | 6500 | 595x246x100 |  | 220-240V |  | 5 |  | 61 | 3 | 80 |  | 6500 |  | 509600 | >=0.9 | 1070000 |  | 1710000 | 113.513 |  |  | 9 | L6 | 25 | max. 10% at 100.000 hrs |  | Available | 865/339 | Cx=0.3123. Cy=0.3282 | Class I | IK08 | IP66 | IP66 | 50 | 403.6364 | -20 | 1 | 74 | RAL9016 | 50-60Hz | Passive | LED | dimmable | High Bay Rectangular | DUROS | Indoor Industrial |  | 17 | 8400 | SN Sensor | 520000 |  |  | Mounting bracket or Y-hook cable |  |  |  | 1048600
TBD | DUR1-10-865-L5-SN-… | image | datasheet | deeplink | TUNGSRAM - DUROS - 8700lm - 74W - 6500K - 80CRI - TBD[SKU] - Bracket or Y-hook | 3.2 | Bracket or Y-hook | LED | 1 | 74 | [8 empty] | CE | [6 empty] | 66 | 6500 | 595x246x100 |  | 220-240V |  | 5 |  | 53 | 3 | 80 |  | 6500 |  | 509600 | >=0.9 | 1070000 |  | 1710000 | 117.567 |  |  | 9 | L5 | 25 | max. 10% at 100.000 hrs |  | Available | 865/339 | Cx=0.3123. Cy=0.3282 | Class I | IK08 | IP66 | IP66 | 50 | 403.6364 | -20 | 1 | 74 | RAL9016 | 50-60Hz | Passive | LED | dimmable | High Bay Rectangular | DUROS | Indoor Industrial |  | 20.5 | 8700 | SN Sensor | 520000 |  |  | Mounting bracket or Y-hook cable |  |  |  | 1048600
TBD | DUR1-10-865-L4-SN-… | image | datasheet | deeplink | TUNGSRAM - DUROS - 8000lm - 74W - 6500K - 80CRI - TBD[SKU] - Bracket or Y-hook | 3.2 | Bracket or Y-hook | LED | 1 | 74 | [8 empty] | CE | [6 empty] | 66 | 6500 | 595x246x100 |  | 220-240V |  | 5 |  | 38 | 3 | 80 |  | 6500 |  | 509600 | >=0.9 | 1070000 |  | 1710000 | 108.108 |  |  | 9 | L4 | 25 | max. 10% at 100.000 hrs |  | Available | 865/339 | Cx=0.3123. Cy=0.3282 | Class I | IK08 | IP66 | IP66 | 50 | 403.6364 | -20 | 1 | 74 | RAL9016 | 50-60Hz | Passive | LED | dimmable | High Bay Rectangular | DUROS | Indoor Industrial |  | 19.3 | 8000 | SN Sensor | 520000 |  |  | Mounting bracket or Y-hook cable |  |  |  | 1048600
TBD | DUR1-10-865-L2-SN-… | image | datasheet | deeplink | TUNGSRAM - DUROS - 8200lm - 74W - 6500K - 80CRI - TBD[SKU] - Bracket or Y-hook | 3.2 | Bracket or Y-hook | LED | 1 | 74 | [8 empty] | CE | [6 empty] | 66 | 6500 | 595x246x100 |  | 220-240V |  | 5 |  | 24 | 3 | 80 |  | 6500 |  | 509600 | >=0.9 | 1070000 |  | 1710000 | 110.81 |  |  | 9 | L2 | 25 | max. 10% at 100.000 hrs |  | Available | 865/339 | Cx=0.3123. Cy=0.3282 | Class I | IK08 | IP66 | IP66 | 50 | 403.6364 | -20 | 1 | 74 | RAL9016 | 50-60Hz | Passive | LED | dimmable | High Bay Rectangular | DUROS | Indoor Industrial |  | 21 | 8200 | SN Sensor | 520000 |  |  | Mounting bracket or Y-hook cable |  |  |  | 1048600
TBD | DUR1-30-850-L10-SN-… | image | datasheet | deeplink | TUNGSRAM - DUROS - 23900lm - 214W - 5000K - 80CRI - TBD[SKU] - Bracket or Y-hook | 5.1 | Bracket or Y-hook | LED | 1 | 214 | [8 empty] | CE | [6 empty] | 66 | 5000 | 967x246x100 |  | 220-240V |  | 5 |  | 98x33 | 3 | 80 |  | 5000 |  | 149940 | >=0.9 | 345000 |  | 562000 | 111.682 |  |  | 9 | L10 | 25 | max. 10% at 100.000 hrs |  | Available | 850/339 | Cx=0.3446. Cy=0.3551 | Class I | IK08 | IP66 | IP66 | 50 | 1167.2727 | -20 | 1 | 214 | RAL9016 | 50-60Hz | Passive | LED | dimmable | High Bay Rectangular | DUROS | Indoor Industrial |  | 29.5 | 23900 | SN Sensor | 153000 |  |  | Mounting bracket or Y-hook cable |  |  |  | 338100
TBD | DUR1-30-850-L9-SN-… | image | datasheet | deeplink | TUNGSRAM - DUROS - 25800lm - 214W - 5000K - 80CRI - TBD[SKU] - Bracket or Y-hook | 5.1 | Bracket or Y-hook | LED | 1 | 214 | [8 empty] | CE | [6 empty] | 66 | 5000 | 967x246x100 |  | 220-240V |  | 5 |  | 92 | 3 | 80 |  | 5000 |  | 149940 | >=0.9 | 345000 |  | 562000 | 120.56 |  |  | 9 | L9 | 25 | max. 10% at 100.000 hrs |  | Available | 850/339 | Cx=0.3446. Cy=0.3551 | Class I | IK08 | IP66 | IP66 | 50 | 1167.2727 | -20 | 1 | 214 | RAL9016 | 50-60Hz | Passive | LED | dimmable | High Bay Rectangular | DUROS | Indoor Industrial |  | 23.8 | 25800 | SN Sensor | 153000 |  |  | Mounting bracket or Y-hook cable |  |  |  | 338100
TBD | DUR1-30-850-L8-SN-… | image | datasheet | deeplink | TUNGSRAM - DUROS - 23200lm - 214W - 5000K - 80CRI - TBD[SKU] - Bracket or Y-hook | 5.1 | Bracket or Y-hook | LED | 1 | 214 | [8 empty] | CE | [6 empty] | 66 | 5000 | 967x246x100 |  | 220-240V |  | 5 |  | 84 | 3 | 80 |  | 5000 |  | 149940 | >=0.9 | 345000 |  | 562000 | 108.411 |  |  | 9 | L8 | 25 | max. 10% at 100.000 hrs |  | Available | 850/339 | Cx=0.3446. Cy=0.3551 | Class I | IK08 | IP66 | IP66 | 50 | 1167.2727 | -20 | 1 | 214 | RAL9016 | 50-60Hz | Passive | LED | dimmable | High Bay Rectangular | DUROS | Indoor Industrial |  | 24.8 | 23200 | SN Sensor | 153000 |  |  | Mounting bracket or Y-hook cable |  |  |  | 338100
TBD | DUR1-30-850-L6-SN-… | image | datasheet | deeplink | TUNGSRAM - DUROS - 25300lm - 214W - 5000K - 80CRI - TBD[SKU] - Bracket or Y-hook | 5.1 | Bracket or Y-hook | LED | 1 | 214 | [8 empty] | CE | [6 empty] | 66 | 5000 | 967x246x100 |  | 220-240V |  | 5 |  | 61 | 3 | 80 |  | 5000 |  | 149940 | >=0.9 | 345000 |  | 562000 | 118.224 |  |  | 9 | L6 | 25 | max. 10% at 100.000 hrs |  | Available | 850/339 | Cx=0.3446. Cy=0.3551 | Class I | IK08 | IP66 | IP66 | 50 | 1167.2727 | -20 | 1 | 214 | RAL9016 | 50-60Hz | Passive | LED | dimmable | High Bay Rectangular | DUROS | Indoor Industrial |  | 20.8 | 25300 | SN Sensor | 153000 |  |  | Mounting bracket or Y-hook cable |  |  |  | 338100
TBD | DUR1-30-850-L5-SN-… | image | datasheet | deeplink | TUNGSRAM - DUROS - 26100lm - 214W - 5000K - 80CRI - TBD[SKU] - Bracket or Y-hook | 5.1 | Bracket or Y-hook | LED | 1 | 214 | [8 empty] | CE | [6 empty] | 66 | 5000 | 967x246x100 |  | 220-240V |  | 5 |  | 53 | 3 | 80 |  | 5000 |  | 149940 | >=0.9 | 345000 |  | 562000 | 121.962 |  |  | 9 | L5 | 25 | max. 10% at 100.000 hrs |  | Available | 850/339 | Cx=0.3446. Cy=0.3551 | Class I | IK08 | IP66 | IP66 | 50 | 1167.2727 | -20 | 1 | 214 | RAL9016 | 50-60Hz | Passive | LED | dimmable | High Bay Rectangular | DUROS | Indoor Industrial |  | 24.3 | 26100 | SN Sensor | 153000 |  |  | Mounting bracket or Y-hook cable |  |  |  | 338100
TBD | DUR1-30-850-L4-SN-… | image | datasheet | deeplink | TUNGSRAM - DUROS - 24100lm - 214W - 5000K - 80CRI - TBD[SKU] - Bracket or Y-hook | 5.1 | Bracket or Y-hook | LED | 1 | 214 | [8 empty] | CE | [6 empty] | 66 | 5000 | 967x246x100 |  | 220-240V |  | 5 |  | 38 | 3 | 80 |  | 5000 |  | 149940 | >=0.9 | 345000 |  | 562000 | 112.616 |  |  | 9 | L4 | 25 | max. 10% at 100.000 hrs |  | Available | 850/339 | Cx=0.3446. Cy=0.3551 | Class I | IK08 | IP66 | IP66 | 50 | 1167.2727 | -20 | 1 | 214 | RAL9016 | 50-60Hz | Passive | LED | dimmable | High Bay Rectangular | DUROS | Indoor Industrial |  | 23.2 | 24100 | SN Sensor | 153000 |  |  | Mounting bracket or Y-hook cable |  |  |  | 338100
TBD | DUR1-30-850-L2-SN-… | image | datasheet | deeplink | TUNGSRAM - DUROS - 24600lm - 214W - 5000K - 80CRI - TBD[SKU] - Bracket or Y-hook | 5.1 | Bracket or Y-hook | LED | 1 | 214 | [8 empty] | CE | [6 empty] | 66 | 5000 | 967x246x100 |  | 220-240V |  | 5 |  | 24 | 3 | 80 |  | 5000 |  | 149940 | >=0.9 | 345000 |  | 562000 | 114.953 |  |  | 9 | L2 | 25 | max. 10% at 100.000 hrs |  | Available | 850/339 | Cx=0.3446. Cy=0.3551 | Class I | IK08 | IP66 | IP66 | 50 | 1167.2727 | -20 | 1 | 214 | RAL9016 | 50-60Hz | Passive | LED | dimmable | High Bay Rectangular | DUROS | Indoor Industrial |  | 24.8 | 24600 | SN Sensor | 153000 |  |  | Mounting bracket or Y-hook cable |  |  |  | 338100
TBD | DUR1-25-850-L10-SN-… | image | datasheet | deeplink | TUNGSRAM - DUROS - 22300lm - 195W - 5000K - 80CRI - TBD[SKU] - Bracket or Y-hook | 5.1 | Bracket or Y-hook | LED | 1 | 195 | [8 empty] | CE | [6 empty] | 66 | 5000 | 967x246x100 |  | 220-240V |  | 5 |  | 98x33 | 3 | 80 |  | 5000 |  | 292040 | >=0.9 | 620000 |  | 985000 | 114.358 |  |  | 9 | L10 | 25 | max. 10% at 100.000 hrs |  | Available | 850/339 | Cx=0.3446. Cy=0.3551 | Class I | IK08 | IP66 | IP66 | 50 | 1063.6364 | -20 | 1 | 195 | RAL9016 | 50-60Hz | Passive | LED | dimmable | High Bay Rectangular | DUROS | Indoor Industrial |  | 29.3 | 22300 | SN Sensor | 298000 |  |  | Mounting bracket or Y-hook cable |  |  |  | 607600
TBD | DUR1-25-850-L9-SN-… | image | datasheet | deeplink | TUNGSRAM - DUROS - 24100lm - 195W - 5000K - 80CRI - TBD[SKU] - Bracket or Y-hook | 5.1 | Bracket or Y-hook | LED | 1 | 195 | [8 empty] | CE | [6 empty] | 66 | 5000 | 967x246x100 |  | 220-240V |  | 5 |  | 92 | 3 | 80 |  | 5000 |  | 292040 | >=0.9 | 620000 |  | 985000 | 123.589 |  |  | 9 | L9 | 25 | max. 10% at 100.000 hrs |  | Available | 850/339 | Cx=0.3446. Cy=0.3551 | Class I | IK08 | IP66 | IP66 | 50 | 1063.6364 | -20 | 1 | 195 | RAL9016 | 50-60Hz | Passive | LED | dimmable | High Bay Rectangular | DUROS | Indoor Industrial |  | 23.6 | 24100 | SN Sensor | 298000 |  |  | Mounting bracket or Y-hook cable |  |  |  | 607600
TBD | DUR1-25-850-L8-SN-… | image | datasheet | deeplink | TUNGSRAM - DUROS - 21700lm - 195W - 5000K - 80CRI - TBD[SKU] - Bracket or Y-hook | 5.1 | Bracket or Y-hook | LED | 1 | 195 | [8 empty] | CE | [6 empty] | 66 | 5000 | 967x246x100 |  | 220-240V |  | 5 |  | 84 | 3 | 80 |  | 5000 |  | 292040 | >=0.9 | 620000 |  | 985000 | 111.282 |  |  | 9 | L8 | 25 | max. 10% at 100.000 hrs |  | Available | 850/339 | Cx=0.3446. Cy=0.3551 | Class I | IK08 | IP66 | IP66 | 50 | 1063.6364 | -20 | 1 | 195 | RAL9016 | 50-60Hz | Passive | LED | dimmable | High Bay Rectangular | DUROS | Indoor Industrial |  | 24.6 | 21700 | SN Sensor | 298000 |  |  | Mounting bracket or Y-hook cable |  |  |  | 607600
TBD | DUR1-25-850-L6-SN-… | image | datasheet | deeplink | TUNGSRAM - DUROS - 23700lm - 195W - 5000K - 80CRI - TBD[SKU] - Bracket or Y-hook | 5.1 | Bracket or Y-hook | LED | 1 | 195 | [8 empty] | CE | [6 empty] | 66 | 5000 | 967x246x100 |  | 220-240V |  | 5 |  | 61 | 3 | 80 |  | 5000 |  | 292040 | >=0.9 | 620000 |  | 985000 | 121.538 |  |  | 9 | L6 | 25 | max. 10% at 100.000 hrs |  | Available | 850/339 | Cx=0.3446. Cy=0.3551 | Class I | IK08 | IP66 | IP66 | 50 | 1063.6364 | -20 | 1 | 195 | RAL9016 | 50-60Hz | Passive | LED | dimmable | High Bay Rectangular | DUROS | Indoor Industrial |  | 20.6 | 23700 | SN Sensor | 298000 |  |  | Mounting bracket or Y-hook cable |  |  |  | 607600
TBD | DUR1-25-850-L5-SN-… | image | datasheet | deeplink | TUNGSRAM - DUROS - 24400lm - 195W - 5000K - 80CRI - TBD[SKU] - Bracket or Y-hook | 5.1 | Bracket or Y-hook | LED | 1 | 195 | [8 empty] | CE | [6 empty] | 66 | 5000 | 967x246x100 |  | 220-240V |  | 5 |  | 53 | 3 | 80 |  | 5000 |  | 292040 | >=0.9 | 620000 |  | 985000 | 125.128 |  |  | 9 | L5 | 25 | max. 10% at 100.000 hrs |  | Available | 850/339 | Cx=0.3446. Cy=0.3551 | Class I | IK08 | IP66 | IP66 | 50 | 1063.6364 | -20 | 1 | 195 | RAL9016 | 50-60Hz | Passive | LED | dimmable | High Bay Rectangular | DUROS | Indoor Industrial |  | 24.1 | 24400 | SN Sensor | 298000 |  |  | Mounting bracket or Y-hook cable |  |  |  | 607600
TBD | DUR1-25-850-L4-SN-… | image | datasheet | deeplink | TUNGSRAM - DUROS - 22600lm - 195W - 5000K - 80CRI - TBD[SKU] - Bracket or Y-hook | 5.1 | Bracket or Y-hook | LED | 1 | 195 | [8 empty] | CE | [6 empty] | 66 | 5000 | 967x246x100 |  | 220-240V |  | 5 |  | 38 | 3 | 80 |  | 5000 |  | 292040 | >=0.9 | 620000 |  | 985000 | 115.897 |  |  | 9 | L4 | 25 | max. 10% at 100.000 hrs |  | Available | 850/339 | Cx=0.3446. Cy=0.3551 | Class I | IK08 | IP66 | IP66 | 50 | 1063.6364 | -20 | 1 | 195 | RAL9016 | 50-60Hz | Passive | LED | dimmable | High Bay Rectangular | DUROS | Indoor Industrial |  | 22.9 | 22600 | SN Sensor | 298000 |  |  | Mounting bracket or Y-hook cable |  |  |  | 607600
TBD | DUR1-25-850-L2-SN-… | image | datasheet | deeplink | TUNGSRAM - DUROS - 23000lm - 195W - 5000K - 80CRI - TBD[SKU] - Bracket or Y-hook | 5.1 | Bracket or Y-hook | LED | 1 | 195 | [8 empty] | CE | [6 empty] | 66 | 5000 | 967x246x100 |  | 220-240V |  | 5 |  | 24 | 3 | 80 |  | 5000 |  | 292040 | >=0.9 | 620000 |  | 985000 | 117.948 |  |  | 9 | L2 | 25 | max. 10% at 100.000 hrs |  | Available | 850/339 | Cx=0.3446. Cy=0.3551 | Class I | IK08 | IP66 | IP66 | 50 | 1063.6364 | -20 | 1 | 195 | RAL9016 | 50-60Hz | Passive | LED | dimmable | High Bay Rectangular | DUROS | Indoor Industrial |  | 24.6 | 23000 | SN Sensor | 298000 |  |  | Mounting bracket or Y-hook cable |  |  |  | 607600
TBD | DUR1-20-850-L10-SN-… | image | datasheet | deeplink | TUNGSRAM - DUROS - 17700lm - 155W - 5000K - 80CRI - TBD[SKU] - Bracket or Y-hook | 4 | Bracket or Y-hook | LED | 1 | 155 | [8 empty] | CE | [6 empty] | 66 | 5000 | 761x246x100 |  | 220-240V |  | 5 |  | 98x33 | 3 | 80 |  | 5000 |  | 224420 | >=0.9 | 477000 |  | 757000 | 114.193 |  |  | 9 | L10 | 25 | max. 10% at 100.000 hrs |  | Available | 850/339 | Cx=0.3446. Cy=0.3551 | Class I | IK08 | IP66 | IP66 | 50 | 845.4545 | -20 | 1 | 155 | RAL9016 | 50-60Hz | Passive | LED | dimmable | High Bay Rectangular | DUROS | Indoor Industrial |  | 28.5 | 17700 | SN Sensor | 229000 |  |  | Mounting bracket or Y-hook cable |  |  |  | 467460
TBD | DUR1-20-850-L9-SN-… | image | datasheet | deeplink | TUNGSRAM - DUROS - 19200lm - 155W - 5000K - 80CRI - TBD[SKU] - Bracket or Y-hook | 4 | Bracket or Y-hook | LED | 1 | 155 | [8 empty] | CE | [6 empty] | 66 | 5000 | 761x246x100 |  | 220-240V |  | 5 |  | 92 | 3 | 80 |  | 5000 |  | 224420 | >=0.9 | 477000 |  | 757000 | 123.87 |  |  | 9 | L9 | 25 | max. 10% at 100.000 hrs |  | Available | 850/339 | Cx=0.3446. Cy=0.3551 | Class I | IK08 | IP66 | IP66 | 50 | 845.4545 | -20 | 1 | 155 | RAL9016 | 50-60Hz | Passive | LED | dimmable | High Bay Rectangular | DUROS | Indoor Industrial |  | 22.8 | 19200 | SN Sensor | 229000 |  |  | Mounting bracket or Y-hook cable |  |  |  | 467460
TBD | DUR1-20-850-L8-SN-… | image | datasheet | deeplink | TUNGSRAM - DUROS - 17200lm - 155W - 5000K - 80CRI - TBD[SKU] - Bracket or Y-hook | 4 | Bracket or Y-hook | LED | 1 | 155 | [8 empty] | CE | [6 empty] | 66 | 5000 | 761x246x100 |  | 220-240V |  | 5 |  | 84 | 3 | 80 |  | 5000 |  | 224420 | >=0.9 | 477000 |  | 757000 | 110.967 |  |  | 9 | L8 | 25 | max. 10% at 100.000 hrs |  | Available | 850/339 | Cx=0.3446. Cy=0.3551 | Class I | IK08 | IP66 | IP66 | 50 | 845.4545 | -20 | 1 | 155 | RAL9016 | 50-60Hz | Passive | LED | dimmable | High Bay Rectangular | DUROS | Indoor Industrial |  | 23.8 | 17200 | SN Sensor | 229000 |  |  | Mounting bracket or Y-hook cable |  |  |  | 467460
TBD | DUR1-20-850-L6-SN-… | image | datasheet | deeplink | TUNGSRAM - DUROS - 18800lm - 155W - 5000K - 80CRI - TBD[SKU] - Bracket or Y-hook | 4 | Bracket or Y-hook | LED | 1 | 155 | [8 empty] | CE | [6 empty] | 66 | 5000 | 761x246x100 |  | 220-240V |  | 5 |  | 61 | 3 | 80 |  | 5000 |  | 224420 | >=0.9 | 477000 |  | 757000 | 121.29 |  |  | 9 | L6 | 25 | max. 10% at 100.000 hrs |  | Available | 850/339 | Cx=0.3446. Cy=0.3551 | Class I | IK08 | IP66 | IP66 | 50 | 845.4545 | -20 | 1 | 155 | RAL9016 | 50-60Hz | Passive | LED | dimmable | High Bay Rectangular | DUROS | Indoor Industrial |  | 19.8 | 18800 | SN Sensor | 229000 |  |  | Mounting bracket or Y-hook cable |  |  |  | 467460
TBD | DUR1-20-850-L5-SN-… | image | datasheet | deeplink | TUNGSRAM - DUROS - 19400lm - 155W - 5000K - 80CRI - TBD[SKU] - Bracket or Y-hook | 4 | Bracket or Y-hook | LED | 1 | 155 | [8 empty] | CE | [6 empty] | 66 | 5000 | 761x246x100 |  | 220-240V |  | 5 |  | 53 | 3 | 80 |  | 5000 |  | 224420 | >=0.9 | 477000 |  | 757000 | 125.161 |  |  | 9 | L5 | 25 | max. 10% at 100.000 hrs |  | Available | 850/339 | Cx=0.3446. Cy=0.3551 | Class I | IK08 | IP66 | IP66 | 50 | 845.4545 | -20 | 1 | 155 | RAL9016 | 50-60Hz | Passive | LED | dimmable | High Bay Rectangular | DUROS | Indoor Industrial |  | 23.3 | 19400 | SN Sensor | 229000 |  |  | Mounting bracket or Y-hook cable |  |  |  | 467460
TBD | DUR1-20-850-L4-SN-… | image | datasheet | deeplink | TUNGSRAM - DUROS - 17900lm - 155W - 5000K - 80CRI - TBD[SKU] - Bracket or Y-hook | 4 | Bracket or Y-hook | LED | 1 | 155 | [8 empty] | CE | [6 empty] | 66 | 5000 | 761x246x100 |  | 220-240V |  | 5 |  | 38 | 3 | 80 |  | 5000 |  | 224420 | >=0.9 | 477000 |  | 757000 | 115.483 |  |  | 9 | L4 | 25 | max. 10% at 100.000 hrs |  | Available | 850/339 | Cx=0.3446. Cy=0.3551 | Class I | IK08 | IP66 | IP66 | 50 | 845.4545 | -20 | 1 | 155 | RAL9016 | 50-60Hz | Passive | LED | dimmable | High Bay Rectangular | DUROS | Indoor Industrial |  | 22.1 | 17900 | SN Sensor | 229000 |  |  | Mounting bracket or Y-hook cable |  |  |  | 467460
TBD | DUR1-20-850-L2-SN-… | image | datasheet | deeplink | TUNGSRAM - DUROS - 18300lm - 155W - 5000K - 80CRI - TBD[SKU] - Bracket or Y-hook | 4 | Bracket or Y-hook | LED | 1 | 155 | [8 empty] | CE | [6 empty] | 66 | 5000 | 761x246x100 |  | 220-240V |  | 5 |  | 24 | 3 | 80 |  | 5000 |  | 224420 | >=0.9 | 477000 |  | 757000 | 118.064 |  |  | 9 | L2 | 25 | max. 10% at 100.000 hrs |  | Available | 850/339 | Cx=0.3446. Cy=0.3551 | Class I | IK08 | IP66 | IP66 | 50 | 845.4545 | -20 | 1 | 155 | RAL9016 | 50-60Hz | Passive | LED | dimmable | High Bay Rectangular | DUROS | Indoor Industrial |  | 23.8 | 18300 | SN Sensor | 229000 |  |  | Mounting bracket or Y-hook cable |  |  |  | 467460
TBD | DUR1-15-850-L10-SN-… | image | datasheet | deeplink | TUNGSRAM - DUROS - 13400lm - 105W - 5000K - 80CRI - TBD[SKU] - Bracket or Y-hook | 4 | Bracket or Y-hook | LED | 1 | 105 | [8 empty] | CE | [6 empty] | 66 | 5000 | 761x246x100 |  | 220-240V |  | 5 |  | 98x33 | 3 | 80 |  | 5000 |  | 558600 | >=0.9 | 1190000 |  | 1890000 | 127.619 |  |  | 9 | L10 | 25 | max. 10% at 100.000 hrs |  | Available | 850/339 | Cx=0.3446. Cy=0.3551 | Class I | IK08 | IP66 | IP66 | 50 | 572.7273 | -20 | 1 | 105 | RAL9016 | 50-60Hz | Passive | LED | dimmable | High Bay Rectangular | DUROS | Indoor Industrial |  | 27.5 | 13400 | SN Sensor | 570000 |  |  | Mounting bracket or Y-hook cable |  |  |  | 1166200
TBD | DUR1-15-850-L9-SN-… | image | datasheet | deeplink | TUNGSRAM - DUROS - 14400lm - 105W - 5000K - 80CRI - TBD[SKU] - Bracket or Y-hook | 4 | Bracket or Y-hook | LED | 1 | 105 | [8 empty] | CE | [6 empty] | 66 | 5000 | 761x246x100 |  | 220-240V |  | 5 |  | 92 | 3 | 80 |  | 5000 |  | 558600 | >=0.9 | 1190000 |  | 1890000 | 137.142 |  |  | 9 | L9 | 25 | max. 10% at 100.000 hrs |  | Available | 850/339 | Cx=0.3446. Cy=0.3551 | Class I | IK08 | IP66 | IP66 | 50 | 572.7273 | -20 | 1 | 105 | RAL9016 | 50-60Hz | Passive | LED | dimmable | High Bay Rectangular | DUROS | Indoor Industrial |  | 21.8 | 14400 | SN Sensor | 570000 |  |  | Mounting bracket or Y-hook cable |  |  |  | 1166200
TBD | DUR1-15-850-L8-SN-… | image | datasheet | deeplink | TUNGSRAM - DUROS - 13000lm - 105W - 5000K - 80CRI - TBD[SKU] - Bracket or Y-hook | 4 | Bracket or Y-hook | LED | 1 | 105 | [8 empty] | CE | [6 empty] | 66 | 5000 | 761x246x100 |  | 220-240V |  | 5 |  | 84 | 3 | 80 |  | 5000 |  | 558600 | >=0.9 | 1190000 |  | 1890000 | 123.809 |  |  | 9 | L8 | 25 | max. 10% at 100.000 hrs |  | Available | 850/339 | Cx=0.3446. Cy=0.3551 | Class I | IK08 | IP66 | IP66 | 50 | 572.7273 | -20 | 1 | 105 | RAL9016 | 50-60Hz | Passive | LED | dimmable | High Bay Rectangular | DUROS | Indoor Industrial |  | 22.8 | 13000 | SN Sensor | 570000 |  |  | Mounting bracket or Y-hook cable |  |  |  | 1166200
TBD | DUR1-15-850-L6-SN-… | image | datasheet | deeplink | TUNGSRAM - DUROS - 14200lm - 105W - 5000K - 80CRI - TBD[SKU] - Bracket or Y-hook | 4 | Bracket or Y-hook | LED | 1 | 105 | [8 empty] | CE | [6 empty] | 66 | 5000 | 761x246x100 |  | 220-240V |  | 5 |  | 61 | 3 | 80 |  | 5000 |  | 558600 | >=0.9 | 1190000 |  | 1890000 | 135.238 |  |  | 9 | L6 | 25 | max. 10% at 100.000 hrs |  | Available | 850/339 | Cx=0.3446. Cy=0.3551 | Class I | IK08 | IP66 | IP66 | 50 | 572.7273 | -20 | 1 | 105 | RAL9016 | 50-60Hz | Passive | LED | dimmable | High Bay Rectangular | DUROS | Indoor Industrial |  | 18.8 | 14200 | SN Sensor | 570000 |  |  | Mounting bracket or Y-hook cable |  |  |  | 1166200
TBD | DUR1-15-850-L5-SN-… | image | datasheet | deeplink | TUNGSRAM - DUROS - 14600lm - 105W - 5000K - 80CRI - TBD[SKU] - Bracket or Y-hook | 4 | Bracket or Y-hook | LED | 1 | 105 | [8 empty] | CE | [6 empty] | 66 | 5000 | 761x246x100 |  | 220-240V |  | 5 |  | 53 | 3 | 80 |  | 5000 |  | 558600 | >=0.9 | 1190000 |  | 1890000 | 139.047 |  |  | 9 | L5 | 25 | max. 10% at 100.000 hrs |  | Available | 850/339 | Cx=0.3446. Cy=0.3551 | Class I | IK08 | IP66 | IP66 | 50 | 572.7273 | -20 | 1 | 105 | RAL9016 | 50-60Hz | Passive | LED | dimmable | High Bay Rectangular | DUROS | Indoor Industrial |  | 22.3 | 14600 | SN Sensor | 570000 |  |  | Mounting bracket or Y-hook cable |  |  |  | 1166200
TBD | DUR1-15-850-L4-SN-… | image | datasheet | deeplink | TUNGSRAM - DUROS - 13500lm - 105W - 5000K - 80CRI - TBD[SKU] - Bracket or Y-hook | 4 | Bracket or Y-hook | LED | 1 | 105 | [8 empty] | CE | [6 empty] | 66 | 5000 | 761x246x100 |  | 220-240V |  | 5 |  | 38 | 3 | 80 |  | 5000 |  | 558600 | >=0.9 | 1190000 |  | 1890000 | 128.571 |  |  | 9 | L4 | 25 | max. 10% at 100.000 hrs |  | Available | 850/339 | Cx=0.3446. Cy=0.3551 | Class I | IK08 | IP66 | IP66 | 50 | 572.7273 | -20 | 1 | 105 | RAL9016 | 50-60Hz | Passive | LED | dimmable | High Bay Rectangular | DUROS | Indoor Industrial |  | 21.1 | 13500 | SN Sensor | 570000 |  |  | Mounting bracket or Y-hook cable |  |  |  | 1166200
TBD | DUR1-15-850-L2-SN-… | image | datasheet | deeplink | TUNGSRAM - DUROS - 13800lm - 105W - 5000K - 80CRI - TBD[SKU] - Bracket or Y-hook | 4 | Bracket or Y-hook | LED | 1 | 105 | [8 empty] | CE | [6 empty] | 66 | 5000 | 761x246x100 |  | 220-240V |  | 5 |  | 24 | 3 | 80 |  | 5000 |  | 558600 | >=0.9 | 1190000 |  | 1890000 | 131.428 |  |  | 9 | L2 | 25 | max. 10% at 100.000 hrs |  | Available | 850/339 | Cx=0.3446. Cy=0.3551 | Class I | IK08 | IP66 | IP66 | 50 | 572.7273 | -20 | 1 | 105 | RAL9016 | 50-60Hz | Passive | LED | dimmable | High Bay Rectangular | DUROS | Indoor Industrial |  | 22.8 | 13800 | SN Sensor | 570000 |  |  | Mounting bracket or Y-hook cable |  |  |  | 1166200
TBD | DUR1-10-850-L10-SN-… | image | datasheet | deeplink | TUNGSRAM - DUROS - 8800lm - 74W - 5000K - 80CRI - TBD[SKU] - Bracket or Y-hook | 3.2 | Bracket or Y-hook | LED | 1 | 74 | [8 empty] | CE | [6 empty] | 66 | 5000 | 595x246x100 |  | 220-240V |  | 5 |  | 98x33 | 3 | 80 |  | 5000 |  | 509600 | >=0.9 | 1070000 |  | 1710000 | 118.918 |  |  | 9 | L10 | 25 | max. 10% at 100.000 hrs |  | Available | 850/339 | Cx=0.3446. Cy=0.3551 | Class I | IK08 | IP66 | IP66 | 50 | 403.6364 | -20 | 1 | 74 | RAL9016 | 50-60Hz | Passive | LED | dimmable | High Bay Rectangular | DUROS | Indoor Industrial |  | 26.1 | 8800 | SN Sensor | 520000 |  |  | Mounting bracket or Y-hook cable |  |  |  | 1048600
TBD | DUR1-10-850-L9-SN-… | image | datasheet | deeplink | TUNGSRAM - DUROS - 9600lm - 74W - 5000K - 80CRI - TBD[SKU] - Bracket or Y-hook | 3.2 | Bracket or Y-hook | LED | 1 | 74 | [8 empty] | CE | [6 empty] | 66 | 5000 | 595x246x100 |  | 220-240V |  | 5 |  | 92 | 3 | 80 |  | 5000 |  | 509600 | >=0.9 | 1070000 |  | 1710000 | 129.729 |  |  | 9 | L9 | 25 | max. 10% at 100.000 hrs |  | Available | 850/339 | Cx=0.3446. Cy=0.3551 | Class I | IK08 | IP66 | IP66 | 50 | 403.6364 | -20 | 1 | 74 | RAL9016 | 50-60Hz | Passive | LED | dimmable | High Bay Rectangular | DUROS | Indoor Industrial |  | 20.4 | 9600 | SN Sensor | 520000 |  |  | Mounting bracket or Y-hook cable |  |  |  | 1048600
TBD | DUR1-10-850-L8-SN-… | image | datasheet | deeplink | TUNGSRAM - DUROS - 8600lm - 74W - 5000K - 80CRI - TBD[SKU] - Bracket or Y-hook | 3.2 | Bracket or Y-hook | LED | 1 | 74 | [8 empty] | CE | [6 empty] | 66 | 5000 | 595x246x100 |  | 220-240V |  | 5 |  | 84 | 3 | 80 |  | 5000 |  | 509600 | >=0.9 | 1070000 |  | 1710000 | 116.216 |  |  | 9 | L8 | 25 | max. 10% at 100.000 hrs |  | Available | 850/339 | Cx=0.3446. Cy=0.3551 | Class I | IK08 | IP66 | IP66 | 50 | 403.6364 | -20 | 1 | 74 | RAL9016 | 50-60Hz | Passive | LED | dimmable | High Bay Rectangular | DUROS | Indoor Industrial |  | 21.4 | 8600 | SN Sensor | 520000 |  |  | Mounting bracket or Y-hook cable |  |  |  | 1048600
TBD | DUR1-10-850-L6-SN-… | image | datasheet | deeplink | TUNGSRAM - DUROS - 9400lm - 74W - 5000K - 80CRI - TBD[SKU] - Bracket or Y-hook | 3.2 | Bracket or Y-hook | LED | 1 | 74 | [8 empty] | CE | [6 empty] | 66 | 5000 | 595x246x100 |  | 220-240V |  | 5 |  | 61 | 3 | 80 |  | 5000 |  | 509600 | >=0.9 | 1070000 |  | 1710000 | 127.027 |  |  | 9 | L6 | 25 | max. 10% at 100.000 hrs |  | Available | 850/339 | Cx=0.3446. Cy=0.3551 | Class I | IK08 | IP66 | IP66 | 50 | 403.6364 | -20 | 1 | 74 | RAL9016 | 50-60Hz | Passive | LED | dimmable | High Bay Rectangular | DUROS | Indoor Industrial |  | 17.4 | 9400 | SN Sensor | 520000 |  |  | Mounting bracket or Y-hook cable |  |  |  | 1048600
TBD | DUR1-10-850-L5-SN-… | image | datasheet | deeplink | TUNGSRAM - DUROS - 9700lm - 74W - 5000K - 80CRI - TBD[SKU] - Bracket or Y-hook | 3.2 | Bracket or Y-hook | LED | 1 | 74 | [8 empty] | CE | [6 empty] | 66 | 5000 | 595x246x100 |  | 220-240V |  | 5 |  | 53 | 3 | 80 |  | 5000 |  | 509600 | >=0.9 | 1070000 |  | 1710000 | 131.081 |  |  | 9 | L5 | 25 | max. 10% at 100.000 hrs |  | Available | 850/339 | Cx=0.3446. Cy=0.3551 | Class I | IK08 | IP66 | IP66 | 50 | 403.6364 | -20 | 1 | 74 | RAL9016 | 50-60Hz | Passive | LED | dimmable | High Bay Rectangular | DUROS | Indoor Industrial |  | 20.9 | 9700 | SN Sensor | 520000 |  |  | Mounting bracket or Y-hook cable |  |  |  | 1048600
TBD | DUR1-10-850-L4-SN-… | image | datasheet | deeplink | TUNGSRAM - DUROS - 8900lm - 74W - 5000K - 80CRI - TBD[SKU] - Bracket or Y-hook | 3.2 | Bracket or Y-hook | LED | 1 | 74 | [8 empty] | CE | [6 empty] | 66 | 5000 | 595x246x100 |  | 220-240V |  | 5 |  | 38 | 3 | 80 |  | 5000 |  | 509600 | >=0.9 | 1070000 |  | 1710000 | 120.27 |  |  | 9 | L4 | 25 | max. 10% at 100.000 hrs |  | Available | 850/339 | Cx=0.3446. Cy=0.3551 | Class I | IK08 | IP66 | IP66 | 50 | 403.6364 | -20 | 1 | 74 | RAL9016 | 50-60Hz | Passive | LED | dimmable | High Bay Rectangular | DUROS | Indoor Industrial |  | 19.7 | 8900 | SN Sensor | 520000 |  |  | Mounting bracket or Y-hook cable |  |  |  | 1048600
TBD | DUR1-10-850-L2-SN-… | image | datasheet | deeplink | TUNGSRAM - DUROS - 9100lm - 74W - 5000K - 80CRI - TBD[SKU] - Bracket or Y-hook | 3.2 | Bracket or Y-hook | LED | 1 | 74 | [8 empty] | CE | [6 empty] | 66 | 5000 | 595x246x100 |  | 220-240V |  | 5 |  | 24 | 3 | 80 |  | 5000 |  | 509600 | >=0.9 | 1070000 |  | 1710000 | 122.972 |  |  | 9 | L2 | 25 | max. 10% at 100.000 hrs |  | Available | 850/339 | Cx=0.3446. Cy=0.3551 | Class I | IK08 | IP66 | IP66 | 50 | 403.6364 | -20 | 1 | 74 | RAL9016 | 50-60Hz | Passive | LED | dimmable | High Bay Rectangular | DUROS | Indoor Industrial |  | 21.4 | 9100 | SN Sensor | 520000 |  |  | Mounting bracket or Y-hook cable |  |  |  | 1048600
TBD | DUR1-30-840-L10-SN-… | image | datasheet | deeplink | TUNGSRAM - DUROS - 23900lm - 214W - 4000K - 80CRI - TBD[SKU] - Bracket or Y-hook | 5.1 | Bracket or Y-hook | LED | 1 | 214 | [8 empty] | CE | [6 empty] | 66 | 4000 | 967x246x100 |  | 220-240V |  | 5 |  | 98x33 | 3 | 80 |  | 4000 |  | 149940 | >=0.9 | 345000 |  | 562000 | 111.682 |  |  | 9 | L10 | 25 | max. 10% at 100.000 hrs |  | Available | 840/339 | Cx=0.3818. Cy=0.3796 | Class I | IK08 | IP66 | IP66 | 50 | 1167.2727 | -20 | 1 | 214 | RAL9016 | 50-60Hz | Passive | LED | dimmable | High Bay Rectangular | DUROS | Indoor Industrial |  | 29.5 | 23900 | SN Sensor | 153000 |  |  | Mounting bracket or Y-hook cable |  |  |  | 338100
TBD | DUR1-30-840-L9-SN-… | image | datasheet | deeplink | TUNGSRAM - DUROS - 25800lm - 214W - 4000K - 80CRI - TBD[SKU] - Bracket or Y-hook | 5.1 | Bracket or Y-hook | LED | 1 | 214 | [8 empty] | CE | [6 empty] | 66 | 4000 | 967x246x100 |  | 220-240V |  | 5 |  | 92 | 3 | 80 |  | 4000 |  | 149940 | >=0.9 | 345000 |  | 562000 | 120.56 |  |  | 9 | L9 | 25 | max. 10% at 100.000 hrs |  | Available | 840/339 | Cx=0.3818. Cy=0.3796 | Class I | IK08 | IP66 | IP66 | 50 | 1167.2727 | -20 | 1 | 214 | RAL9016 | 50-60Hz | Passive | LED | dimmable | High Bay Rectangular | DUROS | Indoor Industrial |  | 23.8 | 25800 | SN Sensor | 153000 |  |  | Mounting bracket or Y-hook cable |  |  |  | 338100
TBD | DUR1-30-840-L8-SN-… | image | datasheet | deeplink | TUNGSRAM - DUROS - 23200lm - 214W - 4000K - 80CRI - TBD[SKU] - Bracket or Y-hook | 5.1 | Bracket or Y-hook | LED | 1 | 214 | [8 empty] | CE | [6 empty] | 66 | 4000 | 967x246x100 |  | 220-240V |  | 5 |  | 84 | 3 | 80 |  | 4000 |  | 149940 | >=0.9 | 345000 |  | 562000 | 108.411 |  |  | 9 | L8 | 25 | max. 10% at 100.000 hrs |  | Available | 840/339 | Cx=0.3818. Cy=0.3796 | Class I | IK08 | IP66 | IP66 | 50 | 1167.2727 | -20 | 1 | 214 | RAL9016 | 50-60Hz | Passive | LED | dimmable | High Bay Rectangular | DUROS | Indoor Industrial |  | 24.8 | 23200 | SN Sensor | 153000 |  |  | Mounting bracket or Y-hook cable |  |  |  | 338100
TBD | DUR1-30-840-L6-SN-… | image | datasheet | deeplink | TUNGSRAM - DUROS - 25300lm - 214W - 4000K - 80CRI - TBD[SKU] - Bracket or Y-hook | 5.1 | Bracket or Y-hook | LED | 1 | 214 | [8 empty] | CE | [6 empty] | 66 | 4000 | 967x246x100 |  | 220-240V |  | 5 |  | 61 | 3 | 80 |  | 4000 |  | 149940 | >=0.9 | 345000 |  | 562000 | 118.224 |  |  | 9 | L6 | 25 | max. 10% at 100.000 hrs |  | Available | 840/339 | Cx=0.3818. Cy=0.3796 | Class I | IK08 | IP66 | IP66 | 50 | 1167.2727 | -20 | 1 | 214 | RAL9016 | 50-60Hz | Passive | LED | dimmable | High Bay Rectangular | DUROS | Indoor Industrial |  | 20.8 | 25300 | SN Sensor | 153000 |  |  | Mounting bracket or Y-hook cable |  |  |  | 338100
TBD | DUR1-30-840-L5-SN-… | image | datasheet | deeplink | TUNGSRAM - DUROS - 26100lm - 214W - 4000K - 80CRI - TBD[SKU] - Bracket or Y-hook | 5.1 | Bracket or Y-hook | LED | 1 | 214 | [8 empty] | CE | [6 empty] | 66 | 4000 | 967x246x100 |  | 220-240V |  | 5 |  | 53 | 3 | 80 |  | 4000 |  | 149940 | >=0.9 | 345000 |  | 562000 | 121.962 |  |  | 9 | L5 | 25 | max. 10% at 100.000 hrs |  | Available | 840/339 | Cx=0.3818. Cy=0.3796 | Class I | IK08 | IP66 | IP66 | 50 | 1167.2727 | -20 | 1 | 214 | RAL9016 | 50-60Hz | Passive | LED | dimmable | High Bay Rectangular | DUROS | Indoor Industrial |  | 24.3 | 26100 | SN Sensor | 153000 |  |  | Mounting bracket or Y-hook cable |  |  |  | 338100
TBD | DUR1-30-840-L4-SN-… | image | datasheet | deeplink | TUNGSRAM - DUROS - 24100lm - 214W - 4000K - 80CRI - TBD[SKU] - Bracket or Y-hook | 5.1 | Bracket or Y-hook | LED | 1 | 214 | [8 empty] | CE | [6 empty] | 66 | 4000 | 967x246x100 |  | 220-240V |  | 5 |  | 38 | 3 | 80 |  | 4000 |  | 149940 | >=0.9 | 345000 |  | 562000 | 112.616 |  |  | 9 | L4 | 25 | max. 10% at 100.000 hrs |  | Available | 840/339 | Cx=0.3818. Cy=0.3796 | Class I | IK08 | IP66 | IP66 | 50 | 1167.2727 | -20 | 1 | 214 | RAL9016 | 50-60Hz | Passive | LED | dimmable | High Bay Rectangular | DUROS | Indoor Industrial |  | 23.2 | 24100 | SN Sensor | 153000 |  |  | Mounting bracket or Y-hook cable |  |  |  | 338100
TBD | DUR1-30-840-L2-SN-… | image | datasheet | deeplink | TUNGSRAM - DUROS - 24600lm - 214W - 4000K - 80CRI - TBD[SKU] - Bracket or Y-hook | 5.1 | Bracket or Y-hook | LED | 1 | 214 | [8 empty] | CE | [6 empty] | 66 | 4000 | 967x246x100 |  | 220-240V |  | 5 |  | 24 | 3 | 80 |  | 4000 |  | 149940 | >=0.9 | 345000 |  | 562000 | 114.953 |  |  | 9 | L2 | 25 | max. 10% at 100.000 hrs |  | Available | 840/339 | Cx=0.3818. Cy=0.3796 | Class I | IK08 | IP66 | IP66 | 50 | 1167.2727 | -20 | 1 | 214 | RAL9016 | 50-60Hz | Passive | LED | dimmable | High Bay Rectangular | DUROS | Indoor Industrial |  | 24.8 | 24600 | SN Sensor | 153000 |  |  | Mounting bracket or Y-hook cable |  |  |  | 338100
TBD | DUR1-25-840-L10-SN-… | image | datasheet | deeplink | TUNGSRAM - DUROS - 22300lm - 195W - 4000K - 80CRI - TBD[SKU] - Bracket or Y-hook | 5.1 | Bracket or Y-hook | LED | 1 | 195 | [8 empty] | CE | [6 empty] | 66 | 4000 | 967x246x100 |  | 220-240V |  | 5 |  | 98x33 | 3 | 80 |  | 4000 |  | 292040 | >=0.9 | 620000 |  | 985000 | 114.358 |  |  | 9 | L10 | 25 | max. 10% at 100.000 hrs |  | Available | 840/339 | Cx=0.3818. Cy=0.3796 | Class I | IK08 | IP66 | IP66 | 50 | 1063.6364 | -20 | 1 | 195 | RAL9016 | 50-60Hz | Passive | LED | dimmable | High Bay Rectangular | DUROS | Indoor Industrial |  | 29.3 | 22300 | SN Sensor | 298000 |  |  | Mounting bracket or Y-hook cable |  |  |  | 607600
TBD | DUR1-25-840-L9-SN-… | image | datasheet | deeplink | TUNGSRAM - DUROS - 24100lm - 195W - 4000K - 80CRI - TBD[SKU] - Bracket or Y-hook | 5.1 | Bracket or Y-hook | LED | 1 | 195 | [8 empty] | CE | [6 empty] | 66 | 4000 | 967x246x100 |  | 220-240V |  | 5 |  | 92 | 3 | 80 |  | 4000 |  | 292040 | >=0.9 | 620000 |  | 985000 | 123.589 |  |  | 9 | L9 | 25 | max. 10% at 100.000 hrs |  | Available | 840/339 | Cx=0.3818. Cy=0.3796 | Class I | IK08 | IP66 | IP66 | 50 | 1063.6364 | -20 | 1 | 195 | RAL9016 | 50-60Hz | Passive | LED | dimmable | High Bay Rectangular | DUROS | Indoor Industrial |  | 23.6 | 24100 | SN Sensor | 298000 |  |  | Mounting bracket or Y-hook cable |  |  |  | 607600
TBD | DUR1-25-840-L8-SN-… | image | datasheet | deeplink | TUNGSRAM - DUROS - 21700lm - 195W - 4000K - 80CRI - TBD[SKU] - Bracket or Y-hook | 5.1 | Bracket or Y-hook | LED | 1 | 195 | [8 empty] | CE | [6 empty] | 66 | 4000 | 967x246x100 |  | 220-240V |  | 5 |  | 84 | 3 | 80 |  | 4000 |  | 292040 | >=0.9 | 620000 |  | 985000 | 111.282 |  |  | 9 | L8 | 25 | max. 10% at 100.000 hrs |  | Available | 840/339 | Cx=0.3818. Cy=0.3796 | Class I | IK08 | IP66 | IP66 | 50 | 1063.6364 | -20 | 1 | 195 | RAL9016 | 50-60Hz | Passive | LED | dimmable | High Bay Rectangular | DUROS | Indoor Industrial |  | 24.6 | 21700 | SN Sensor | 298000 |  |  | Mounting bracket or Y-hook cable |  |  |  | 607600
TBD | DUR1-25-840-L6-SN-… | image | datasheet | deeplink | TUNGSRAM - DUROS - 23700lm - 195W - 4000K - 80CRI - TBD[SKU] - Bracket or Y-hook | 5.1 | Bracket or Y-hook | LED | 1 | 195 | [8 empty] | CE | [6 empty] | 66 | 4000 | 967x246x100 |  | 220-240V |  | 5 |  | 61 | 3 | 80 |  | 4000 |  | 292040 | >=0.9 | 620000 |  | 985000 | 121.538 |  |  | 9 | L6 | 25 | max. 10% at 100.000 hrs |  | Available | 840/339 | Cx=0.3818. Cy=0.3796 | Class I | IK08 | IP66 | IP66 | 50 | 1063.6364 | -20 | 1 | 195 | RAL9016 | 50-60Hz | Passive | LED | dimmable | High Bay Rectangular | DUROS | Indoor Industrial |  | 20.6 | 23700 | SN Sensor | 298000 |  |  | Mounting bracket or Y-hook cable |  |  |  | 607600
TBD | DUR1-25-840-L5-SN-… | image | datasheet | deeplink | TUNGSRAM - DUROS - 24400lm - 195W - 4000K - 80CRI - TBD[SKU] - Bracket or Y-hook | 5.1 | Bracket or Y-hook | LED | 1 | 195 | [8 empty] | CE | [6 empty] | 66 | 4000 | 967x246x100 |  | 220-240V |  | 5 |  | 53 | 3 | 80 |  | 4000 |  | 292040 | >=0.9 | 620000 |  | 985000 | 125.128 |  |  | 9 | L5 | 25 | max. 10% at 100.000 hrs |  | Available | 840/339 | Cx=0.3818. Cy=0.3796 | Class I | IK08 | IP66 | IP66 | 50 | 1063.6364 | -20 | 1 | 195 | RAL9016 | 50-60Hz | Passive | LED | dimmable | High Bay Rectangular | DUROS | Indoor Industrial |  | 24.1 | 24400 | SN Sensor | 298000 |  |  | Mounting bracket or Y-hook cable |  |  |  | 607600
TBD | DUR1-25-840-L4-SN-… | image | datasheet | deeplink | TUNGSRAM - DUROS - 22600lm - 195W - 4000K - 80CRI - TBD[SKU] - Bracket or Y-hook | 5.1 | Bracket or Y-hook | LED | 1 | 195 | [8 empty] | CE | [6 empty] | 66 | 4000 | 967x246x100 |  | 220-240V |  | 5 |  | 38 | 3 | 80 |  | 4000 |  | 292040 | >=0.9 | 620000 |  | 985000 | 115.897 |  |  | 9 | L4 | 25 | max. 10% at 100.000 hrs |  | Available | 840/339 | Cx=0.3818. Cy=0.3796 | Class I | IK08 | IP66 | IP66 | 50 | 1063.6364 | -20 | 1 | 195 | RAL9016 | 50-60Hz | Passive | LED | dimmable | High Bay Rectangular | DUROS | Indoor Industrial |  | 22.9 | 22600 | SN Sensor | 298000 |  |  | Mounting bracket or Y-hook cable |  |  |  | 607600
TBD | DUR1-25-840-L2-SN-… | image | datasheet | deeplink | TUNGSRAM - DUROS - 23000lm - 195W - 4000K - 80CRI - TBD[SKU] - Bracket or Y-hook | 5.1 | Bracket or Y-hook | LED | 1 | 195 | [8 empty] | CE | [6 empty] | 66 | 4000 | 967x246x100 |  | 220-240V |  | 5 |  | 24 | 3 | 80 |  | 4000 |  | 292040 | >=0.9 | 620000 |  | 985000 | 117.948 |  |  | 9 | L2 | 25 | max. 10% at 100.000 hrs |  | Available | 840/339 | Cx=0.3818. Cy=0.3796 | Class I | IK08 | IP66 | IP66 | 50 | 1063.6364 | -20 | 1 | 195 | RAL9016 | 50-60Hz | Passive | LED | dimmable | High Bay Rectangular | DUROS | Indoor Industrial |  | 24.6 | 23000 | SN Sensor | 298000 |  |  | Mounting bracket or Y-hook cable |  |  |  | 607600
TBD | DUR1-20-840-L10-SN-… | image | datasheet | deeplink | TUNGSRAM - DUROS - 17700lm - 155W - 4000K - 80CRI - TBD[SKU] - Bracket or Y-hook | 4 | Bracket or Y-hook | LED | 1 | 155 | [8 empty] | CE | [6 empty] | 66 | 4000 | 761x246x100 |  | 220-240V |  | 5 |  | 98x33 | 3 | 80 |  | 4000 |  | 224420 | >=0.9 | 477000 |  | 757000 | 114.193 |  |  | 9 | L10 | 25 | max. 10% at 100.000 hrs |  | Available | 840/339 | Cx=0.3818. Cy=0.3796 | Class I | IK08 | IP66 | IP66 | 50 | 845.4545 | -20 | 1 | 155 | RAL9016 | 50-60Hz | Passive | LED | dimmable | High Bay Rectangular | DUROS | Indoor Industrial |  | 28.5 | 17700 | SN Sensor | 229000 |  |  | Mounting bracket or Y-hook cable |  |  |  | 467460
TBD | DUR1-20-840-L9-SN-… | image | datasheet | deeplink | TUNGSRAM - DUROS - 19200lm - 155W - 4000K - 80CRI - TBD[SKU] - Bracket or Y-hook | 4 | Bracket or Y-hook | LED | 1 | 155 | [8 empty] | CE | [6 empty] | 66 | 4000 | 761x246x100 |  | 220-240V |  | 5 |  | 92 | 3 | 80 |  | 4000 |  | 224420 | >=0.9 | 477000 |  | 757000 | 123.87 |  |  | 9 | L9 | 25 | max. 10% at 100.000 hrs |  | Available | 840/339 | Cx=0.3818. Cy=0.3796 | Class I | IK08 | IP66 | IP66 | 50 | 845.4545 | -20 | 1 | 155 | RAL9016 | 50-60Hz | Passive | LED | dimmable | High Bay Rectangular | DUROS | Indoor Industrial |  | 22.8 | 19200 | SN Sensor | 229000 |  |  | Mounting bracket or Y-hook cable |  |  |  | 467460
TBD | DUR1-20-840-L8-SN-… | image | datasheet | deeplink | TUNGSRAM - DUROS - 17200lm - 155W - 4000K - 80CRI - TBD[SKU] - Bracket or Y-hook | 4 | Bracket or Y-hook | LED | 1 | 155 | [8 empty] | CE | [6 empty] | 66 | 4000 | 761x246x100 |  | 220-240V |  | 5 |  | 84 | 3 | 80 |  | 4000 |  | 224420 | >=0.9 | 477000 |  | 757000 | 110.967 |  |  | 9 | L8 | 25 | max. 10% at 100.000 hrs |  | Available | 840/339 | Cx=0.3818. Cy=0.3796 | Class I | IK08 | IP66 | IP66 | 50 | 845.4545 | -20 | 1 | 155 | RAL9016 | 50-60Hz | Passive | LED | dimmable | High Bay Rectangular | DUROS | Indoor Industrial |  | 23.8 | 17200 | SN Sensor | 229000 |  |  | Mounting bracket or Y-hook cable |  |  |  | 467460
TBD | DUR1-20-840-L6-SN-… | image | datasheet | deeplink | TUNGSRAM - DUROS - 18800lm - 155W - 4000K - 80CRI - TBD[SKU] - Bracket or Y-hook | 4 | Bracket or Y-hook | LED | 1 | 155 | [8 empty] | CE | [6 empty] | 66 | 4000 | 761x246x100 |  | 220-240V |  | 5 |  | 61 | 3 | 80 |  | 4000 |  | 224420 | >=0.9 | 477000 |  | 757000 | 121.29 |  |  | 9 | L6 | 25 | max. 10% at 100.000 hrs |  | Available | 840/339 | Cx=0.3818. Cy=0.3796 | Class I | IK08 | IP66 | IP66 | 50 | 845.4545 | -20 | 1 | 155 | RAL9016 | 50-60Hz | Passive | LED | dimmable | High Bay Rectangular | DUROS | Indoor Industrial |  | 19.8 | 18800 | SN Sensor | 229000 |  |  | Mounting bracket or Y-hook cable |  |  |  | 467460
TBD | DUR1-20-840-L5-SN-… | image | datasheet | deeplink | TUNGSRAM - DUROS - 19400lm - 155W - 4000K - 80CRI - TBD[SKU] - Bracket or Y-hook | 4 | Bracket or Y-hook | LED | 1 | 155 | [8 empty] | CE | [6 empty] | 66 | 4000 | 761x246x100 |  | 220-240V |  | 5 |  | 53 | 3 | 80 |  | 4000 |  | 224420 | >=0.9 | 477000 |  | 757000 | 125.161 |  |  | 9 | L5 | 25 | max. 10% at 100.000 hrs |  | Available | 840/339 | Cx=0.3818. Cy=0.3796 | Class I | IK08 | IP66 | IP66 | 50 | 845.4545 | -20 | 1 | 155 | RAL9016 | 50-60Hz | Passive | LED | dimmable | High Bay Rectangular | DUROS | Indoor Industrial |  | 23.3 | 19400 | SN Sensor | 229000 |  |  | Mounting bracket or Y-hook cable |  |  |  | 467460
TBD | DUR1-20-840-L4-SN-… | image | datasheet | deeplink | TUNGSRAM - DUROS - 17900lm - 155W - 4000K - 80CRI - TBD[SKU] - Bracket or Y-hook | 4 | Bracket or Y-hook | LED | 1 | 155 | [8 empty] | CE | [6 empty] | 66 | 4000 | 761x246x100 |  | 220-240V |  | 5 |  | 38 | 3 | 80 |  | 4000 |  | 224420 | >=0.9 | 477000 |  | 757000 | 115.483 |  |  | 9 | L4 | 25 | max. 10% at 100.000 hrs |  | Available | 840/339 | Cx=0.3818. Cy=0.3796 | Class I | IK08 | IP66 | IP66 | 50 | 845.4545 | -20 | 1 | 155 | RAL9016 | 50-60Hz | Passive | LED | dimmable | High Bay Rectangular | DUROS | Indoor Industrial |  | 22.1 | 17900 | SN Sensor | 229000 |  |  | Mounting bracket or Y-hook cable |  |  |  | 467460
TBD | DUR1-20-840-L2-SN-… | image | datasheet | deeplink | TUNGSRAM - DUROS - 18300lm - 155W - 4000K - 80CRI - TBD[SKU] - Bracket or Y-hook | 4 | Bracket or Y-hook | LED | 1 | 155 | [8 empty] | CE | [6 empty] | 66 | 4000 | 761x246x100 |  | 220-240V |  | 5 |  | 24 | 3 | 80 |  | 4000 |  | 224420 | >=0.9 | 477000 |  | 757000 | 118.064 |  |  | 9 | L2 | 25 | max. 10% at 100.000 hrs |  | Available | 840/339 | Cx=0.3818. Cy=0.3796 | Class I | IK08 | IP66 | IP66 | 50 | 845.4545 | -20 | 1 | 155 | RAL9016 | 50-60Hz | Passive | LED | dimmable | High Bay Rectangular | DUROS | Indoor Industrial |  | 23.8 | 18300 | SN Sensor | 229000 |  |  | Mounting bracket or Y-hook cable |  |  |  | 467460
TBD | DUR1-15-840-L10-SN-… | image | datasheet | deeplink | TUNGSRAM - DUROS - 13400lm - 105W - 4000K - 80CRI - TBD[SKU] - Bracket or Y-hook | 4 | Bracket or Y-hook | LED | 1 | 105 | [8 empty] | CE | [6 empty] | 66 | 4000 | 761x246x100 |  | 220-240V |  | 5 |  | 98x33 | 3 | 80 |  | 4000 |  | 558600 | >=0.9 | 1190000 |  | 1890000 | 127.619 |  |  | 9 | L10 | 25 | max. 10% at 100.000 hrs |  | Available | 840/339 | Cx=0.3818. Cy=0.3796 | Class I | IK08 | IP66 | IP66 | 50 | 572.7273 | -20 | 1 | 105 | RAL9016 | 50-60Hz | Passive | LED | dimmable | High Bay Rectangular | DUROS | Indoor Industrial |  | 27.5 | 13400 | SN Sensor | 570000 |  |  | Mounting bracket or Y-hook cable |  |  |  | 1166200
TBD | DUR1-15-840-L9-SN-… | image | datasheet | deeplink | TUNGSRAM - DUROS - 14400lm - 105W - 4000K - 80CRI - TBD[SKU] - Bracket or Y-hook | 4 | Bracket or Y-hook | LED | 1 | 105 | [8 empty] | CE | [6 empty] | 66 | 4000 | 761x246x100 |  | 220-240V |  | 5 |  | 92 | 3 | 80 |  | 4000 |  | 558600 | >=0.9 | 1190000 |  | 1890000 | 137.142 |  |  | 9 | L9 | 25 | max. 10% at 100.000 hrs |  | Available | 840/339 | Cx=0.3818. Cy=0.3796 | Class I | IK08 | IP66 | IP66 | 50 | 572.7273 | -20 | 1 | 105 | RAL9016 | 50-60Hz | Passive | LED | dimmable | High Bay Rectangular | DUROS | Indoor Industrial |  | 21.8 | 14400 | SN Sensor | 570000 |  |  | Mounting bracket or Y-hook cable |  |  |  | 1166200
TBD | DUR1-15-840-L8-SN-… | image | datasheet | deeplink | TUNGSRAM - DUROS - 13000lm - 105W - 4000K - 80CRI - TBD[SKU] - Bracket or Y-hook | 4 | Bracket or Y-hook | LED | 1 | 105 | [8 empty] | CE | [6 empty] | 66 | 4000 | 761x246x100 |  | 220-240V |  | 5 |  | 84 | 3 | 80 |  | 4000 |  | 558600 | >=0.9 | 1190000 |  | 1890000 | 123.809 |  |  | 9 | L8 | 25 | max. 10% at 100.000 hrs |  | Available | 840/339 | Cx=0.3818. Cy=0.3796 | Class I | IK08 | IP66 | IP66 | 50 | 572.7273 | -20 | 1 | 105 | RAL9016 | 50-60Hz | Passive | LED | dimmable | High Bay Rectangular | DUROS | Indoor Industrial |  | 22.8 | 13000 | SN Sensor | 570000 |  |  | Mounting bracket or Y-hook cable |  |  |  | 1166200
TBD | DUR1-15-840-L6-SN-… | image | datasheet | deeplink | TUNGSRAM - DUROS - 14200lm - 105W - 4000K - 80CRI - TBD[SKU] - Bracket or Y-hook | 4 | Bracket or Y-hook | LED | 1 | 105 | [8 empty] | CE | [6 empty] | 66 | 4000 | 761x246x100 |  | 220-240V |  | 5 |  | 61 | 3 | 80 |  | 4000 |  | 558600 | >=0.9 | 1190000 |  | 1890000 | 135.238 |  |  | 9 | L6 | 25 | max. 10% at 100.000 hrs |  | Available | 840/339 | Cx=0.3818. Cy=0.3796 | Class I | IK08 | IP66 | IP66 | 50 | 572.7273 | -20 | 1 | 105 | RAL9016 | 50-60Hz | Passive | LED | dimmable | High Bay Rectangular | DUROS | Indoor Industrial |  | 18.8 | 14200 | SN Sensor | 570000 |  |  | Mounting bracket or Y-hook cable |  |  |  | 1166200
TBD | DUR1-15-840-L5-SN-… | image | datasheet | deeplink | TUNGSRAM - DUROS - 14600lm - 105W - 4000K - 80CRI - TBD[SKU] - Bracket or Y-hook | 4 | Bracket or Y-hook | LED | 1 | 105 | [8 empty] | CE | [6 empty] | 66 | 4000 | 761x246x100 |  | 220-240V |  | 5 |  | 53 | 3 | 80 |  | 4000 |  | 558600 | >=0.9 | 1190000 |  | 1890000 | 139.047 |  |  | 9 | L5 | 25 | max. 10% at 100.000 hrs |  | Available | 840/339 | Cx=0.3818. Cy=0.3796 | Class I | IK08 | IP66 | IP66 | 50 | 572.7273 | -20 | 1 | 105 | RAL9016 | 50-60Hz | Passive | LED | dimmable | High Bay Rectangular | DUROS | Indoor Industrial |  | 22.3 | 14600 | SN Sensor | 570000 |  |  | Mounting bracket or Y-hook cable |  |  |  | 1166200
TBD | DUR1-15-840-L4-SN-… | image | datasheet | deeplink | TUNGSRAM - DUROS - 13500lm - 105W - 4000K - 80CRI - TBD[SKU] - Bracket or Y-hook | 4 | Bracket or Y-hook | LED | 1 | 105 | [8 empty] | CE | [6 empty] | 66 | 4000 | 761x246x100 |  | 220-240V |  | 5 |  | 38 | 3 | 80 |  | 4000 |  | 558600 | >=0.9 | 1190000 |  | 1890000 | 128.571 |  |  | 9 | L4 | 25 | max. 10% at 100.000 hrs |  | Available | 840/339 | Cx=0.3818. Cy=0.3796 | Class I | IK08 | IP66 | IP66 | 50 | 572.7273 | -20 | 1 | 105 | RAL9016 | 50-60Hz | Passive | LED | dimmable | High Bay Rectangular | DUROS | Indoor Industrial |  | 21.1 | 13500 | SN Sensor | 570000 |  |  | Mounting bracket or Y-hook cable |  |  |  | 1166200
TBD | DUR1-15-840-L2-SN-… | image | datasheet | deeplink | TUNGSRAM - DUROS - 13800lm - 105W - 4000K - 80CRI - TBD[SKU] - Bracket or Y-hook | 4 | Bracket or Y-hook | LED | 1 | 105 | [8 empty] | CE | [6 empty] | 66 | 4000 | 761x246x100 |  | 220-240V |  | 5 |  | 24 | 3 | 80 |  | 4000 |  | 558600 | >=0.9 | 1190000 |  | 1890000 | 131.428 |  |  | 9 | L2 | 25 | max. 10% at 100.000 hrs |  | Available | 840/339 | Cx=0.3818. Cy=0.3796 | Class I | IK08 | IP66 | IP66 | 50 | 572.7273 | -20 | 1 | 105 | RAL9016 | 50-60Hz | Passive | LED | dimmable | High Bay Rectangular | DUROS | Indoor Industrial |  | 22.8 | 13800 | SN Sensor | 570000 |  |  | Mounting bracket or Y-hook cable |  |  |  | 1166200
TBD | DUR1-10-840-L10-SN-… | image | datasheet | deeplink | TUNGSRAM - DUROS - 8800lm - 74W - 4000K - 80CRI - TBD[SKU] - Bracket or Y-hook | 3.2 | Bracket or Y-hook | LED | 1 | 74 | [8 empty] | CE | [6 empty] | 66 | 4000 | 595x246x100 |  | 220-240V |  | 5 |  | 98x33 | 3 | 80 |  | 4000 |  | 509600 | >=0.9 | 1070000 |  | 1710000 | 118.918 |  |  | 9 | L10 | 25 | max. 10% at 100.000 hrs |  | Available | 840/339 | Cx=0.3818. Cy=0.3796 | Class I | IK08 | IP66 | IP66 | 50 | 403.6364 | -20 | 1 | 74 | RAL9016 | 50-60Hz | Passive | LED | dimmable | High Bay Rectangular | DUROS | Indoor Industrial |  | 26.1 | 8800 | SN Sensor | 520000 |  |  | Mounting bracket or Y-hook cable |  |  |  | 1048600
TBD | DUR1-10-840-L9-SN-… | image | datasheet | deeplink | TUNGSRAM - DUROS - 9600lm - 74W - 4000K - 80CRI - TBD[SKU] - Bracket or Y-hook | 3.2 | Bracket or Y-hook | LED | 1 | 74 | [8 empty] | CE | [6 empty] | 66 | 4000 | 595x246x100 |  | 220-240V |  | 5 |  | 92 | 3 | 80 |  | 4000 |  | 509600 | >=0.9 | 1070000 |  | 1710000 | 129.729 |  |  | 9 | L9 | 25 | max. 10% at 100.000 hrs |  | Available | 840/339 | Cx=0.3818. Cy=0.3796 | Class I | IK08 | IP66 | IP66 | 50 | 403.6364 | -20 | 1 | 74 | RAL9016 | 50-60Hz | Passive | LED | dimmable | High Bay Rectangular | DUROS | Indoor Industrial |  | 20.4 | 9600 | SN Sensor | 520000 |  |  | Mounting bracket or Y-hook cable |  |  |  | 1048600
TBD | DUR1-10-840-L8-SN-… | image | datasheet | deeplink | TUNGSRAM - DUROS - 8600lm - 74W - 4000K - 80CRI - TBD[SKU] - Bracket or Y-hook | 3.2 | Bracket or Y-hook | LED | 1 | 74 | [8 empty] | CE | [6 empty] | 66 | 4000 | 595x246x100 |  | 220-240V |  | 5 |  | 84 | 3 | 80 |  | 4000 |  | 509600 | >=0.9 | 1070000 |  | 1710000 | 116.216 |  |  | 9 | L8 | 25 | max. 10% at 100.000 hrs |  | Available | 840/339 | Cx=0.3818. Cy=0.3796 | Class I | IK08 | IP66 | IP66 | 50 | 403.6364 | -20 | 1 | 74 | RAL9016 | 50-60Hz | Passive | LED | dimmable | High Bay Rectangular | DUROS | Indoor Industrial |  | 21.4 | 8600 | SN Sensor | 520000 |  |  | Mounting bracket or Y-hook cable |  |  |  | 1048600
TBD | DUR1-10-840-L6-SN-… | image | datasheet | deeplink | TUNGSRAM - DUROS - 9400lm - 74W - 4000K - 80CRI - TBD[SKU] - Bracket or Y-hook | 3.2 | Bracket or Y-hook | LED | 1 | 74 | [8 empty] | CE | [6 empty] | 66 | 4000 | 595x246x100 |  | 220-240V |  | 5 |  | 61 | 3 | 80 |  | 4000 |  | 509600 | >=0.9 | 1070000 |  | 1710000 | 127.027 |  |  | 9 | L6 | 25 | max. 10% at 100.000 hrs |  | Available | 840/339 | Cx=0.3818. Cy=0.3796 | Class I | IK08 | IP66 | IP66 | 50 | 403.6364 | -20 | 1 | 74 | RAL9016 | 50-60Hz | Passive | LED | dimmable | High Bay Rectangular | DUROS | Indoor Industrial |  | 17.4 | 9400 | SN Sensor | 520000 |  |  | Mounting bracket or Y-hook cable |  |  |  | 1048600
TBD | DUR1-10-840-L5-SN-… | image | datasheet | deeplink | TUNGSRAM - DUROS - 9700lm - 74W - 4000K - 80CRI - TBD[SKU] - Bracket or Y-hook | 3.2 | Bracket or Y-hook | LED | 1 | 74 | [8 empty] | CE | [6 empty] | 66 | 4000 | 595x246x100 |  | 220-240V |  | 5 |  | 53 | 3 | 80 |  | 4000 |  | 509600 | >=0.9 | 1070000 |  | 1710000 | 131.081 |  |  | 9 | L5 | 25 | max. 10% at 100.000 hrs |  | Available | 840/339 | Cx=0.3818. Cy=0.3796 | Class I | IK08 | IP66 | IP66 | 50 | 403.6364 | -20 | 1 | 74 | RAL9016 | 50-60Hz | Passive | LED | dimmable | High Bay Rectangular | DUROS | Indoor Industrial |  | 20.9 | 9700 | SN Sensor | 520000 |  |  | Mounting bracket or Y-hook cable |  |  |  | 1048600
TBD | DUR1-10-840-L4-SN-… | image | datasheet | deeplink | TUNGSRAM - DUROS - 8900lm - 74W - 4000K - 80CRI - TBD[SKU] - Bracket or Y-hook | 3.2 | Bracket or Y-hook | LED | 1 | 74 | [8 empty] | CE | [6 empty] | 66 | 4000 | 595x246x100 |  | 220-240V |  | 5 |  | 38 | 3 | 80 |  | 4000 |  | 509600 | >=0.9 | 1070000 |  | 1710000 | 120.27 |  |  | 9 | L4 | 25 | max. 10% at 100.000 hrs |  | Available | 840/339 | Cx=0.3818. Cy=0.3796 | Class I | IK08 | IP66 | IP66 | 50 | 403.6364 | -20 | 1 | 74 | RAL9016 | 50-60Hz | Passive | LED | dimmable | High Bay Rectangular | DUROS | Indoor Industrial |  | 19.7 | 8900 | SN Sensor | 520000 |  |  | Mounting bracket or Y-hook cable |  |  |  | 1048600
TBD | DUR1-10-840-L2-SN-… | image | datasheet | deeplink | TUNGSRAM - DUROS - 9100lm - 74W - 4000K - 80CRI - TBD[SKU] - Bracket or Y-hook | 3.2 | Bracket or Y-hook | LED | 1 | 74 | [8 empty] | CE | [6 empty] | 66 | 4000 | 595x246x100 |  | 220-240V |  | 5 |  | 24 | 3 | 80 |  | 4000 |  | 509600 | >=0.9 | 1070000 |  | 1710000 | 122.972 |  |  | 9 | L2 | 25 | max. 10% at 100.000 hrs |  | Available | 840/339 | Cx=0.3818. Cy=0.3796 | Class I | IK08 | IP66 | IP66 | 50 | 403.6364 | -20 | 1 | 74 | RAL9016 | 50-60Hz | Passive | LED | dimmable | High Bay Rectangular | DUROS | Indoor Industrial |  | 21.4 | 9100 | SN Sensor | 520000 |  |  | Mounting bracket or Y-hook cable |  |  |  | 1048600
TBD | DUR1-30-865-L10-DL-… | image | datasheet | deeplink | TUNGSRAM - DUROS - 21500lm - 212W - 6500K - 80CRI - TBD[SKU] - Bracket or Y-hook | 4.8 | Bracket or Y-hook | LED | 1 | 212 | [8 empty] | CE | [6 empty] | 66 | 6500 | 877x246x100 |  | 220-240V |  | 5 |  | 98x33 | 3 | 80 |  | 6500 |  | 149940 | >=0.9 | 345000 |  | 562000 | 101.415 |  |  | 9 | L10 | 25 | max. 10% at 100.000 hrs |  | Available | 865/339 | Cx=0.3123. Cy=0.3282 | Class I | IK08 | IP66 | IP66 | 50 | 1156.3636 | -25 | 1 | 212 | RAL9016 | 50-60Hz | Passive | LED | dimmable | High Bay Rectangular | DUROS | Indoor Industrial |  | 29.2 | 21500 | No sensor | 153000 |  |  | Mounting bracket or Y-hook cable |  |  |  | 338100
TBD | DUR1-30-865-L9-DL-… | image | datasheet | deeplink | TUNGSRAM - DUROS - 23200lm - 212W - 6500K - 80CRI - TBD[SKU] - Bracket or Y-hook | 4.8 | Bracket or Y-hook | LED | 1 | 212 | [8 empty] | CE | [6 empty] | 66 | 6500 | 877x246x100 |  | 220-240V |  | 5 |  | 92 | 3 | 80 |  | 6500 |  | 149940 | >=0.9 | 345000 |  | 562000 | 109.433 |  |  | 9 | L9 | 25 | max. 10% at 100.000 hrs |  | Available | 865/339 | Cx=0.3123. Cy=0.3282 | Class I | IK08 | IP66 | IP66 | 50 | 1156.3636 | -25 | 1 | 212 | RAL9016 | 50-60Hz | Passive | LED | dimmable | High Bay Rectangular | DUROS | Indoor Industrial |  | 23.4 | 23200 | No sensor | 153000 |  |  | Mounting bracket or Y-hook cable |  |  |  | 338100
TBD | DUR1-30-865-L8-DL-… | image | datasheet | deeplink | TUNGSRAM - DUROS - 20800lm - 212W - 6500K - 80CRI - TBD[SKU] - Bracket or Y-hook | 4.8 | Bracket or Y-hook | LED | 1 | 212 | [8 empty] | CE | [6 empty] | 66 | 6500 | 877x246x100 |  | 220-240V |  | 5 |  | 84 | 3 | 80 |  | 6500 |  | 149940 | >=0.9 | 345000 |  | 562000 | 98.1132 |  |  | 9 | L8 | 25 | max. 10% at 100.000 hrs |  | Available | 865/339 | Cx=0.3123. Cy=0.3282 | Class I | IK08 | IP66 | IP66 | 50 | 1156.3636 | -25 | 1 | 212 | RAL9016 | 50-60Hz | Passive | LED | dimmable | High Bay Rectangular | DUROS | Indoor Industrial |  | 24.4 | 20800 | No sensor | 153000 |  |  | Mounting bracket or Y-hook cable |  |  |  | 338100
TBD | DUR1-30-865-L6-DL-… | image | datasheet | deeplink | TUNGSRAM - DUROS - 22800lm - 212W - 6500K - 80CRI - TBD[SKU] - Bracket or Y-hook | 4.8 | Bracket or Y-hook | LED | 1 | 212 | [8 empty] | CE | [6 empty] | 66 | 6500 | 877x246x100 |  | 220-240V |  | 5 |  | 61 | 3 | 80 |  | 6500 |  | 149940 | >=0.9 | 345000 |  | 562000 | 107.547 |  |  | 9 | L6 | 25 | max. 10% at 100.000 hrs |  | Available | 865/339 | Cx=0.3123. Cy=0.3282 | Class I | IK08 | IP66 | IP66 | 50 | 1156.3636 | -25 | 1 | 212 | RAL9016 | 50-60Hz | Passive | LED | dimmable | High Bay Rectangular | DUROS | Indoor Industrial |  | 20.5 | 22800 | No sensor | 153000 |  |  | Mounting bracket or Y-hook cable |  |  |  | 338100
TBD | DUR1-30-865-L5-DL-… | image | datasheet | deeplink | TUNGSRAM - DUROS - 23500lm - 212W - 6500K - 80CRI - TBD[SKU] - Bracket or Y-hook | 4.8 | Bracket or Y-hook | LED | 1 | 212 | [8 empty] | CE | [6 empty] | 66 | 6500 | 877x246x100 |  | 220-240V |  | 5 |  | 53 | 3 | 80 |  | 6500 |  | 149940 | >=0.9 | 345000 |  | 562000 | 110.849 |  |  | 9 | L5 | 25 | max. 10% at 100.000 hrs |  | Available | 865/339 | Cx=0.3123. Cy=0.3282 | Class I | IK08 | IP66 | IP66 | 50 | 1156.3636 | -25 | 1 | 212 | RAL9016 | 50-60Hz | Passive | LED | dimmable | High Bay Rectangular | DUROS | Indoor Industrial |  | 24 | 23500 | No sensor | 153000 |  |  | Mounting bracket or Y-hook cable |  |  |  | 338100
TBD | DUR1-30-865-L4-DL-… | image | datasheet | deeplink | TUNGSRAM - DUROS - 21700lm - 212W - 6500K - 80CRI - TBD[SKU] - Bracket or Y-hook | 4.8 | Bracket or Y-hook | LED | 1 | 212 | [8 empty] | CE | [6 empty] | 66 | 6500 | 877x246x100 |  | 220-240V |  | 5 |  | 38 | 3 | 80 |  | 6500 |  | 149940 | >=0.9 | 345000 |  | 562000 | 102.358 |  |  | 9 | L4 | 25 | max. 10% at 100.000 hrs |  | Available | 865/339 | Cx=0.3123. Cy=0.3282 | Class I | IK08 | IP66 | IP66 | 50 | 1156.3636 | -25 | 1 | 212 | RAL9016 | 50-60Hz | Passive | LED | dimmable | High Bay Rectangular | DUROS | Indoor Industrial |  | 22.8 | 21700 | No sensor | 153000 |  |  | Mounting bracket or Y-hook cable |  |  |  | 338100
TBD | DUR1-30-865-L2-DL-… | image | datasheet | deeplink | TUNGSRAM - DUROS - 22200lm - 212W - 6500K - 80CRI - TBD[SKU] - Bracket or Y-hook | 4.8 | Bracket or Y-hook | LED | 1 | 212 | [8 empty] | CE | [6 empty] | 66 | 6500 | 877x246x100 |  | 220-240V |  | 5 |  | 24 | 3 | 80 |  | 6500 |  | 149940 | >=0.9 | 345000 |  | 562000 | 104.716 |  |  | 9 | L2 | 25 | max. 10% at 100.000 hrs |  | Available | 865/339 | Cx=0.3123. Cy=0.3282 | Class I | IK08 | IP66 | IP66 | 50 | 1156.3636 | -25 | 1 | 212 | RAL9016 | 50-60Hz | Passive | LED | dimmable | High Bay Rectangular | DUROS | Indoor Industrial |  | 24.5 | 22200 | No sensor | 153000 |  |  | Mounting bracket or Y-hook cable |  |  |  | 338100
TBD | DUR1-25-865-L10-DL-… | image | datasheet | deeplink | TUNGSRAM - DUROS - 20100lm - 193W - 6500K - 80CRI - TBD[SKU] - Bracket or Y-hook | 4.8 | Bracket or Y-hook | LED | 1 | 193 | [8 empty] | CE | [6 empty] | 66 | 6500 | 877x246x100 |  | 220-240V |  | 5 |  | 98x33 | 3 | 80 |  | 6500 |  | 292040 | >=0.9 | 620000 |  | 985000 | 104.145 |  |  | 9 | L10 | 25 | max. 10% at 100.000 hrs |  | Available | 865/339 | Cx=0.3123. Cy=0.3282 | Class I | IK08 | IP66 | IP66 | 50 | 1052.7273 | -25 | 1 | 193 | RAL9016 | 50-60Hz | Passive | LED | dimmable | High Bay Rectangular | DUROS | Indoor Industrial |  | 28.9 | 20100 | No sensor | 298000 |  |  | Mounting bracket or Y-hook cable |  |  |  | 607600
TBD | DUR1-25-865-L9-DL-… | image | datasheet | deeplink | TUNGSRAM - DUROS - 21700lm - 193W - 6500K - 80CRI - TBD[SKU] - Bracket or Y-hook | 4.8 | Bracket or Y-hook | LED | 1 | 193 | [8 empty] | CE | [6 empty] | 66 | 6500 | 877x246x100 |  | 220-240V |  | 5 |  | 92 | 3 | 80 |  | 6500 |  | 292040 | >=0.9 | 620000 |  | 985000 | 112.435 |  |  | 9 | L9 | 25 | max. 10% at 100.000 hrs |  | Available | 865/339 | Cx=0.3123. Cy=0.3282 | Class I | IK08 | IP66 | IP66 | 50 | 1052.7273 | -25 | 1 | 193 | RAL9016 | 50-60Hz | Passive | LED | dimmable | High Bay Rectangular | DUROS | Indoor Industrial |  | 23.2 | 21700 | No sensor | 298000 |  |  | Mounting bracket or Y-hook cable |  |  |  | 607600
TBD | DUR1-25-865-L8-DL-… | image | datasheet | deeplink | TUNGSRAM - DUROS - 19500lm - 193W - 6500K - 80CRI - TBD[SKU] - Bracket or Y-hook | 4.8 | Bracket or Y-hook | LED | 1 | 193 | [8 empty] | CE | [6 empty] | 66 | 6500 | 877x246x100 |  | 220-240V |  | 5 |  | 84 | 3 | 80 |  | 6500 |  | 292040 | >=0.9 | 620000 |  | 985000 | 101.036 |  |  | 9 | L8 | 25 | max. 10% at 100.000 hrs |  | Available | 865/339 | Cx=0.3123. Cy=0.3282 | Class I | IK08 | IP66 | IP66 | 50 | 1052.7273 | -25 | 1 | 193 | RAL9016 | 50-60Hz | Passive | LED | dimmable | High Bay Rectangular | DUROS | Indoor Industrial |  | 24.2 | 19500 | No sensor | 298000 |  |  | Mounting bracket or Y-hook cable |  |  |  | 607600
TBD | DUR1-25-865-L6-DL-… | image | datasheet | deeplink | TUNGSRAM - DUROS - 21300lm - 193W - 6500K - 80CRI - TBD[SKU] - Bracket or Y-hook | 4.8 | Bracket or Y-hook | LED | 1 | 193 | [8 empty] | CE | [6 empty] | 66 | 6500 | 877x246x100 |  | 220-240V |  | 5 |  | 61 | 3 | 80 |  | 6500 |  | 292040 | >=0.9 | 620000 |  | 985000 | 110.362 |  |  | 9 | L6 | 25 | max. 10% at 100.000 hrs |  | Available | 865/339 | Cx=0.3123. Cy=0.3282 | Class I | IK08 | IP66 | IP66 | 50 | 1052.7273 | -25 | 1 | 193 | RAL9016 | 50-60Hz | Passive | LED | dimmable | High Bay Rectangular | DUROS | Indoor Industrial |  | 20.2 | 21300 | No sensor | 298000 |  |  | Mounting bracket or Y-hook cable |  |  |  | 607600
TBD | DUR1-25-865-L5-DL-… | image | datasheet | deeplink | TUNGSRAM - DUROS - 21900lm - 193W - 6500K - 80CRI - TBD[SKU] - Bracket or Y-hook | 4.8 | Bracket or Y-hook | LED | 1 | 193 | [8 empty] | CE | [6 empty] | 66 | 6500 | 877x246x100 |  | 220-240V |  | 5 |  | 53 | 3 | 80 |  | 6500 |  | 292040 | >=0.9 | 620000 |  | 985000 | 113.471 |  |  | 9 | L5 | 25 | max. 10% at 100.000 hrs |  | Available | 865/339 | Cx=0.3123. Cy=0.3282 | Class I | IK08 | IP66 | IP66 | 50 | 1052.7273 | -25 | 1 | 193 | RAL9016 | 50-60Hz | Passive | LED | dimmable | High Bay Rectangular | DUROS | Indoor Industrial |  | 23.7 | 21900 | No sensor | 298000 |  |  | Mounting bracket or Y-hook cable |  |  |  | 607600
TBD | DUR1-25-865-L4-DL-… | image | datasheet | deeplink | TUNGSRAM - DUROS - 20300lm - 193W - 6500K - 80CRI - TBD[SKU] - Bracket or Y-hook | 4.8 | Bracket or Y-hook | LED | 1 | 193 | [8 empty] | CE | [6 empty] | 66 | 6500 | 877x246x100 |  | 220-240V |  | 5 |  | 38 | 3 | 80 |  | 6500 |  | 292040 | >=0.9 | 620000 |  | 985000 | 105.181 |  |  | 9 | L4 | 25 | max. 10% at 100.000 hrs |  | Available | 865/339 | Cx=0.3123. Cy=0.3282 | Class I | IK08 | IP66 | IP66 | 50 | 1052.7273 | -25 | 1 | 193 | RAL9016 | 50-60Hz | Passive | LED | dimmable | High Bay Rectangular | DUROS | Indoor Industrial |  | 22.6 | 20300 | No sensor | 298000 |  |  | Mounting bracket or Y-hook cable |  |  |  | 607600
TBD | DUR1-25-865-L2-DL-… | image | datasheet | deeplink | TUNGSRAM - DUROS - 20700lm - 193W - 6500K - 80CRI - TBD[SKU] - Bracket or Y-hook | 4.8 | Bracket or Y-hook | LED | 1 | 193 | [8 empty] | CE | [6 empty] | 66 | 6500 | 877x246x100 |  | 220-240V |  | 5 |  | 24 | 3 | 80 |  | 6500 |  | 292040 | >=0.9 | 620000 |  | 985000 | 107.253 |  |  | 9 | L2 | 25 | max. 10% at 100.000 hrs |  | Available | 865/339 | Cx=0.3123. Cy=0.3282 | Class I | IK08 | IP66 | IP66 | 50 | 1052.7273 | -25 | 1 | 193 | RAL9016 | 50-60Hz | Passive | LED | dimmable | High Bay Rectangular | DUROS | Indoor Industrial |  | 24.2 | 20700 | No sensor | 298000 |  |  | Mounting bracket or Y-hook cable |  |  |  | 607600
TBD | DUR1-20-865-L10-DL-… | image | datasheet | deeplink | TUNGSRAM - DUROS - 16000lm - 153W - 6500K - 80CRI - TBD[SKU] - Bracket or Y-hook | 3.3 | Bracket or Y-hook | LED | 1 | 153 | [8 empty] | CE | [6 empty] | 66 | 6500 | 671x246x100 |  | 220-240V |  | 5 |  | 98x33 | 3 | 80 |  | 6500 |  | 224420 | >=0.9 | 477000 |  | 757000 | 104.575 |  |  | 9 | L10 | 25 | max. 10% at 100.000 hrs |  | Available | 865/339 | Cx=0.3123. Cy=0.3282 | Class I | IK08 | IP66 | IP66 | 50 | 834.5455 | -25 | 1 | 153 | RAL9016 | 50-60Hz | Passive | LED | dimmable | High Bay Rectangular | DUROS | Indoor Industrial |  | 28.1 | 16000 | No sensor | 229000 |  |  | Mounting bracket or Y-hook cable |  |  |  | 467460
TBD | DUR1-20-865-L9-DL-… | image | datasheet | deeplink | TUNGSRAM - DUROS - 17300lm - 153W - 6500K - 80CRI - TBD[SKU] - Bracket or Y-hook | 3.3 | Bracket or Y-hook | LED | 1 | 153 | [8 empty] | CE | [6 empty] | 66 | 6500 | 671x246x100 |  | 220-240V |  | 5 |  | 92 | 3 | 80 |  | 6500 |  | 224420 | >=0.9 | 477000 |  | 757000 | 113.071 |  |  | 9 | L9 | 25 | max. 10% at 100.000 hrs |  | Available | 865/339 | Cx=0.3123. Cy=0.3282 | Class I | IK08 | IP66 | IP66 | 50 | 834.5455 | -25 | 1 | 153 | RAL9016 | 50-60Hz | Passive | LED | dimmable | High Bay Rectangular | DUROS | Indoor Industrial |  | 22.4 | 17300 | No sensor | 229000 |  |  | Mounting bracket or Y-hook cable |  |  |  | 467460
TBD | DUR1-20-865-L8-DL-… | image | datasheet | deeplink | TUNGSRAM - DUROS - 15500lm - 153W - 6500K - 80CRI - TBD[SKU] - Bracket or Y-hook | 3.3 | Bracket or Y-hook | LED | 1 | 153 | [8 empty] | CE | [6 empty] | 66 | 6500 | 671x246x100 |  | 220-240V |  | 5 |  | 84 | 3 | 80 |  | 6500 |  | 224420 | >=0.9 | 477000 |  | 757000 | 101.307 |  |  | 9 | L8 | 25 | max. 10% at 100.000 hrs |  | Available | 865/339 | Cx=0.3123. Cy=0.3282 | Class I | IK08 | IP66 | IP66 | 50 | 834.5455 | -25 | 1 | 153 | RAL9016 | 50-60Hz | Passive | LED | dimmable | High Bay Rectangular | DUROS | Indoor Industrial |  | 23.4 | 15500 | No sensor | 229000 |  |  | Mounting bracket or Y-hook cable |  |  |  | 467460
TBD | DUR1-20-865-L6-DL-… | image | datasheet | deeplink | TUNGSRAM - DUROS - 16900lm - 153W - 6500K - 80CRI - TBD[SKU] - Bracket or Y-hook | 3.3 | Bracket or Y-hook | LED | 1 | 153 | [8 empty] | CE | [6 empty] | 66 | 6500 | 671x246x100 |  | 220-240V |  | 5 |  | 61 | 3 | 80 |  | 6500 |  | 224420 | >=0.9 | 477000 |  | 757000 | 110.457 |  |  | 9 | L6 | 25 | max. 10% at 100.000 hrs |  | Available | 865/339 | Cx=0.3123. Cy=0.3282 | Class I | IK08 | IP66 | IP66 | 50 | 834.5455 | -25 | 1 | 153 | RAL9016 | 50-60Hz | Passive | LED | dimmable | High Bay Rectangular | DUROS | Indoor Industrial |  | 19.4 | 16900 | No sensor | 229000 |  |  | Mounting bracket or Y-hook cable |  |  |  | 467460
TBD | DUR1-20-865-L5-DL-… | image | datasheet | deeplink | TUNGSRAM - DUROS - 17400lm - 153W - 6500K - 80CRI - TBD[SKU] - Bracket or Y-hook | 3.3 | Bracket or Y-hook | LED | 1 | 153 | [8 empty] | CE | [6 empty] | 66 | 6500 | 671x246x100 |  | 220-240V |  | 5 |  | 53 | 3 | 80 |  | 6500 |  | 224420 | >=0.9 | 477000 |  | 757000 | 113.725 |  |  | 9 | L5 | 25 | max. 10% at 100.000 hrs |  | Available | 865/339 | Cx=0.3123. Cy=0.3282 | Class I | IK08 | IP66 | IP66 | 50 | 834.5455 | -25 | 1 | 153 | RAL9016 | 50-60Hz | Passive | LED | dimmable | High Bay Rectangular | DUROS | Indoor Industrial |  | 22.9 | 17400 | No sensor | 229000 |  |  | Mounting bracket or Y-hook cable |  |  |  | 467460
TBD | DUR1-20-865-L4-DL-… | image | datasheet | deeplink | TUNGSRAM - DUROS - 16100lm - 153W - 6500K - 80CRI - TBD[SKU] - Bracket or Y-hook | 3.3 | Bracket or Y-hook | LED | 1 | 153 | [8 empty] | CE | [6 empty] | 66 | 6500 | 671x246x100 |  | 220-240V |  | 5 |  | 38 | 3 | 80 |  | 6500 |  | 224420 | >=0.9 | 477000 |  | 757000 | 105.228 |  |  | 9 | L4 | 25 | max. 10% at 100.000 hrs |  | Available | 865/339 | Cx=0.3123. Cy=0.3282 | Class I | IK08 | IP66 | IP66 | 50 | 834.5455 | -25 | 1 | 153 | RAL9016 | 50-60Hz | Passive | LED | dimmable | High Bay Rectangular | DUROS | Indoor Industrial |  | 21.8 | 16100 | No sensor | 229000 |  |  | Mounting bracket or Y-hook cable |  |  |  | 467460
TBD | DUR1-20-865-L2-DL-… | image | datasheet | deeplink | TUNGSRAM - DUROS - 16400lm - 153W - 6500K - 80CRI - TBD[SKU] - Bracket or Y-hook | 3.3 | Bracket or Y-hook | LED | 1 | 153 | [8 empty] | CE | [6 empty] | 66 | 6500 | 671x246x100 |  | 220-240V |  | 5 |  | 24 | 3 | 80 |  | 6500 |  | 224420 | >=0.9 | 477000 |  | 757000 | 107.189 |  |  | 9 | L2 | 25 | max. 10% at 100.000 hrs |  | Available | 865/339 | Cx=0.3123. Cy=0.3282 | Class I | IK08 | IP66 | IP66 | 50 | 834.5455 | -25 | 1 | 153 | RAL9016 | 50-60Hz | Passive | LED | dimmable | High Bay Rectangular | DUROS | Indoor Industrial |  | 23.4 | 16400 | No sensor | 229000 |  |  | Mounting bracket or Y-hook cable |  |  |  | 467460
TBD | DUR1-15-865-L10-DL-… | image | datasheet | deeplink | TUNGSRAM - DUROS - 12000lm - 103W - 6500K - 80CRI - TBD[SKU] - Bracket or Y-hook | 3.3 | Bracket or Y-hook | LED | 1 | 103 | [8 empty] | CE | [6 empty] | 66 | 6500 | 671x246x100 |  | 220-240V |  | 5 |  | 98x33 | 3 | 80 |  | 6500 |  | 558600 | >=0.9 | 1190000 |  | 1890000 | 116.504 |  |  | 9 | L10 | 25 | max. 10% at 100.000 hrs |  | Available | 865/339 | Cx=0.3123. Cy=0.3282 | Class I | IK08 | IP66 | IP66 | 50 | 561.8182 | -25 | 1 | 103 | RAL9016 | 50-60Hz | Passive | LED | dimmable | High Bay Rectangular | DUROS | Indoor Industrial |  | 27.1 | 12000 | No sensor | 570000 |  |  | Mounting bracket or Y-hook cable |  |  |  | 1166200
TBD | DUR1-15-865-L9-DL-… | image | datasheet | deeplink | TUNGSRAM - DUROS - 13000lm - 103W - 6500K - 80CRI - TBD[SKU] - Bracket or Y-hook | 3.3 | Bracket or Y-hook | LED | 1 | 103 | [8 empty] | CE | [6 empty] | 66 | 6500 | 671x246x100 |  | 220-240V |  | 5 |  | 92 | 3 | 80 |  | 6500 |  | 558600 | >=0.9 | 1190000 |  | 1890000 | 126.213 |  |  | 9 | L9 | 25 | max. 10% at 100.000 hrs |  | Available | 865/339 | Cx=0.3123. Cy=0.3282 | Class I | IK08 | IP66 | IP66 | 50 | 561.8182 | -25 | 1 | 103 | RAL9016 | 50-60Hz | Passive | LED | dimmable | High Bay Rectangular | DUROS | Indoor Industrial |  | 21.4 | 13000 | No sensor | 570000 |  |  | Mounting bracket or Y-hook cable |  |  |  | 1166200
TBD | DUR1-15-865-L8-DL-… | image | datasheet | deeplink | TUNGSRAM - DUROS - 11700lm - 103W - 6500K - 80CRI - TBD[SKU] - Bracket or Y-hook | 3.3 | Bracket or Y-hook | LED | 1 | 103 | [8 empty] | CE | [6 empty] | 66 | 6500 | 671x246x100 |  | 220-240V |  | 5 |  | 84 | 3 | 80 |  | 6500 |  | 558600 | >=0.9 | 1190000 |  | 1890000 | 113.592 |  |  | 9 | L8 | 25 | max. 10% at 100.000 hrs |  | Available | 865/339 | Cx=0.3123. Cy=0.3282 | Class I | IK08 | IP66 | IP66 | 50 | 561.8182 | -25 | 1 | 103 | RAL9016 | 50-60Hz | Passive | LED | dimmable | High Bay Rectangular | DUROS | Indoor Industrial |  | 22.4 | 11700 | No sensor | 570000 |  |  | Mounting bracket or Y-hook cable |  |  |  | 1166200
TBD | DUR1-15-865-L6-DL-… | image | datasheet | deeplink | TUNGSRAM - DUROS - 12700lm - 103W - 6500K - 80CRI - TBD[SKU] - Bracket or Y-hook | 3.3 | Bracket or Y-hook | LED | 1 | 103 | [8 empty] | CE | [6 empty] | 66 | 6500 | 671x246x100 |  | 220-240V |  | 5 |  | 61 | 3 | 80 |  | 6500 |  | 558600 | >=0.9 | 1190000 |  | 1890000 | 123.3 |  |  | 9 | L6 | 25 | max. 10% at 100.000 hrs |  | Available | 865/339 | Cx=0.3123. Cy=0.3282 | Class I | IK08 | IP66 | IP66 | 50 | 561.8182 | -25 | 1 | 103 | RAL9016 | 50-60Hz | Passive | LED | dimmable | High Bay Rectangular | DUROS | Indoor Industrial |  | 18.4 | 12700 | No sensor | 570000 |  |  | Mounting bracket or Y-hook cable |  |  |  | 1166200
TBD | DUR1-15-865-L5-DL-… | image | datasheet | deeplink | TUNGSRAM - DUROS - 13100lm - 103W - 6500K - 80CRI - TBD[SKU] - Bracket or Y-hook | 3.3 | Bracket or Y-hook | LED | 1 | 103 | [8 empty] | CE | [6 empty] | 66 | 6500 | 671x246x100 |  | 220-240V |  | 5 |  | 53 | 3 | 80 |  | 6500 |  | 558600 | >=0.9 | 1190000 |  | 1890000 | 127.184 |  |  | 9 | L5 | 25 | max. 10% at 100.000 hrs |  | Available | 865/339 | Cx=0.3123. Cy=0.3282 | Class I | IK08 | IP66 | IP66 | 50 | 561.8182 | -25 | 1 | 103 | RAL9016 | 50-60Hz | Passive | LED | dimmable | High Bay Rectangular | DUROS | Indoor Industrial |  | 21.9 | 13100 | No sensor | 570000 |  |  | Mounting bracket or Y-hook cable |  |  |  | 1166200
TBD | DUR1-15-865-L4-DL-… | image | datasheet | deeplink | TUNGSRAM - DUROS - 12100lm - 103W - 6500K - 80CRI - TBD[SKU] - Bracket or Y-hook | 3.3 | Bracket or Y-hook | LED | 1 | 103 | [8 empty] | CE | [6 empty] | 66 | 6500 | 671x246x100 |  | 220-240V |  | 5 |  | 38 | 3 | 80 |  | 6500 |  | 558600 | >=0.9 | 1190000 |  | 1890000 | 117.475 |  |  | 9 | L4 | 25 | max. 10% at 100.000 hrs |  | Available | 865/339 | Cx=0.3123. Cy=0.3282 | Class I | IK08 | IP66 | IP66 | 50 | 561.8182 | -25 | 1 | 103 | RAL9016 | 50-60Hz | Passive | LED | dimmable | High Bay Rectangular | DUROS | Indoor Industrial |  | 20.8 | 12100 | No sensor | 570000 |  |  | Mounting bracket or Y-hook cable |  |  |  | 1166200
TBD | DUR1-15-865-L2-DL-… | image | datasheet | deeplink | TUNGSRAM - DUROS - 12400lm - 103W - 6500K - 80CRI - TBD[SKU] - Bracket or Y-hook | 3.3 | Bracket or Y-hook | LED | 1 | 103 | [8 empty] | CE | [6 empty] | 66 | 6500 | 671x246x100 |  | 220-240V |  | 5 |  | 24 | 3 | 80 |  | 6500 |  | 558600 | >=0.9 | 1190000 |  | 1890000 | 120.388 |  |  | 9 | L2 | 25 | max. 10% at 100.000 hrs |  | Available | 865/339 | Cx=0.3123. Cy=0.3282 | Class I | IK08 | IP66 | IP66 | 50 | 561.8182 | -25 | 1 | 103 | RAL9016 | 50-60Hz | Passive | LED | dimmable | High Bay Rectangular | DUROS | Indoor Industrial |  | 22.4 | 12400 | No sensor | 570000 |  |  | Mounting bracket or Y-hook cable |  |  |  | 1166200
TBD | DUR1-10-865-L10-DL-… | image | datasheet | deeplink | TUNGSRAM - DUROS - 8000lm - 72W - 6500K - 80CRI - TBD[SKU] - Bracket or Y-hook | 2.6 | Bracket or Y-hook | LED | 1 | 72 | [8 empty] | CE | [6 empty] | 66 | 6500 | 564x246x100 |  | 220-240V |  | 5 |  | 98x33 | 3 | 80 |  | 6500 |  | 509600 | >=0.9 | 1070000 |  | 1710000 | 111.111 |  |  | 9 | L10 | 25 | max. 10% at 100.000 hrs |  | Available | 865/339 | Cx=0.3123. Cy=0.3282 | Class I | IK08 | IP66 | IP66 | 50 | 392.7273 | -25 | 1 | 72 | RAL9016 | 50-60Hz | Passive | LED | dimmable | High Bay Rectangular | DUROS | Indoor Industrial |  | 25.7 | 8000 | No sensor | 520000 |  |  | Mounting bracket or Y-hook cable |  |  |  | 1048600
TBD | DUR1-10-865-L9-DL-… | image | datasheet | deeplink | TUNGSRAM - DUROS - 8600lm - 72W - 6500K - 80CRI - TBD[SKU] - Bracket or Y-hook | 2.6 | Bracket or Y-hook | LED | 1 | 72 | [8 empty] | CE | [6 empty] | 66 | 6500 | 564x246x100 |  | 220-240V |  | 5 |  | 92 | 3 | 80 |  | 6500 |  | 509600 | >=0.9 | 1070000 |  | 1710000 | 119.444 |  |  | 9 | L9 | 25 | max. 10% at 100.000 hrs |  | Available | 865/339 | Cx=0.3123. Cy=0.3282 | Class I | IK08 | IP66 | IP66 | 50 | 392.7273 | -25 | 1 | 72 | RAL9016 | 50-60Hz | Passive | LED | dimmable | High Bay Rectangular | DUROS | Indoor Industrial |  | 20 | 8600 | No sensor | 520000 |  |  | Mounting bracket or Y-hook cable |  |  |  | 1048600
TBD | DUR1-10-865-L8-DL-… | image | datasheet | deeplink | TUNGSRAM - DUROS - 7700lm - 72W - 6500K - 80CRI - TBD[SKU] - Bracket or Y-hook | 2.6 | Bracket or Y-hook | LED | 1 | 72 | [8 empty] | CE | [6 empty] | 66 | 6500 | 564x246x100 |  | 220-240V |  | 5 |  | 84 | 3 | 80 |  | 6500 |  | 509600 | >=0.9 | 1070000 |  | 1710000 | 106.944 |  |  | 9 | L8 | 25 | max. 10% at 100.000 hrs |  | Available | 865/339 | Cx=0.3123. Cy=0.3282 | Class I | IK08 | IP66 | IP66 | 50 | 392.7273 | -25 | 1 | 72 | RAL9016 | 50-60Hz | Passive | LED | dimmable | High Bay Rectangular | DUROS | Indoor Industrial |  | 21 | 7700 | No sensor | 520000 |  |  | Mounting bracket or Y-hook cable |  |  |  | 1048600
TBD | DUR1-10-865-L6-DL-… | image | datasheet | deeplink | TUNGSRAM - DUROS - 8400lm - 72W - 6500K - 80CRI - TBD[SKU] - Bracket or Y-hook | 2.6 | Bracket or Y-hook | LED | 1 | 72 | [8 empty] | CE | [6 empty] | 66 | 6500 | 564x246x100 |  | 220-240V |  | 5 |  | 61 | 3 | 80 |  | 6500 |  | 509600 | >=0.9 | 1070000 |  | 1710000 | 116.666 |  |  | 9 | L6 | 25 | max. 10% at 100.000 hrs |  | Available | 865/339 | Cx=0.3123. Cy=0.3282 | Class I | IK08 | IP66 | IP66 | 50 | 392.7273 | -25 | 1 | 72 | RAL9016 | 50-60Hz | Passive | LED | dimmable | High Bay Rectangular | DUROS | Indoor Industrial |  | 17 | 8400 | No sensor | 520000 |  |  | Mounting bracket or Y-hook cable |  |  |  | 1048600
TBD | DUR1-10-865-L5-DL-… | image | datasheet | deeplink | TUNGSRAM - DUROS - 8700lm - 72W - 6500K - 80CRI - TBD[SKU] - Bracket or Y-hook | 2.6 | Bracket or Y-hook | LED | 1 | 72 | [8 empty] | CE | [6 empty] | 66 | 6500 | 564x246x100 |  | 220-240V |  | 5 |  | 53 | 3 | 80 |  | 6500 |  | 509600 | >=0.9 | 1070000 |  | 1710000 | 120.833 |  |  | 9 | L5 | 25 | max. 10% at 100.000 hrs |  | Available | 865/339 | Cx=0.3123. Cy=0.3282 | Class I | IK08 | IP66 | IP66 | 50 | 392.7273 | -25 | 1 | 72 | RAL9016 | 50-60Hz | Passive | LED | dimmable | High Bay Rectangular | DUROS | Indoor Industrial |  | 20.5 | 8700 | No sensor | 520000 |  |  | Mounting bracket or Y-hook cable |  |  |  | 1048600
TBD | DUR1-10-865-L4-DL-… | image | datasheet | deeplink | TUNGSRAM - DUROS - 8000lm - 72W - 6500K - 80CRI - TBD[SKU] - Bracket or Y-hook | 2.6 | Bracket or Y-hook | LED | 1 | 72 | [8 empty] | CE | [6 empty] | 66 | 6500 | 564x246x100 |  | 220-240V |  | 5 |  | 38 | 3 | 80 |  | 6500 |  | 509600 | >=0.9 | 1070000 |  | 1710000 | 111.111 |  |  | 9 | L4 | 25 | max. 10% at 100.000 hrs |  | Available | 865/339 | Cx=0.3123. Cy=0.3282 | Class I | IK08 | IP66 | IP66 | 50 | 392.7273 | -25 | 1 | 72 | RAL9016 | 50-60Hz | Passive | LED | dimmable | High Bay Rectangular | DUROS | Indoor Industrial |  | 19.3 | 8000 | No sensor | 520000 |  |  | Mounting bracket or Y-hook cable |  |  |  | 1048600
TBD | DUR1-10-865-L2-DL-… | image | datasheet | deeplink | TUNGSRAM - DUROS - 8200lm - 72W - 6500K - 80CRI - TBD[SKU] - Bracket or Y-hook | 2.6 | Bracket or Y-hook | LED | 1 | 72 | [8 empty] | CE | [6 empty] | 66 | 6500 | 564x246x100 |  | 220-240V |  | 5 |  | 24 | 3 | 80 |  | 6500 |  | 509600 | >=0.9 | 1070000 |  | 1710000 | 113.888 |  |  | 9 | L2 | 25 | max. 10% at 100.000 hrs |  | Available | 865/339 | Cx=0.3123. Cy=0.3282 | Class I | IK08 | IP66 | IP66 | 50 | 392.7273 | -25 | 1 | 72 | RAL9016 | 50-60Hz | Passive | LED | dimmable | High Bay Rectangular | DUROS | Indoor Industrial |  | 21 | 8200 | No sensor | 520000 |  |  | Mounting bracket or Y-hook cable |  |  |  | 1048600
TBD | DUR1-30-850-L10-DL-… | image | datasheet | deeplink | TUNGSRAM - DUROS - 23900lm - 212W - 5000K - 80CRI - TBD[SKU] - Bracket or Y-hook | 4.8 | Bracket or Y-hook | LED | 1 | 212 | [8 empty] | CE | [6 empty] | 66 | 5000 | 877x246x100 |  | 220-240V |  | 5 |  | 98x33 | 3 | 80 |  | 5000 |  | 149940 | >=0.9 | 345000 |  | 562000 | 112.735 |  |  | 9 | L10 | 25 | max. 10% at 100.000 hrs |  | Available | 850/339 | Cx=0.3446. Cy=0.3551 | Class I | IK08 | IP66 | IP66 | 50 | 1156.3636 | -25 | 1 | 212 | RAL9016 | 50-60Hz | Passive | LED | dimmable | High Bay Rectangular | DUROS | Indoor Industrial |  | 29.5 | 23900 | No sensor | 153000 |  |  | Mounting bracket or Y-hook cable |  |  |  | 338100
TBD | DUR1-30-850-L9-DL-… | image | datasheet | deeplink | TUNGSRAM - DUROS - 25800lm - 212W - 5000K - 80CRI - TBD[SKU] - Bracket or Y-hook | 4.8 | Bracket or Y-hook | LED | 1 | 212 | [8 empty] | CE | [6 empty] | 66 | 5000 | 877x246x100 |  | 220-240V |  | 5 |  | 92 | 3 | 80 |  | 5000 |  | 149940 | >=0.9 | 345000 |  | 562000 | 121.698 |  |  | 9 | L9 | 25 | max. 10% at 100.000 hrs |  | Available | 850/339 | Cx=0.3446. Cy=0.3551 | Class I | IK08 | IP66 | IP66 | 50 | 1156.3636 | -25 | 1 | 212 | RAL9016 | 50-60Hz | Passive | LED | dimmable | High Bay Rectangular | DUROS | Indoor Industrial |  | 23.8 | 25800 | No sensor | 153000 |  |  | Mounting bracket or Y-hook cable |  |  |  | 338100
TBD | DUR1-30-850-L8-DL-… | image | datasheet | deeplink | TUNGSRAM - DUROS - 23200lm - 212W - 5000K - 80CRI - TBD[SKU] - Bracket or Y-hook | 4.8 | Bracket or Y-hook | LED | 1 | 212 | [8 empty] | CE | [6 empty] | 66 | 5000 | 877x246x100 |  | 220-240V |  | 5 |  | 84 | 3 | 80 |  | 5000 |  | 149940 | >=0.9 | 345000 |  | 562000 | 109.433 |  |  | 9 | L8 | 25 | max. 10% at 100.000 hrs |  | Available | 850/339 | Cx=0.3446. Cy=0.3551 | Class I | IK08 | IP66 | IP66 | 50 | 1156.3636 | -25 | 1 | 212 | RAL9016 | 50-60Hz | Passive | LED | dimmable | High Bay Rectangular | DUROS | Indoor Industrial |  | 24.8 | 23200 | No sensor | 153000 |  |  | Mounting bracket or Y-hook cable |  |  |  | 338100
TBD | DUR1-30-850-L6-DL-… | image | datasheet | deeplink | TUNGSRAM - DUROS - 25300lm - 212W - 5000K - 80CRI - TBD[SKU] - Bracket or Y-hook | 4.8 | Bracket or Y-hook | LED | 1 | 212 | [8 empty] | CE | [6 empty] | 66 | 5000 | 877x246x100 |  | 220-240V |  | 5 |  | 61 | 3 | 80 |  | 5000 |  | 149940 | >=0.9 | 345000 |  | 562000 | 119.339 |  |  | 9 | L6 | 25 | max. 10% at 100.000 hrs |  | Available | 850/339 | Cx=0.3446. Cy=0.3551 | Class I | IK08 | IP66 | IP66 | 50 | 1156.3636 | -25 | 1 | 212 | RAL9016 | 50-60Hz | Passive | LED | dimmable | High Bay Rectangular | DUROS | Indoor Industrial |  | 20.8 | 25300 | No sensor | 153000 |  |  | Mounting bracket or Y-hook cable |  |  |  | 338100
TBD | DUR1-30-850-L5-DL-… | image | datasheet | deeplink | TUNGSRAM - DUROS - 26100lm - 212W - 5000K - 80CRI - TBD[SKU] - Bracket or Y-hook | 4.8 | Bracket or Y-hook | LED | 1 | 212 | [8 empty] | CE | [6 empty] | 66 | 5000 | 877x246x100 |  | 220-240V |  | 5 |  | 53 | 3 | 80 |  | 5000 |  | 149940 | >=0.9 | 345000 |  | 562000 | 123.113 |  |  | 9 | L5 | 25 | max. 10% at 100.000 hrs |  | Available | 850/339 | Cx=0.3446. Cy=0.3551 | Class I | IK08 | IP66 | IP66 | 50 | 1156.3636 | -25 | 1 | 212 | RAL9016 | 50-60Hz | Passive | LED | dimmable | High Bay Rectangular | DUROS | Indoor Industrial |  | 24.3 | 26100 | No sensor | 153000 |  |  | Mounting bracket or Y-hook cable |  |  |  | 338100
TBD | DUR1-30-850-L4-DL-… | image | datasheet | deeplink | TUNGSRAM - DUROS - 24100lm - 212W - 5000K - 80CRI - TBD[SKU] - Bracket or Y-hook | 4.8 | Bracket or Y-hook | LED | 1 | 212 | [8 empty] | CE | [6 empty] | 66 | 5000 | 877x246x100 |  | 220-240V |  | 5 |  | 38 | 3 | 80 |  | 5000 |  | 149940 | >=0.9 | 345000 |  | 562000 | 113.679 |  |  | 9 | L4 | 25 | max. 10% at 100.000 hrs |  | Available | 850/339 | Cx=0.3446. Cy=0.3551 | Class I | IK08 | IP66 | IP66 | 50 | 1156.3636 | -25 | 1 | 212 | RAL9016 | 50-60Hz | Passive | LED | dimmable | High Bay Rectangular | DUROS | Indoor Industrial |  | 23.2 | 24100 | No sensor | 153000 |  |  | Mounting bracket or Y-hook cable |  |  |  | 338100
TBD | DUR1-30-850-L2-DL-… | image | datasheet | deeplink | TUNGSRAM - DUROS - 24600lm - 212W - 5000K - 80CRI - TBD[SKU] - Bracket or Y-hook | 4.8 | Bracket or Y-hook | LED | 1 | 212 | [8 empty] | CE | [6 empty] | 66 | 5000 | 877x246x100 |  | 220-240V |  | 5 |  | 24 | 3 | 80 |  | 5000 |  | 149940 | >=0.9 | 345000 |  | 562000 | 116.037 |  |  | 9 | L2 | 25 | max. 10% at 100.000 hrs |  | Available | 850/339 | Cx=0.3446. Cy=0.3551 | Class I | IK08 | IP66 | IP66 | 50 | 1156.3636 | -25 | 1 | 212 | RAL9016 | 50-60Hz | Passive | LED | dimmable | High Bay Rectangular | DUROS | Indoor Industrial |  | 24.8 | 24600 | No sensor | 153000 |  |  | Mounting bracket or Y-hook cable |  |  |  | 338100
TBD | DUR1-25-850-L10-DL-… | image | datasheet | deeplink | TUNGSRAM - DUROS - 22300lm - 193W - 5000K - 80CRI - TBD[SKU] - Bracket or Y-hook | 4.8 | Bracket or Y-hook | LED | 1 | 193 | [8 empty] | CE | [6 empty] | 66 | 5000 | 877x246x100 |  | 220-240V |  | 5 |  | 98x33 | 3 | 80 |  | 5000 |  | 292040 | >=0.9 | 620000 |  | 985000 | 115.544 |  |  | 9 | L10 | 25 | max. 10% at 100.000 hrs |  | Available | 850/339 | Cx=0.3446. Cy=0.3551 | Class I | IK08 | IP66 | IP66 | 50 | 1052.7273 | -25 | 1 | 193 | RAL9016 | 50-60Hz | Passive | LED | dimmable | High Bay Rectangular | DUROS | Indoor Industrial |  | 29.3 | 22300 | No sensor | 298000 |  |  | Mounting bracket or Y-hook cable |  |  |  | 607600
TBD | DUR1-25-850-L9-DL-… | image | datasheet | deeplink | TUNGSRAM - DUROS - 24100lm - 193W - 5000K - 80CRI - TBD[SKU] - Bracket or Y-hook | 4.8 | Bracket or Y-hook | LED | 1 | 193 | [8 empty] | CE | [6 empty] | 66 | 5000 | 877x246x100 |  | 220-240V |  | 5 |  | 92 | 3 | 80 |  | 5000 |  | 292040 | >=0.9 | 620000 |  | 985000 | 124.87 |  |  | 9 | L9 | 25 | max. 10% at 100.000 hrs |  | Available | 850/339 | Cx=0.3446. Cy=0.3551 | Class I | IK08 | IP66 | IP66 | 50 | 1052.7273 | -25 | 1 | 193 | RAL9016 | 50-60Hz | Passive | LED | dimmable | High Bay Rectangular | DUROS | Indoor Industrial |  | 23.6 | 24100 | No sensor | 298000 |  |  | Mounting bracket or Y-hook cable |  |  |  | 607600
TBD | DUR1-25-850-L8-DL-… | image | datasheet | deeplink | TUNGSRAM - DUROS - 21700lm - 193W - 5000K - 80CRI - TBD[SKU] - Bracket or Y-hook | 4.8 | Bracket or Y-hook | LED | 1 | 193 | [8 empty] | CE | [6 empty] | 66 | 5000 | 877x246x100 |  | 220-240V |  | 5 |  | 84 | 3 | 80 |  | 5000 |  | 292040 | >=0.9 | 620000 |  | 985000 | 112.435 |  |  | 9 | L8 | 25 | max. 10% at 100.000 hrs |  | Available | 850/339 | Cx=0.3446. Cy=0.3551 | Class I | IK08 | IP66 | IP66 | 50 | 1052.7273 | -25 | 1 | 193 | RAL9016 | 50-60Hz | Passive | LED | dimmable | High Bay Rectangular | DUROS | Indoor Industrial |  | 24.6 | 21700 | No sensor | 298000 |  |  | Mounting bracket or Y-hook cable |  |  |  | 607600
TBD | DUR1-25-850-L6-DL-… | image | datasheet | deeplink | TUNGSRAM - DUROS - 23700lm - 193W - 5000K - 80CRI - TBD[SKU] - Bracket or Y-hook | 4.8 | Bracket or Y-hook | LED | 1 | 193 | [8 empty] | CE | [6 empty] | 66 | 5000 | 877x246x100 |  | 220-240V |  | 5 |  | 61 | 3 | 80 |  | 5000 |  | 292040 | >=0.9 | 620000 |  | 985000 | 122.797 |  |  | 9 | L6 | 25 | max. 10% at 100.000 hrs |  | Available | 850/339 | Cx=0.3446. Cy=0.3551 | Class I | IK08 | IP66 | IP66 | 50 | 1052.7273 | -25 | 1 | 193 | RAL9016 | 50-60Hz | Passive | LED | dimmable | High Bay Rectangular | DUROS | Indoor Industrial |  | 20.6 | 23700 | No sensor | 298000 |  |  | Mounting bracket or Y-hook cable |  |  |  | 607600
TBD | DUR1-25-850-L5-DL-… | image | datasheet | deeplink | TUNGSRAM - DUROS - 24400lm - 193W - 5000K - 80CRI - TBD[SKU] - Bracket or Y-hook | 4.8 | Bracket or Y-hook | LED | 1 | 193 | [8 empty] | CE | [6 empty] | 66 | 5000 | 877x246x100 |  | 220-240V |  | 5 |  | 53 | 3 | 80 |  | 5000 |  | 292040 | >=0.9 | 620000 |  | 985000 | 126.424 |  |  | 9 | L5 | 25 | max. 10% at 100.000 hrs |  | Available | 850/339 | Cx=0.3446. Cy=0.3551 | Class I | IK08 | IP66 | IP66 | 50 | 1052.7273 | -25 | 1 | 193 | RAL9016 | 50-60Hz | Passive | LED | dimmable | High Bay Rectangular | DUROS | Indoor Industrial |  | 24.1 | 24400 | No sensor | 298000 |  |  | Mounting bracket or Y-hook cable |  |  |  | 607600
TBD | DUR1-25-850-L4-DL-… | image | datasheet | deeplink | TUNGSRAM - DUROS - 22600lm - 193W - 5000K - 80CRI - TBD[SKU] - Bracket or Y-hook | 4.8 | Bracket or Y-hook | LED | 1 | 193 | [8 empty] | CE | [6 empty] | 66 | 5000 | 877x246x100 |  | 220-240V |  | 5 |  | 38 | 3 | 80 |  | 5000 |  | 292040 | >=0.9 | 620000 |  | 985000 | 117.098 |  |  | 9 | L4 | 25 | max. 10% at 100.000 hrs |  | Available | 850/339 | Cx=0.3446. Cy=0.3551 | Class I | IK08 | IP66 | IP66 | 50 | 1052.7273 | -25 | 1 | 193 | RAL9016 | 50-60Hz | Passive | LED | dimmable | High Bay Rectangular | DUROS | Indoor Industrial |  | 22.9 | 22600 | No sensor | 298000 |  |  | Mounting bracket or Y-hook cable |  |  |  | 607600
TBD | DUR1-25-850-L2-DL-… | image | datasheet | deeplink | TUNGSRAM - DUROS - 23000lm - 193W - 5000K - 80CRI - TBD[SKU] - Bracket or Y-hook | 4.8 | Bracket or Y-hook | LED | 1 | 193 | [8 empty] | CE | [6 empty] | 66 | 5000 | 877x246x100 |  | 220-240V |  | 5 |  | 24 | 3 | 80 |  | 5000 |  | 292040 | >=0.9 | 620000 |  | 985000 | 119.17 |  |  | 9 | L2 | 25 | max. 10% at 100.000 hrs |  | Available | 850/339 | Cx=0.3446. Cy=0.3551 | Class I | IK08 | IP66 | IP66 | 50 | 1052.7273 | -25 | 1 | 193 | RAL9016 | 50-60Hz | Passive | LED | dimmable | High Bay Rectangular | DUROS | Indoor Industrial |  | 24.6 | 23000 | No sensor | 298000 |  |  | Mounting bracket or Y-hook cable |  |  |  | 607600
TBD | DUR1-20-850-L10-DL-… | image | datasheet | deeplink | TUNGSRAM - DUROS - 17700lm - 153W - 5000K - 80CRI - TBD[SKU] - Bracket or Y-hook | 3.3 | Bracket or Y-hook | LED | 1 | 153 | [8 empty] | CE | [6 empty] | 66 | 5000 | 671x246x100 |  | 220-240V |  | 5 |  | 98x33 | 3 | 80 |  | 5000 |  | 224420 | >=0.9 | 477000 |  | 757000 | 115.686 |  |  | 9 | L10 | 25 | max. 10% at 100.000 hrs |  | Available | 850/339 | Cx=0.3446. Cy=0.3551 | Class I | IK08 | IP66 | IP66 | 50 | 834.5455 | -25 | 1 | 153 | RAL9016 | 50-60Hz | Passive | LED | dimmable | High Bay Rectangular | DUROS | Indoor Industrial |  | 28.5 | 17700 | No sensor | 229000 |  |  | Mounting bracket or Y-hook cable |  |  |  | 467460
TBD | DUR1-20-850-L9-DL-… | image | datasheet | deeplink | TUNGSRAM - DUROS - 19200lm - 153W - 5000K - 80CRI - TBD[SKU] - Bracket or Y-hook | 3.3 | Bracket or Y-hook | LED | 1 | 153 | [8 empty] | CE | [6 empty] | 66 | 5000 | 671x246x100 |  | 220-240V |  | 5 |  | 92 | 3 | 80 |  | 5000 |  | 224420 | >=0.9 | 477000 |  | 757000 | 125.49 |  |  | 9 | L9 | 25 | max. 10% at 100.000 hrs |  | Available | 850/339 | Cx=0.3446. Cy=0.3551 | Class I | IK08 | IP66 | IP66 | 50 | 834.5455 | -25 | 1 | 153 | RAL9016 | 50-60Hz | Passive | LED | dimmable | High Bay Rectangular | DUROS | Indoor Industrial |  | 22.8 | 19200 | No sensor | 229000 |  |  | Mounting bracket or Y-hook cable |  |  |  | 467460
TBD | DUR1-20-850-L8-DL-… | image | datasheet | deeplink | TUNGSRAM - DUROS - 17200lm - 153W - 5000K - 80CRI - TBD[SKU] - Bracket or Y-hook | 3.3 | Bracket or Y-hook | LED | 1 | 153 | [8 empty] | CE | [6 empty] | 66 | 5000 | 671x246x100 |  | 220-240V |  | 5 |  | 84 | 3 | 80 |  | 5000 |  | 224420 | >=0.9 | 477000 |  | 757000 | 112.418 |  |  | 9 | L8 | 25 | max. 10% at 100.000 hrs |  | Available | 850/339 | Cx=0.3446. Cy=0.3551 | Class I | IK08 | IP66 | IP66 | 50 | 834.5455 | -25 | 1 | 153 | RAL9016 | 50-60Hz | Passive | LED | dimmable | High Bay Rectangular | DUROS | Indoor Industrial |  | 23.8 | 17200 | No sensor | 229000 |  |  | Mounting bracket or Y-hook cable |  |  |  | 467460
TBD | DUR1-20-850-L6-DL-… | image | datasheet | deeplink | TUNGSRAM - DUROS - 18800lm - 153W - 5000K - 80CRI - TBD[SKU] - Bracket or Y-hook | 3.3 | Bracket or Y-hook | LED | 1 | 153 | [8 empty] | CE | [6 empty] | 66 | 5000 | 671x246x100 |  | 220-240V |  | 5 |  | 61 | 3 | 80 |  | 5000 |  | 224420 | >=0.9 | 477000 |  | 757000 | 122.875 |  |  | 9 | L6 | 25 | max. 10% at 100.000 hrs |  | Available | 850/339 | Cx=0.3446. Cy=0.3551 | Class I | IK08 | IP66 | IP66 | 50 | 834.5455 | -25 | 1 | 153 | RAL9016 | 50-60Hz | Passive | LED | dimmable | High Bay Rectangular | DUROS | Indoor Industrial |  | 19.8 | 18800 | No sensor | 229000 |  |  | Mounting bracket or Y-hook cable |  |  |  | 467460
TBD | DUR1-20-850-L5-DL-… | image | datasheet | deeplink | TUNGSRAM - DUROS - 19400lm - 153W - 5000K - 80CRI - TBD[SKU] - Bracket or Y-hook | 3.3 | Bracket or Y-hook | LED | 1 | 153 | [8 empty] | CE | [6 empty] | 66 | 5000 | 671x246x100 |  | 220-240V |  | 5 |  | 53 | 3 | 80 |  | 5000 |  | 224420 | >=0.9 | 477000 |  | 757000 | 126.797 |  |  | 9 | L5 | 25 | max. 10% at 100.000 hrs |  | Available | 850/339 | Cx=0.3446. Cy=0.3551 | Class I | IK08 | IP66 | IP66 | 50 | 834.5455 | -25 | 1 | 153 | RAL9016 | 50-60Hz | Passive | LED | dimmable | High Bay Rectangular | DUROS | Indoor Industrial |  | 23.3 | 19400 | No sensor | 229000 |  |  | Mounting bracket or Y-hook cable |  |  |  | 467460
TBD | DUR1-20-850-L4-DL-… | image | datasheet | deeplink | TUNGSRAM - DUROS - 17900lm - 153W - 5000K - 80CRI - TBD[SKU] - Bracket or Y-hook | 3.3 | Bracket or Y-hook | LED | 1 | 153 | [8 empty] | CE | [6 empty] | 66 | 5000 | 671x246x100 |  | 220-240V |  | 5 |  | 38 | 3 | 80 |  | 5000 |  | 224420 | >=0.9 | 477000 |  | 757000 | 116.993 |  |  | 9 | L4 | 25 | max. 10% at 100.000 hrs |  | Available | 850/339 | Cx=0.3446. Cy=0.3551 | Class I | IK08 | IP66 | IP66 | 50 | 834.5455 | -25 | 1 | 153 | RAL9016 | 50-60Hz | Passive | LED | dimmable | High Bay Rectangular | DUROS | Indoor Industrial |  | 22.1 | 17900 | No sensor | 229000 |  |  | Mounting bracket or Y-hook cable |  |  |  | 467460
TBD | DUR1-20-850-L2-DL-… | image | datasheet | deeplink | TUNGSRAM - DUROS - 18300lm - 153W - 5000K - 80CRI - TBD[SKU] - Bracket or Y-hook | 3.3 | Bracket or Y-hook | LED | 1 | 153 | [8 empty] | CE | [6 empty] | 66 | 5000 | 671x246x100 |  | 220-240V |  | 5 |  | 24 | 3 | 80 |  | 5000 |  | 224420 | >=0.9 | 477000 |  | 757000 | 119.607 |  |  | 9 | L2 | 25 | max. 10% at 100.000 hrs |  | Available | 850/339 | Cx=0.3446. Cy=0.3551 | Class I | IK08 | IP66 | IP66 | 50 | 834.5455 | -25 | 1 | 153 | RAL9016 | 50-60Hz | Passive | LED | dimmable | High Bay Rectangular | DUROS | Indoor Industrial |  | 23.8 | 18300 | No sensor | 229000 |  |  | Mounting bracket or Y-hook cable |  |  |  | 467460
TBD | DUR1-15-850-L10-DL-… | image | datasheet | deeplink | TUNGSRAM - DUROS - 13400lm - 103W - 5000K - 80CRI - TBD[SKU] - Bracket or Y-hook | 3.3 | Bracket or Y-hook | LED | 1 | 103 | [8 empty] | CE | [6 empty] | 66 | 5000 | 671x246x100 |  | 220-240V |  | 5 |  | 98x33 | 3 | 80 |  | 5000 |  | 558600 | >=0.9 | 1190000 |  | 1890000 | 130.097 |  |  | 9 | L10 | 25 | max. 10% at 100.000 hrs |  | Available | 850/339 | Cx=0.3446. Cy=0.3551 | Class I | IK08 | IP66 | IP66 | 50 | 561.8182 | -25 | 1 | 103 | RAL9016 | 50-60Hz | Passive | LED | dimmable | High Bay Rectangular | DUROS | Indoor Industrial |  | 27.5 | 13400 | No sensor | 570000 |  |  | Mounting bracket or Y-hook cable |  |  |  | 1166200
TBD | DUR1-15-850-L9-DL-… | image | datasheet | deeplink | TUNGSRAM - DUROS - 14400lm - 103W - 5000K - 80CRI - TBD[SKU] - Bracket or Y-hook | 3.3 | Bracket or Y-hook | LED | 1 | 103 | [8 empty] | CE | [6 empty] | 66 | 5000 | 671x246x100 |  | 220-240V |  | 5 |  | 92 | 3 | 80 |  | 5000 |  | 558600 | >=0.9 | 1190000 |  | 1890000 | 139.805 |  |  | 9 | L9 | 25 | max. 10% at 100.000 hrs |  | Available | 850/339 | Cx=0.3446. Cy=0.3551 | Class I | IK08 | IP66 | IP66 | 50 | 561.8182 | -25 | 1 | 103 | RAL9016 | 50-60Hz | Passive | LED | dimmable | High Bay Rectangular | DUROS | Indoor Industrial |  | 21.8 | 14400 | No sensor | 570000 |  |  | Mounting bracket or Y-hook cable |  |  |  | 1166200
TBD | DUR1-15-850-L8-DL-… | image | datasheet | deeplink | TUNGSRAM - DUROS - 13000lm - 103W - 5000K - 80CRI - TBD[SKU] - Bracket or Y-hook | 3.3 | Bracket or Y-hook | LED | 1 | 103 | [8 empty] | CE | [6 empty] | 66 | 5000 | 671x246x100 |  | 220-240V |  | 5 |  | 84 | 3 | 80 |  | 5000 |  | 558600 | >=0.9 | 1190000 |  | 1890000 | 126.213 |  |  | 9 | L8 | 25 | max. 10% at 100.000 hrs |  | Available | 850/339 | Cx=0.3446. Cy=0.3551 | Class I | IK08 | IP66 | IP66 | 50 | 561.8182 | -25 | 1 | 103 | RAL9016 | 50-60Hz | Passive | LED | dimmable | High Bay Rectangular | DUROS | Indoor Industrial |  | 22.8 | 13000 | No sensor | 570000 |  |  | Mounting bracket or Y-hook cable |  |  |  | 1166200
TBD | DUR1-15-850-L6-DL-… | image | datasheet | deeplink | TUNGSRAM - DUROS - 14200lm - 103W - 5000K - 80CRI - TBD[SKU] - Bracket or Y-hook | 3.3 | Bracket or Y-hook | LED | 1 | 103 | [8 empty] | CE | [6 empty] | 66 | 5000 | 671x246x100 |  | 220-240V |  | 5 |  | 61 | 3 | 80 |  | 5000 |  | 558600 | >=0.9 | 1190000 |  | 1890000 | 137.864 |  |  | 9 | L6 | 25 | max. 10% at 100.000 hrs |  | Available | 850/339 | Cx=0.3446. Cy=0.3551 | Class I | IK08 | IP66 | IP66 | 50 | 561.8182 | -25 | 1 | 103 | RAL9016 | 50-60Hz | Passive | LED | dimmable | High Bay Rectangular | DUROS | Indoor Industrial |  | 18.8 | 14200 | No sensor | 570000 |  |  | Mounting bracket or Y-hook cable |  |  |  | 1166200
TBD | DUR1-15-850-L5-DL-… | image | datasheet | deeplink | TUNGSRAM - DUROS - 14600lm - 103W - 5000K - 80CRI - TBD[SKU] - Bracket or Y-hook | 3.3 | Bracket or Y-hook | LED | 1 | 103 | [8 empty] | CE | [6 empty] | 66 | 5000 | 671x246x100 |  | 220-240V |  | 5 |  | 53 | 3 | 80 |  | 5000 |  | 558600 | >=0.9 | 1190000 |  | 1890000 | 141.747 |  |  | 9 | L5 | 25 | max. 10% at 100.000 hrs |  | Available | 850/339 | Cx=0.3446. Cy=0.3551 | Class I | IK08 | IP66 | IP66 | 50 | 561.8182 | -25 | 1 | 103 | RAL9016 | 50-60Hz | Passive | LED | dimmable | High Bay Rectangular | DUROS | Indoor Industrial |  | 22.3 | 14600 | No sensor | 570000 |  |  | Mounting bracket or Y-hook cable |  |  |  | 1166200
TBD | DUR1-15-850-L4-DL-… | image | datasheet | deeplink | TUNGSRAM - DUROS - 13500lm - 103W - 5000K - 80CRI - TBD[SKU] - Bracket or Y-hook | 3.3 | Bracket or Y-hook | LED | 1 | 103 | [8 empty] | CE | [6 empty] | 66 | 5000 | 671x246x100 |  | 220-240V |  | 5 |  | 38 | 3 | 80 |  | 5000 |  | 558600 | >=0.9 | 1190000 |  | 1890000 | 131.067 |  |  | 9 | L4 | 25 | max. 10% at 100.000 hrs |  | Available | 850/339 | Cx=0.3446. Cy=0.3551 | Class I | IK08 | IP66 | IP66 | 50 | 561.8182 | -25 | 1 | 103 | RAL9016 | 50-60Hz | Passive | LED | dimmable | High Bay Rectangular | DUROS | Indoor Industrial |  | 21.1 | 13500 | No sensor | 570000 |  |  | Mounting bracket or Y-hook cable |  |  |  | 1166200
TBD | DUR1-15-850-L2-DL-… | image | datasheet | deeplink | TUNGSRAM - DUROS - 13800lm - 103W - 5000K - 80CRI - TBD[SKU] - Bracket or Y-hook | 3.3 | Bracket or Y-hook | LED | 1 | 103 | [8 empty] | CE | [6 empty] | 66 | 5000 | 671x246x100 |  | 220-240V |  | 5 |  | 24 | 3 | 80 |  | 5000 |  | 558600 | >=0.9 | 1190000 |  | 1890000 | 133.98 |  |  | 9 | L2 | 25 | max. 10% at 100.000 hrs |  | Available | 850/339 | Cx=0.3446. Cy=0.3551 | Class I | IK08 | IP66 | IP66 | 50 | 561.8182 | -25 | 1 | 103 | RAL9016 | 50-60Hz | Passive | LED | dimmable | High Bay Rectangular | DUROS | Indoor Industrial |  | 22.8 | 13800 | No sensor | 570000 |  |  | Mounting bracket or Y-hook cable |  |  |  | 1166200
TBD | DUR1-10-850-L10-DL-… | image | datasheet | deeplink | TUNGSRAM - DUROS - 8800lm - 72W - 5000K - 80CRI - TBD[SKU] - Bracket or Y-hook | 2.6 | Bracket or Y-hook | LED | 1 | 72 | [8 empty] | CE | [6 empty] | 66 | 5000 | 564x246x100 |  | 220-240V |  | 5 |  | 98x33 | 3 | 80 |  | 5000 |  | 509600 | >=0.9 | 1070000 |  | 1710000 | 122.222 |  |  | 9 | L10 | 25 | max. 10% at 100.000 hrs |  | Available | 850/339 | Cx=0.3446. Cy=0.3551 | Class I | IK08 | IP66 | IP66 | 50 | 392.7273 | -25 | 1 | 72 | RAL9016 | 50-60Hz | Passive | LED | dimmable | High Bay Rectangular | DUROS | Indoor Industrial |  | 26.1 | 8800 | No sensor | 520000 |  |  | Mounting bracket or Y-hook cable |  |  |  | 1048600
TBD | DUR1-10-850-L9-DL-… | image | datasheet | deeplink | TUNGSRAM - DUROS - 9600lm - 72W - 5000K - 80CRI - TBD[SKU] - Bracket or Y-hook | 2.6 | Bracket or Y-hook | LED | 1 | 72 | [8 empty] | CE | [6 empty] | 66 | 5000 | 564x246x100 |  | 220-240V |  | 5 |  | 92 | 3 | 80 |  | 5000 |  | 509600 | >=0.9 | 1070000 |  | 1710000 | 133.333 |  |  | 9 | L9 | 25 | max. 10% at 100.000 hrs |  | Available | 850/339 | Cx=0.3446. Cy=0.3551 | Class I | IK08 | IP66 | IP66 | 50 | 392.7273 | -25 | 1 | 72 | RAL9016 | 50-60Hz | Passive | LED | dimmable | High Bay Rectangular | DUROS | Indoor Industrial |  | 20.4 | 9600 | No sensor | 520000 |  |  | Mounting bracket or Y-hook cable |  |  |  | 1048600
TBD | DUR1-10-850-L8-DL-… | image | datasheet | deeplink | TUNGSRAM - DUROS - 8600lm - 72W - 5000K - 80CRI - TBD[SKU] - Bracket or Y-hook | 2.6 | Bracket or Y-hook | LED | 1 | 72 | [8 empty] | CE | [6 empty] | 66 | 5000 | 564x246x100 |  | 220-240V |  | 5 |  | 84 | 3 | 80 |  | 5000 |  | 509600 | >=0.9 | 1070000 |  | 1710000 | 119.444 |  |  | 9 | L8 | 25 | max. 10% at 100.000 hrs |  | Available | 850/339 | Cx=0.3446. Cy=0.3551 | Class I | IK08 | IP66 | IP66 | 50 | 392.7273 | -25 | 1 | 72 | RAL9016 | 50-60Hz | Passive | LED | dimmable | High Bay Rectangular | DUROS | Indoor Industrial |  | 21.4 | 8600 | No sensor | 520000 |  |  | Mounting bracket or Y-hook cable |  |  |  | 1048600
TBD | DUR1-10-850-L6-DL-… | image | datasheet | deeplink | TUNGSRAM - DUROS - 9400lm - 72W - 5000K - 80CRI - TBD[SKU] - Bracket or Y-hook | 2.6 | Bracket or Y-hook | LED | 1 | 72 | [8 empty] | CE | [6 empty] | 66 | 5000 | 564x246x100 |  | 220-240V |  | 5 |  | 61 | 3 | 80 |  | 5000 |  | 509600 | >=0.9 | 1070000 |  | 1710000 | 130.555 |  |  | 9 | L6 | 25 | max. 10% at 100.000 hrs |  | Available | 850/339 | Cx=0.3446. Cy=0.3551 | Class I | IK08 | IP66 | IP66 | 50 | 392.7273 | -25 | 1 | 72 | RAL9016 | 50-60Hz | Passive | LED | dimmable | High Bay Rectangular | DUROS | Indoor Industrial |  | 17.4 | 9400 | No sensor | 520000 |  |  | Mounting bracket or Y-hook cable |  |  |  | 1048600
TBD | DUR1-10-850-L5-DL-… | image | datasheet | deeplink | TUNGSRAM - DUROS - 9700lm - 72W - 5000K - 80CRI - TBD[SKU] - Bracket or Y-hook | 2.6 | Bracket or Y-hook | LED | 1 | 72 | [8 empty] | CE | [6 empty] | 66 | 5000 | 564x246x100 |  | 220-240V |  | 5 |  | 53 | 3 | 80 |  | 5000 |  | 509600 | >=0.9 | 1070000 |  | 1710000 | 134.722 |  |  | 9 | L5 | 25 | max. 10% at 100.000 hrs |  | Available | 850/339 | Cx=0.3446. Cy=0.3551 | Class I | IK08 | IP66 | IP66 | 50 | 392.7273 | -25 | 1 | 72 | RAL9016 | 50-60Hz | Passive | LED | dimmable | High Bay Rectangular | DUROS | Indoor Industrial |  | 20.9 | 9700 | No sensor | 520000 |  |  | Mounting bracket or Y-hook cable |  |  |  | 1048600
TBD | DUR1-10-850-L4-DL-… | image | datasheet | deeplink | TUNGSRAM - DUROS - 8900lm - 72W - 5000K - 80CRI - TBD[SKU] - Bracket or Y-hook | 2.6 | Bracket or Y-hook | LED | 1 | 72 | [8 empty] | CE | [6 empty] | 66 | 5000 | 564x246x100 |  | 220-240V |  | 5 |  | 38 | 3 | 80 |  | 5000 |  | 509600 | >=0.9 | 1070000 |  | 1710000 | 123.611 |  |  | 9 | L4 | 25 | max. 10% at 100.000 hrs |  | Available | 850/339 | Cx=0.3446. Cy=0.3551 | Class I | IK08 | IP66 | IP66 | 50 | 392.7273 | -25 | 1 | 72 | RAL9016 | 50-60Hz | Passive | LED | dimmable | High Bay Rectangular | DUROS | Indoor Industrial |  | 19.7 | 8900 | No sensor | 520000 |  |  | Mounting bracket or Y-hook cable |  |  |  | 1048600
TBD | DUR1-10-850-L2-DL-… | image | datasheet | deeplink | TUNGSRAM - DUROS - 9100lm - 72W - 5000K - 80CRI - TBD[SKU] - Bracket or Y-hook | 2.6 | Bracket or Y-hook | LED | 1 | 72 | [8 empty] | CE | [6 empty] | 66 | 5000 | 564x246x100 |  | 220-240V |  | 5 |  | 24 | 3 | 80 |  | 5000 |  | 509600 | >=0.9 | 1070000 |  | 1710000 | 126.388 |  |  | 9 | L2 | 25 | max. 10% at 100.000 hrs |  | Available | 850/339 | Cx=0.3446. Cy=0.3551 | Class I | IK08 | IP66 | IP66 | 50 | 392.7273 | -25 | 1 | 72 | RAL9016 | 50-60Hz | Passive | LED | dimmable | High Bay Rectangular | DUROS | Indoor Industrial |  | 21.4 | 9100 | No sensor | 520000 |  |  | Mounting bracket or Y-hook cable |  |  |  | 1048600
TBD | DUR1-30-840-L10-DL-… | image | datasheet | deeplink | TUNGSRAM - DUROS - 23900lm - 212W - 4000K - 80CRI - TBD[SKU] - Bracket or Y-hook | 4.8 | Bracket or Y-hook | LED | 1 | 212 | [8 empty] | CE | [6 empty] | 66 | 4000 | 877x246x100 |  | 220-240V |  | 5 |  | 98x33 | 3 | 80 |  | 4000 |  | 149940 | >=0.9 | 345000 |  | 562000 | 112.735 |  |  | 9 | L10 | 25 | max. 10% at 100.000 hrs |  | Available | 840/339 | Cx=0.3818. Cy=0.3796 | Class I | IK08 | IP66 | IP66 | 50 | 1156.3636 | -25 | 1 | 212 | RAL9016 | 50-60Hz | Passive | LED | dimmable | High Bay Rectangular | DUROS | Indoor Industrial |  | 29.5 | 23900 | No sensor | 153000 |  |  | Mounting bracket or Y-hook cable |  |  |  | 338100
TBD | DUR1-30-840-L9-DL-… | image | datasheet | deeplink | TUNGSRAM - DUROS - 25800lm - 212W - 4000K - 80CRI - TBD[SKU] - Bracket or Y-hook | 4.8 | Bracket or Y-hook | LED | 1 | 212 | [8 empty] | CE | [6 empty] | 66 | 4000 | 877x246x100 |  | 220-240V |  | 5 |  | 92 | 3 | 80 |  | 4000 |  | 149940 | >=0.9 | 345000 |  | 562000 | 121.698 |  |  | 9 | L9 | 25 | max. 10% at 100.000 hrs |  | Available | 840/339 | Cx=0.3818. Cy=0.3796 | Class I | IK08 | IP66 | IP66 | 50 | 1156.3636 | -25 | 1 | 212 | RAL9016 | 50-60Hz | Passive | LED | dimmable | High Bay Rectangular | DUROS | Indoor Industrial |  | 23.8 | 25800 | No sensor | 153000 |  |  | Mounting bracket or Y-hook cable |  |  |  | 338100
TBD | DUR1-30-840-L8-DL-… | image | datasheet | deeplink | TUNGSRAM - DUROS - 23200lm - 212W - 4000K - 80CRI - TBD[SKU] - Bracket or Y-hook | 4.8 | Bracket or Y-hook | LED | 1 | 212 | [8 empty] | CE | [6 empty] | 66 | 4000 | 877x246x100 |  | 220-240V |  | 5 |  | 84 | 3 | 80 |  | 4000 |  | 149940 | >=0.9 | 345000 |  | 562000 | 109.433 |  |  | 9 | L8 | 25 | max. 10% at 100.000 hrs |  | Available | 840/339 | Cx=0.3818. Cy=0.3796 | Class I | IK08 | IP66 | IP66 | 50 | 1156.3636 | -25 | 1 | 212 | RAL9016 | 50-60Hz | Passive | LED | dimmable | High Bay Rectangular | DUROS | Indoor Industrial |  | 24.8 | 23200 | No sensor | 153000 |  |  | Mounting bracket or Y-hook cable |  |  |  | 338100
TBD | DUR1-30-840-L6-DL-… | image | datasheet | deeplink | TUNGSRAM - DUROS - 25300lm - 212W - 4000K - 80CRI - TBD[SKU] - Bracket or Y-hook | 4.8 | Bracket or Y-hook | LED | 1 | 212 | [8 empty] | CE | [6 empty] | 66 | 4000 | 877x246x100 |  | 220-240V |  | 5 |  | 61 | 3 | 80 |  | 4000 |  | 149940 | >=0.9 | 345000 |  | 562000 | 119.339 |  |  | 9 | L6 | 25 | max. 10% at 100.000 hrs |  | Available | 840/339 | Cx=0.3818. Cy=0.3796 | Class I | IK08 | IP66 | IP66 | 50 | 1156.3636 | -25 | 1 | 212 | RAL9016 | 50-60Hz | Passive | LED | dimmable | High Bay Rectangular | DUROS | Indoor Industrial |  | 20.8 | 25300 | No sensor | 153000 |  |  | Mounting bracket or Y-hook cable |  |  |  | 338100
TBD | DUR1-30-840-L5-DL-… | image | datasheet | deeplink | TUNGSRAM - DUROS - 26100lm - 212W - 4000K - 80CRI - TBD[SKU] - Bracket or Y-hook | 4.8 | Bracket or Y-hook | LED | 1 | 212 | [8 empty] | CE | [6 empty] | 66 | 4000 | 877x246x100 |  | 220-240V |  | 5 |  | 53 | 3 | 80 |  | 4000 |  | 149940 | >=0.9 | 345000 |  | 562000 | 123.113 |  |  | 9 | L5 | 25 | max. 10% at 100.000 hrs |  | Available | 840/339 | Cx=0.3818. Cy=0.3796 | Class I | IK08 | IP66 | IP66 | 50 | 1156.3636 | -25 | 1 | 212 | RAL9016 | 50-60Hz | Passive | LED | dimmable | High Bay Rectangular | DUROS | Indoor Industrial |  | 24.3 | 26100 | No sensor | 153000 |  |  | Mounting bracket or Y-hook cable |  |  |  | 338100
TBD | DUR1-30-840-L4-DL-… | image | datasheet | deeplink | TUNGSRAM - DUROS - 24100lm - 212W - 4000K - 80CRI - TBD[SKU] - Bracket or Y-hook | 4.8 | Bracket or Y-hook | LED | 1 | 212 | [8 empty] | CE | [6 empty] | 66 | 4000 | 877x246x100 |  | 220-240V |  | 5 |  | 38 | 3 | 80 |  | 4000 |  | 149940 | >=0.9 | 345000 |  | 562000 | 113.679 |  |  | 9 | L4 | 25 | max. 10% at 100.000 hrs |  | Available | 840/339 | Cx=0.3818. Cy=0.3796 | Class I | IK08 | IP66 | IP66 | 50 | 1156.3636 | -25 | 1 | 212 | RAL9016 | 50-60Hz | Passive | LED | dimmable | High Bay Rectangular | DUROS | Indoor Industrial |  | 23.2 | 24100 | No sensor | 153000 |  |  | Mounting bracket or Y-hook cable |  |  |  | 338100
TBD | DUR1-30-840-L2-DL-… | image | datasheet | deeplink | TUNGSRAM - DUROS - 24600lm - 212W - 4000K - 80CRI - TBD[SKU] - Bracket or Y-hook | 4.8 | Bracket or Y-hook | LED | 1 | 212 | [8 empty] | CE | [6 empty] | 66 | 4000 | 877x246x100 |  | 220-240V |  | 5 |  | 24 | 3 | 80 |  | 4000 |  | 149940 | >=0.9 | 345000 |  | 562000 | 116.037 |  |  | 9 | L2 | 25 | max. 10% at 100.000 hrs |  | Available | 840/339 | Cx=0.3818. Cy=0.3796 | Class I | IK08 | IP66 | IP66 | 50 | 1156.3636 | -25 | 1 | 212 | RAL9016 | 50-60Hz | Passive | LED | dimmable | High Bay Rectangular | DUROS | Indoor Industrial |  | 24.8 | 24600 | No sensor | 153000 |  |  | Mounting bracket or Y-hook cable |  |  |  | 338100
TBD | DUR1-25-840-L10-DL-… | image | datasheet | deeplink | TUNGSRAM - DUROS - 22300lm - 193W - 4000K - 80CRI - TBD[SKU] - Bracket or Y-hook | 4.8 | Bracket or Y-hook | LED | 1 | 193 | [8 empty] | CE | [6 empty] | 66 | 4000 | 877x246x100 |  | 220-240V |  | 5 |  | 98x33 | 3 | 80 |  | 4000 |  | 292040 | >=0.9 | 620000 |  | 985000 | 115.544 |  |  | 9 | L10 | 25 | max. 10% at 100.000 hrs |  | Available | 840/339 | Cx=0.3818. Cy=0.3796 | Class I | IK08 | IP66 | IP66 | 50 | 1052.7273 | -25 | 1 | 193 | RAL9016 | 50-60Hz | Passive | LED | dimmable | High Bay Rectangular | DUROS | Indoor Industrial |  | 29.3 | 22300 | No sensor | 298000 |  |  | Mounting bracket or Y-hook cable |  |  |  | 607600
TBD | DUR1-25-840-L9-DL-… | image | datasheet | deeplink | TUNGSRAM - DUROS - 24100lm - 193W - 4000K - 80CRI - TBD[SKU] - Bracket or Y-hook | 4.8 | Bracket or Y-hook | LED | 1 | 193 | [8 empty] | CE | [6 empty] | 66 | 4000 | 877x246x100 |  | 220-240V |  | 5 |  | 92 | 3 | 80 |  | 4000 |  | 292040 | >=0.9 | 620000 |  | 985000 | 124.87 |  |  | 9 | L9 | 25 | max. 10% at 100.000 hrs |  | Available | 840/339 | Cx=0.3818. Cy=0.3796 | Class I | IK08 | IP66 | IP66 | 50 | 1052.7273 | -25 | 1 | 193 | RAL9016 | 50-60Hz | Passive | LED | dimmable | High Bay Rectangular | DUROS | Indoor Industrial |  | 23.6 | 24100 | No sensor | 298000 |  |  | Mounting bracket or Y-hook cable |  |  |  | 607600
TBD | DUR1-25-840-L8-DL-… | image | datasheet | deeplink | TUNGSRAM - DUROS - 21700lm - 193W - 4000K - 80CRI - TBD[SKU] - Bracket or Y-hook | 4.8 | Bracket or Y-hook | LED | 1 | 193 | [8 empty] | CE | [6 empty] | 66 | 4000 | 877x246x100 |  | 220-240V |  | 5 |  | 84 | 3 | 80 |  | 4000 |  | 292040 | >=0.9 | 620000 |  | 985000 | 112.435 |  |  | 9 | L8 | 25 | max. 10% at 100.000 hrs |  | Available | 840/339 | Cx=0.3818. Cy=0.3796 | Class I | IK08 | IP66 | IP66 | 50 | 1052.7273 | -25 | 1 | 193 | RAL9016 | 50-60Hz | Passive | LED | dimmable | High Bay Rectangular | DUROS | Indoor Industrial |  | 24.6 | 21700 | No sensor | 298000 |  |  | Mounting bracket or Y-hook cable |  |  |  | 607600
TBD | DUR1-25-840-L6-DL-… | image | datasheet | deeplink | TUNGSRAM - DUROS - 23700lm - 193W - 4000K - 80CRI - TBD[SKU] - Bracket or Y-hook | 4.8 | Bracket or Y-hook | LED | 1 | 193 | [8 empty] | CE | [6 empty] | 66 | 4000 | 877x246x100 |  | 220-240V |  | 5 |  | 61 | 3 | 80 |  | 4000 |  | 292040 | >=0.9 | 620000 |  | 985000 | 122.797 |  |  | 9 | L6 | 25 | max. 10% at 100.000 hrs |  | Available | 840/339 | Cx=0.3818. Cy=0.3796 | Class I | IK08 | IP66 | IP66 | 50 | 1052.7273 | -25 | 1 | 193 | RAL9016 | 50-60Hz | Passive | LED | dimmable | High Bay Rectangular | DUROS | Indoor Industrial |  | 20.6 | 23700 | No sensor | 298000 |  |  | Mounting bracket or Y-hook cable |  |  |  | 607600
TBD | DUR1-25-840-L5-DL-… | image | datasheet | deeplink | TUNGSRAM - DUROS - 24400lm - 193W - 4000K - 80CRI - TBD[SKU] - Bracket or Y-hook | 4.8 | Bracket or Y-hook | LED | 1 | 193 | [8 empty] | CE | [6 empty] | 66 | 4000 | 877x246x100 |  | 220-240V |  | 5 |  | 53 | 3 | 80 |  | 4000 |  | 292040 | >=0.9 | 620000 |  | 985000 | 126.424 |  |  | 9 | L5 | 25 | max. 10% at 100.000 hrs |  | Available | 840/339 | Cx=0.3818. Cy=0.3796 | Class I | IK08 | IP66 | IP66 | 50 | 1052.7273 | -25 | 1 | 193 | RAL9016 | 50-60Hz | Passive | LED | dimmable | High Bay Rectangular | DUROS | Indoor Industrial |  | 24.1 | 24400 | No sensor | 298000 |  |  | Mounting bracket or Y-hook cable |  |  |  | 607600
TBD | DUR1-25-840-L4-DL-… | image | datasheet | deeplink | TUNGSRAM - DUROS - 22600lm - 193W - 4000K - 80CRI - TBD[SKU] - Bracket or Y-hook | 4.8 | Bracket or Y-hook | LED | 1 | 193 | [8 empty] | CE | [6 empty] | 66 | 4000 | 877x246x100 |  | 220-240V |  | 5 |  | 38 | 3 | 80 |  | 4000 |  | 292040 | >=0.9 | 620000 |  | 985000 | 117.098 |  |  | 9 | L4 | 25 | max. 10% at 100.000 hrs |  | Available | 840/339 | Cx=0.3818. Cy=0.3796 | Class I | IK08 | IP66 | IP66 | 50 | 1052.7273 | -25 | 1 | 193 | RAL9016 | 50-60Hz | Passive | LED | dimmable | High Bay Rectangular | DUROS | Indoor Industrial |  | 22.9 | 22600 | No sensor | 298000 |  |  | Mounting bracket or Y-hook cable |  |  |  | 607600
TBD | DUR1-25-840-L2-DL-… | image | datasheet | deeplink | TUNGSRAM - DUROS - 23000lm - 193W - 4000K - 80CRI - TBD[SKU] - Bracket or Y-hook | 4.8 | Bracket or Y-hook | LED | 1 | 193 | [8 empty] | CE | [6 empty] | 66 | 4000 | 877x246x100 |  | 220-240V |  | 5 |  | 24 | 3 | 80 |  | 4000 |  | 292040 | >=0.9 | 620000 |  | 985000 | 119.17 |  |  | 9 | L2 | 25 | max. 10% at 100.000 hrs |  | Available | 840/339 | Cx=0.3818. Cy=0.3796 | Class I | IK08 | IP66 | IP66 | 50 | 1052.7273 | -25 | 1 | 193 | RAL9016 | 50-60Hz | Passive | LED | dimmable | High Bay Rectangular | DUROS | Indoor Industrial |  | 24.6 | 23000 | No sensor | 298000 |  |  | Mounting bracket or Y-hook cable |  |  |  | 607600
TBD | DUR1-20-840-L10-DL-… | image | datasheet | deeplink | TUNGSRAM - DUROS - 17700lm - 153W - 4000K - 80CRI - TBD[SKU] - Bracket or Y-hook | 3.3 | Bracket or Y-hook | LED | 1 | 153 | [8 empty] | CE | [6 empty] | 66 | 4000 | 671x246x100 |  | 220-240V |  | 5 |  | 98x33 | 3 | 80 |  | 4000 |  | 224420 | >=0.9 | 477000 |  | 757000 | 115.686 |  |  | 9 | L10 | 25 | max. 10% at 100.000 hrs |  | Available | 840/339 | Cx=0.3818. Cy=0.3796 | Class I | IK08 | IP66 | IP66 | 50 | 834.5455 | -25 | 1 | 153 | RAL9016 | 50-60Hz | Passive | LED | dimmable | High Bay Rectangular | DUROS | Indoor Industrial |  | 28.5 | 17700 | No sensor | 229000 |  |  | Mounting bracket or Y-hook cable |  |  |  | 467460
TBD | DUR1-20-840-L9-DL-… | image | datasheet | deeplink | TUNGSRAM - DUROS - 19200lm - 153W - 4000K - 80CRI - TBD[SKU] - Bracket or Y-hook | 3.3 | Bracket or Y-hook | LED | 1 | 153 | [8 empty] | CE | [6 empty] | 66 | 4000 | 671x246x100 |  | 220-240V |  | 5 |  | 92 | 3 | 80 |  | 4000 |  | 224420 | >=0.9 | 477000 |  | 757000 | 125.49 |  |  | 9 | L9 | 25 | max. 10% at 100.000 hrs |  | Available | 840/339 | Cx=0.3818. Cy=0.3796 | Class I | IK08 | IP66 | IP66 | 50 | 834.5455 | -25 | 1 | 153 | RAL9016 | 50-60Hz | Passive | LED | dimmable | High Bay Rectangular | DUROS | Indoor Industrial |  | 22.8 | 19200 | No sensor | 229000 |  |  | Mounting bracket or Y-hook cable |  |  |  | 467460
TBD | DUR1-20-840-L8-DL-… | image | datasheet | deeplink | TUNGSRAM - DUROS - 17200lm - 153W - 4000K - 80CRI - TBD[SKU] - Bracket or Y-hook | 3.3 | Bracket or Y-hook | LED | 1 | 153 | [8 empty] | CE | [6 empty] | 66 | 4000 | 671x246x100 |  | 220-240V |  | 5 |  | 84 | 3 | 80 |  | 4000 |  | 224420 | >=0.9 | 477000 |  | 757000 | 112.418 |  |  | 9 | L8 | 25 | max. 10% at 100.000 hrs |  | Available | 840/339 | Cx=0.3818. Cy=0.3796 | Class I | IK08 | IP66 | IP66 | 50 | 834.5455 | -25 | 1 | 153 | RAL9016 | 50-60Hz | Passive | LED | dimmable | High Bay Rectangular | DUROS | Indoor Industrial |  | 23.8 | 17200 | No sensor | 229000 |  |  | Mounting bracket or Y-hook cable |  |  |  | 467460
TBD | DUR1-20-840-L6-DL-… | image | datasheet | deeplink | TUNGSRAM - DUROS - 18800lm - 153W - 4000K - 80CRI - TBD[SKU] - Bracket or Y-hook | 3.3 | Bracket or Y-hook | LED | 1 | 153 | [8 empty] | CE | [6 empty] | 66 | 4000 | 671x246x100 |  | 220-240V |  | 5 |  | 61 | 3 | 80 |  | 4000 |  | 224420 | >=0.9 | 477000 |  | 757000 | 122.875 |  |  | 9 | L6 | 25 | max. 10% at 100.000 hrs |  | Available | 840/339 | Cx=0.3818. Cy=0.3796 | Class I | IK08 | IP66 | IP66 | 50 | 834.5455 | -25 | 1 | 153 | RAL9016 | 50-60Hz | Passive | LED | dimmable | High Bay Rectangular | DUROS | Indoor Industrial |  | 19.8 | 18800 | No sensor | 229000 |  |  | Mounting bracket or Y-hook cable |  |  |  | 467460
TBD | DUR1-20-840-L5-DL-… | image | datasheet | deeplink | TUNGSRAM - DUROS - 19400lm - 153W - 4000K - 80CRI - TBD[SKU] - Bracket or Y-hook | 3.3 | Bracket or Y-hook | LED | 1 | 153 | [8 empty] | CE | [6 empty] | 66 | 4000 | 671x246x100 |  | 220-240V |  | 5 |  | 53 | 3 | 80 |  | 4000 |  | 224420 | >=0.9 | 477000 |  | 757000 | 126.797 |  |  | 9 | L5 | 25 | max. 10% at 100.000 hrs |  | Available | 840/339 | Cx=0.3818. Cy=0.3796 | Class I | IK08 | IP66 | IP66 | 50 | 834.5455 | -25 | 1 | 153 | RAL9016 | 50-60Hz | Passive | LED | dimmable | High Bay Rectangular | DUROS | Indoor Industrial |  | 23.3 | 19400 | No sensor | 229000 |  |  | Mounting bracket or Y-hook cable |  |  |  | 467460
TBD | DUR1-20-840-L4-DL-… | image | datasheet | deeplink | TUNGSRAM - DUROS - 17900lm - 153W - 4000K - 80CRI - TBD[SKU] - Bracket or Y-hook | 3.3 | Bracket or Y-hook | LED | 1 | 153 | [8 empty] | CE | [6 empty] | 66 | 4000 | 671x246x100 |  | 220-240V |  | 5 |  | 38 | 3 | 80 |  | 4000 |  | 224420 | >=0.9 | 477000 |  | 757000 | 116.993 |  |  | 9 | L4 | 25 | max. 10% at 100.000 hrs |  | Available | 840/339 | Cx=0.3818. Cy=0.3796 | Class I | IK08 | IP66 | IP66 | 50 | 834.5455 | -25 | 1 | 153 | RAL9016 | 50-60Hz | Passive | LED | dimmable | High Bay Rectangular | DUROS | Indoor Industrial |  | 22.1 | 17900 | No sensor | 229000 |  |  | Mounting bracket or Y-hook cable |  |  |  | 467460
TBD | DUR1-20-840-L2-DL-… | image | datasheet | deeplink | TUNGSRAM - DUROS - 18300lm - 153W - 4000K - 80CRI - TBD[SKU] - Bracket or Y-hook | 3.3 | Bracket or Y-hook | LED | 1 | 153 | [8 empty] | CE | [6 empty] | 66 | 4000 | 671x246x100 |  | 220-240V |  | 5 |  | 24 | 3 | 80 |  | 4000 |  | 224420 | >=0.9 | 477000 |  | 757000 | 119.607 |  |  | 9 | L2 | 25 | max. 10% at 100.000 hrs |  | Available | 840/339 | Cx=0.3818. Cy=0.3796 | Class I | IK08 | IP66 | IP66 | 50 | 834.5455 | -25 | 1 | 153 | RAL9016 | 50-60Hz | Passive | LED | dimmable | High Bay Rectangular | DUROS | Indoor Industrial |  | 23.8 | 18300 | No sensor | 229000 |  |  | Mounting bracket or Y-hook cable |  |  |  | 467460
TBD | DUR1-15-840-L10-DL-… | image | datasheet | deeplink | TUNGSRAM - DUROS - 13400lm - 103W - 4000K - 80CRI - TBD[SKU] - Bracket or Y-hook | 3.3 | Bracket or Y-hook | LED | 1 | 103 | [8 empty] | CE | [6 empty] | 66 | 4000 | 671x246x100 |  | 220-240V |  | 5 |  | 98x33 | 3 | 80 |  | 4000 |  | 558600 | >=0.9 | 1190000 |  | 1890000 | 130.097 |  |  | 9 | L10 | 25 | max. 10% at 100.000 hrs |  | Available | 840/339 | Cx=0.3818. Cy=0.3796 | Class I | IK08 | IP66 | IP66 | 50 | 561.8182 | -25 | 1 | 103 | RAL9016 | 50-60Hz | Passive | LED | dimmable | High Bay Rectangular | DUROS | Indoor Industrial |  | 27.5 | 13400 | No sensor | 570000 |  |  | Mounting bracket or Y-hook cable |  |  |  | 1166200
TBD | DUR1-15-840-L9-DL-… | image | datasheet | deeplink | TUNGSRAM - DUROS - 14400lm - 103W - 4000K - 80CRI - TBD[SKU] - Bracket or Y-hook | 3.3 | Bracket or Y-hook | LED | 1 | 103 | [8 empty] | CE | [6 empty] | 66 | 4000 | 671x246x100 |  | 220-240V |  | 5 |  | 92 | 3 | 80 |  | 4000 |  | 558600 | >=0.9 | 1190000 |  | 1890000 | 139.805 |  |  | 9 | L9 | 25 | max. 10% at 100.000 hrs |  | Available | 840/339 | Cx=0.3818. Cy=0.3796 | Class I | IK08 | IP66 | IP66 | 50 | 561.8182 | -25 | 1 | 103 | RAL9016 | 50-60Hz | Passive | LED | dimmable | High Bay Rectangular | DUROS | Indoor Industrial |  | 21.8 | 14400 | No sensor | 570000 |  |  | Mounting bracket or Y-hook cable |  |  |  | 1166200
TBD | DUR1-15-840-L8-DL-… | image | datasheet | deeplink | TUNGSRAM - DUROS - 13000lm - 103W - 4000K - 80CRI - TBD[SKU] - Bracket or Y-hook | 3.3 | Bracket or Y-hook | LED | 1 | 103 | [8 empty] | CE | [6 empty] | 66 | 4000 | 671x246x100 |  | 220-240V |  | 5 |  | 84 | 3 | 80 |  | 4000 |  | 558600 | >=0.9 | 1190000 |  | 1890000 | 126.213 |  |  | 9 | L8 | 25 | max. 10% at 100.000 hrs |  | Available | 840/339 | Cx=0.3818. Cy=0.3796 | Class I | IK08 | IP66 | IP66 | 50 | 561.8182 | -25 | 1 | 103 | RAL9016 | 50-60Hz | Passive | LED | dimmable | High Bay Rectangular | DUROS | Indoor Industrial |  | 22.8 | 13000 | No sensor | 570000 |  |  | Mounting bracket or Y-hook cable |  |  |  | 1166200
TBD | DUR1-15-840-L6-DL-… | image | datasheet | deeplink | TUNGSRAM - DUROS - 14200lm - 103W - 4000K - 80CRI - TBD[SKU] - Bracket or Y-hook | 3.3 | Bracket or Y-hook | LED | 1 | 103 | [8 empty] | CE | [6 empty] | 66 | 4000 | 671x246x100 |  | 220-240V |  | 5 |  | 61 | 3 | 80 |  | 4000 |  | 558600 | >=0.9 | 1190000 |  | 1890000 | 137.864 |  |  | 9 | L6 | 25 | max. 10% at 100.000 hrs |  | Available | 840/339 | Cx=0.3818. Cy=0.3796 | Class I | IK08 | IP66 | IP66 | 50 | 561.8182 | -25 | 1 | 103 | RAL9016 | 50-60Hz | Passive | LED | dimmable | High Bay Rectangular | DUROS | Indoor Industrial |  | 18.8 | 14200 | No sensor | 570000 |  |  | Mounting bracket or Y-hook cable |  |  |  | 1166200
TBD | DUR1-15-840-L5-DL-… | image | datasheet | deeplink | TUNGSRAM - DUROS - 14600lm - 103W - 4000K - 80CRI - TBD[SKU] - Bracket or Y-hook | 3.3 | Bracket or Y-hook | LED | 1 | 103 | [8 empty] | CE | [6 empty] | 66 | 4000 | 671x246x100 |  | 220-240V |  | 5 |  | 53 | 3 | 80 |  | 4000 |  | 558600 | >=0.9 | 1190000 |  | 1890000 | 141.747 |  |  | 9 | L5 | 25 | max. 10% at 100.000 hrs |  | Available | 840/339 | Cx=0.3818. Cy=0.3796 | Class I | IK08 | IP66 | IP66 | 50 | 561.8182 | -25 | 1 | 103 | RAL9016 | 50-60Hz | Passive | LED | dimmable | High Bay Rectangular | DUROS | Indoor Industrial |  | 22.3 | 14600 | No sensor | 570000 |  |  | Mounting bracket or Y-hook cable |  |  |  | 1166200
TBD | DUR1-15-840-L4-DL-… | image | datasheet | deeplink | TUNGSRAM - DUROS - 13500lm - 103W - 4000K - 80CRI - TBD[SKU] - Bracket or Y-hook | 3.3 | Bracket or Y-hook | LED | 1 | 103 | [8 empty] | CE | [6 empty] | 66 | 4000 | 671x246x100 |  | 220-240V |  | 5 |  | 38 | 3 | 80 |  | 4000 |  | 558600 | >=0.9 | 1190000 |  | 1890000 | 131.067 |  |  | 9 | L4 | 25 | max. 10% at 100.000 hrs |  | Available | 840/339 | Cx=0.3818. Cy=0.3796 | Class I | IK08 | IP66 | IP66 | 50 | 561.8182 | -25 | 1 | 103 | RAL9016 | 50-60Hz | Passive | LED | dimmable | High Bay Rectangular | DUROS | Indoor Industrial |  | 21.1 | 13500 | No sensor | 570000 |  |  | Mounting bracket or Y-hook cable |  |  |  | 1166200
TBD | DUR1-15-840-L2-DL-… | image | datasheet | deeplink | TUNGSRAM - DUROS - 13800lm - 103W - 4000K - 80CRI - TBD[SKU] - Bracket or Y-hook | 3.3 | Bracket or Y-hook | LED | 1 | 103 | [8 empty] | CE | [6 empty] | 66 | 4000 | 671x246x100 |  | 220-240V |  | 5 |  | 24 | 3 | 80 |  | 4000 |  | 558600 | >=0.9 | 1190000 |  | 1890000 | 133.98 |  |  | 9 | L2 | 25 | max. 10% at 100.000 hrs |  | Available | 840/339 | Cx=0.3818. Cy=0.3796 | Class I | IK08 | IP66 | IP66 | 50 | 561.8182 | -25 | 1 | 103 | RAL9016 | 50-60Hz | Passive | LED | dimmable | High Bay Rectangular | DUROS | Indoor Industrial |  | 22.8 | 13800 | No sensor | 570000 |  |  | Mounting bracket or Y-hook cable |  |  |  | 1166200
TBD | DUR1-10-840-L10-DL-… | image | datasheet | deeplink | TUNGSRAM - DUROS - 8800lm - 72W - 4000K - 80CRI - TBD[SKU] - Bracket or Y-hook | 2.6 | Bracket or Y-hook | LED | 1 | 72 | [8 empty] | CE | [6 empty] | 66 | 4000 | 564x246x100 |  | 220-240V |  | 5 |  | 98x33 | 3 | 80 |  | 4000 |  | 509600 | >=0.9 | 1070000 |  | 1710000 | 122.222 |  |  | 9 | L10 | 25 | max. 10% at 100.000 hrs |  | Available | 840/339 | Cx=0.3818. Cy=0.3796 | Class I | IK08 | IP66 | IP66 | 50 | 392.7273 | -25 | 1 | 72 | RAL9016 | 50-60Hz | Passive | LED | dimmable | High Bay Rectangular | DUROS | Indoor Industrial |  | 26.1 | 8800 | No sensor | 520000 |  |  | Mounting bracket or Y-hook cable |  |  |  | 1048600
TBD | DUR1-10-840-L9-DL-… | image | datasheet | deeplink | TUNGSRAM - DUROS - 9600lm - 72W - 4000K - 80CRI - TBD[SKU] - Bracket or Y-hook | 2.6 | Bracket or Y-hook | LED | 1 | 72 | [8 empty] | CE | [6 empty] | 66 | 4000 | 564x246x100 |  | 220-240V |  | 5 |  | 92 | 3 | 80 |  | 4000 |  | 509600 | >=0.9 | 1070000 |  | 1710000 | 133.333 |  |  | 9 | L9 | 25 | max. 10% at 100.000 hrs |  | Available | 840/339 | Cx=0.3818. Cy=0.3796 | Class I | IK08 | IP66 | IP66 | 50 | 392.7273 | -25 | 1 | 72 | RAL9016 | 50-60Hz | Passive | LED | dimmable | High Bay Rectangular | DUROS | Indoor Industrial |  | 20.4 | 9600 | No sensor | 520000 |  |  | Mounting bracket or Y-hook cable |  |  |  | 1048600
TBD | DUR1-10-840-L8-DL-… | image | datasheet | deeplink | TUNGSRAM - DUROS - 8600lm - 72W - 4000K - 80CRI - TBD[SKU] - Bracket or Y-hook | 2.6 | Bracket or Y-hook | LED | 1 | 72 | [8 empty] | CE | [6 empty] | 66 | 4000 | 564x246x100 |  | 220-240V |  | 5 |  | 84 | 3 | 80 |  | 4000 |  | 509600 | >=0.9 | 1070000 |  | 1710000 | 119.444 |  |  | 9 | L8 | 25 | max. 10% at 100.000 hrs |  | Available | 840/339 | Cx=0.3818. Cy=0.3796 | Class I | IK08 | IP66 | IP66 | 50 | 392.7273 | -25 | 1 | 72 | RAL9016 | 50-60Hz | Passive | LED | dimmable | High Bay Rectangular | DUROS | Indoor Industrial |  | 21.4 | 8600 | No sensor | 520000 |  |  | Mounting bracket or Y-hook cable |  |  |  | 1048600
TBD | DUR1-10-840-L6-DL-… | image | datasheet | deeplink | TUNGSRAM - DUROS - 9400lm - 72W - 4000K - 80CRI - TBD[SKU] - Bracket or Y-hook | 2.6 | Bracket or Y-hook | LED | 1 | 72 | [8 empty] | CE | [6 empty] | 66 | 4000 | 564x246x100 |  | 220-240V |  | 5 |  | 61 | 3 | 80 |  | 4000 |  | 509600 | >=0.9 | 1070000 |  | 1710000 | 130.555 |  |  | 9 | L6 | 25 | max. 10% at 100.000 hrs |  | Available | 840/339 | Cx=0.3818. Cy=0.3796 | Class I | IK08 | IP66 | IP66 | 50 | 392.7273 | -25 | 1 | 72 | RAL9016 | 50-60Hz | Passive | LED | dimmable | High Bay Rectangular | DUROS | Indoor Industrial |  | 17.4 | 9400 | No sensor | 520000 |  |  | Mounting bracket or Y-hook cable |  |  |  | 1048600
TBD | DUR1-10-840-L5-DL-… | image | datasheet | deeplink | TUNGSRAM - DUROS - 9700lm - 72W - 4000K - 80CRI - TBD[SKU] - Bracket or Y-hook | 2.6 | Bracket or Y-hook | LED | 1 | 72 | [8 empty] | CE | [6 empty] | 66 | 4000 | 564x246x100 |  | 220-240V |  | 5 |  | 53 | 3 | 80 |  | 4000 |  | 509600 | >=0.9 | 1070000 |  | 1710000 | 134.722 |  |  | 9 | L5 | 25 | max. 10% at 100.000 hrs |  | Available | 840/339 | Cx=0.3818. Cy=0.3796 | Class I | IK08 | IP66 | IP66 | 50 | 392.7273 | -25 | 1 | 72 | RAL9016 | 50-60Hz | Passive | LED | dimmable | High Bay Rectangular | DUROS | Indoor Industrial |  | 20.9 | 9700 | No sensor | 520000 |  |  | Mounting bracket or Y-hook cable |  |  |  | 1048600
TBD | DUR1-10-840-L4-DL-… | image | datasheet | deeplink | TUNGSRAM - DUROS - 8900lm - 72W - 4000K - 80CRI - TBD[SKU] - Bracket or Y-hook | 2.6 | Bracket or Y-hook | LED | 1 | 72 | [8 empty] | CE | [6 empty] | 66 | 4000 | 564x246x100 |  | 220-240V |  | 5 |  | 38 | 3 | 80 |  | 4000 |  | 509600 | >=0.9 | 1070000 |  | 1710000 | 123.611 |  |  | 9 | L4 | 25 | max. 10% at 100.000 hrs |  | Available | 840/339 | Cx=0.3818. Cy=0.3796 | Class I | IK08 | IP66 | IP66 | 50 | 392.7273 | -25 | 1 | 72 | RAL9016 | 50-60Hz | Passive | LED | dimmable | High Bay Rectangular | DUROS | Indoor Industrial |  | 19.7 | 8900 | No sensor | 520000 |  |  | Mounting bracket or Y-hook cable |  |  |  | 1048600
TBD | DUR1-10-840-L2-DL-… | image | datasheet | deeplink | TUNGSRAM - DUROS - 9100lm - 72W - 4000K - 80CRI - TBD[SKU] - Bracket or Y-hook | 2.6 | Bracket or Y-hook | LED | 1 | 72 | [8 empty] | CE | [6 empty] | 66 | 4000 | 564x246x100 |  | 220-240V |  | 5 |  | 24 | 3 | 80 |  | 4000 |  | 509600 | >=0.9 | 1070000 |  | 1710000 | 126.388 |  |  | 9 | L2 | 25 | max. 10% at 100.000 hrs |  | Available | 840/339 | Cx=0.3818. Cy=0.3796 | Class I | IK08 | IP66 | IP66 | 50 | 392.7273 | -25 | 1 | 72 | RAL9016 | 50-60Hz | Passive | LED | dimmable | High Bay Rectangular | DUROS | Indoor Industrial |  | 21.4 | 9100 | No sensor | 520000 |  |  | Mounting bracket or Y-hook cable |  |  |  | 1048600
TBD | DUR1-30-865-L10-FX-… | image | datasheet | deeplink | TUNGSRAM - DUROS - 21500lm - 212W - 6500K - 80CRI - TBD[SKU] - Bracket or Y-hook | 4.8 | Bracket or Y-hook | LED | 1 | 212 | [8 empty] | CE | [6 empty] | 66 | 6500 | 877x246x100 |  | 220-240V |  | 5 |  | 98x33 | 3 | 80 |  | 6500 |  | 149940 | >=0.9 | 345000 |  | 562000 | 101.415 |  |  | 9 | L10 | 25 | max. 10% at 100.000 hrs |  | Available | 865/339 | Cx=0.3123. Cy=0.3282 | Class I | IK08 | IP66 | IP66 | 50 | 1156.3636 | -25 | 1 | 212 | RAL9016 | 50-60Hz | Passive | LED | none | High Bay Rectangular | DUROS | Indoor Industrial |  | 29.2 | 21500 | No sensor | 153000 |  |  | Mounting bracket or Y-hook cable |  |  |  | 338100
TBD | DUR1-30-865-L9-FX-… | image | datasheet | deeplink | TUNGSRAM - DUROS - 23200lm - 212W - 6500K - 80CRI - TBD[SKU] - Bracket or Y-hook | 4.8 | Bracket or Y-hook | LED | 1 | 212 | [8 empty] | CE | [6 empty] | 66 | 6500 | 877x246x100 |  | 220-240V |  | 5 |  | 92 | 3 | 80 |  | 6500 |  | 149940 | >=0.9 | 345000 |  | 562000 | 109.433 |  |  | 9 | L9 | 25 | max. 10% at 100.000 hrs |  | Available | 865/339 | Cx=0.3123. Cy=0.3282 | Class I | IK08 | IP66 | IP66 | 50 | 1156.3636 | -25 | 1 | 212 | RAL9016 | 50-60Hz | Passive | LED | none | High Bay Rectangular | DUROS | Indoor Industrial |  | 23.4 | 23200 | No sensor | 153000 |  |  | Mounting bracket or Y-hook cable |  |  |  | 338100
TBD | DUR1-30-865-L8-FX-… | image | datasheet | deeplink | TUNGSRAM - DUROS - 20800lm - 212W - 6500K - 80CRI - TBD[SKU] - Bracket or Y-hook | 4.8 | Bracket or Y-hook | LED | 1 | 212 | [8 empty] | CE | [6 empty] | 66 | 6500 | 877x246x100 |  | 220-240V |  | 5 |  | 84 | 3 | 80 |  | 6500 |  | 149940 | >=0.9 | 345000 |  | 562000 | 98.1132 |  |  | 9 | L8 | 25 | max. 10% at 100.000 hrs |  | Available | 865/339 | Cx=0.3123. Cy=0.3282 | Class I | IK08 | IP66 | IP66 | 50 | 1156.3636 | -25 | 1 | 212 | RAL9016 | 50-60Hz | Passive | LED | none | High Bay Rectangular | DUROS | Indoor Industrial |  | 24.4 | 20800 | No sensor | 153000 |  |  | Mounting bracket or Y-hook cable |  |  |  | 338100
TBD | DUR1-30-865-L6-FX-… | image | datasheet | deeplink | TUNGSRAM - DUROS - 22800lm - 212W - 6500K - 80CRI - TBD[SKU] - Bracket or Y-hook | 4.8 | Bracket or Y-hook | LED | 1 | 212 | [8 empty] | CE | [6 empty] | 66 | 6500 | 877x246x100 |  | 220-240V |  | 5 |  | 61 | 3 | 80 |  | 6500 |  | 149940 | >=0.9 | 345000 |  | 562000 | 107.547 |  |  | 9 | L6 | 25 | max. 10% at 100.000 hrs |  | Available | 865/339 | Cx=0.3123. Cy=0.3282 | Class I | IK08 | IP66 | IP66 | 50 | 1156.3636 | -25 | 1 | 212 | RAL9016 | 50-60Hz | Passive | LED | none | High Bay Rectangular | DUROS | Indoor Industrial |  | 20.5 | 22800 | No sensor | 153000 |  |  | Mounting bracket or Y-hook cable |  |  |  | 338100
TBD | DUR1-30-865-L5-FX-… | image | datasheet | deeplink | TUNGSRAM - DUROS - 23500lm - 212W - 6500K - 80CRI - TBD[SKU] - Bracket or Y-hook | 4.8 | Bracket or Y-hook | LED | 1 | 212 | [8 empty] | CE | [6 empty] | 66 | 6500 | 877x246x100 |  | 220-240V |  | 5 |  | 53 | 3 | 80 |  | 6500 |  | 149940 | >=0.9 | 345000 |  | 562000 | 110.849 |  |  | 9 | L5 | 25 | max. 10% at 100.000 hrs |  | Available | 865/339 | Cx=0.3123. Cy=0.3282 | Class I | IK08 | IP66 | IP66 | 50 | 1156.3636 | -25 | 1 | 212 | RAL9016 | 50-60Hz | Passive | LED | none | High Bay Rectangular | DUROS | Indoor Industrial |  | 24 | 23500 | No sensor | 153000 |  |  | Mounting bracket or Y-hook cable |  |  |  | 338100
TBD | DUR1-30-865-L4-FX-… | image | datasheet | deeplink | TUNGSRAM - DUROS - 21700lm - 212W - 6500K - 80CRI - TBD[SKU] - Bracket or Y-hook | 4.8 | Bracket or Y-hook | LED | 1 | 212 | [8 empty] | CE | [6 empty] | 66 | 6500 | 877x246x100 |  | 220-240V |  | 5 |  | 38 | 3 | 80 |  | 6500 |  | 149940 | >=0.9 | 345000 |  | 562000 | 102.358 |  |  | 9 | L4 | 25 | max. 10% at 100.000 hrs |  | Available | 865/339 | Cx=0.3123. Cy=0.3282 | Class I | IK08 | IP66 | IP66 | 50 | 1156.3636 | -25 | 1 | 212 | RAL9016 | 50-60Hz | Passive | LED | none | High Bay Rectangular | DUROS | Indoor Industrial |  | 22.8 | 21700 | No sensor | 153000 |  |  | Mounting bracket or Y-hook cable |  |  |  | 338100
TBD | DUR1-30-865-L2-FX-… | image | datasheet | deeplink | TUNGSRAM - DUROS - 22200lm - 212W - 6500K - 80CRI - TBD[SKU] - Bracket or Y-hook | 4.8 | Bracket or Y-hook | LED | 1 | 212 | [8 empty] | CE | [6 empty] | 66 | 6500 | 877x246x100 |  | 220-240V |  | 5 |  | 24 | 3 | 80 |  | 6500 |  | 149940 | >=0.9 | 345000 |  | 562000 | 104.716 |  |  | 9 | L2 | 25 | max. 10% at 100.000 hrs |  | Available | 865/339 | Cx=0.3123. Cy=0.3282 | Class I | IK08 | IP66 | IP66 | 50 | 1156.3636 | -25 | 1 | 212 | RAL9016 | 50-60Hz | Passive | LED | none | High Bay Rectangular | DUROS | Indoor Industrial |  | 24.5 | 22200 | No sensor | 153000 |  |  | Mounting bracket or Y-hook cable |  |  |  | 338100
TBD | DUR1-25-865-L10-FX-… | image | datasheet | deeplink | TUNGSRAM - DUROS - 20100lm - 193W - 6500K - 80CRI - TBD[SKU] - Bracket or Y-hook | 4.8 | Bracket or Y-hook | LED | 1 | 193 | [8 empty] | CE | [6 empty] | 66 | 6500 | 877x246x100 |  | 220-240V |  | 5 |  | 98x33 | 3 | 80 |  | 6500 |  | 292040 | >=0.9 | 620000 |  | 985000 | 104.145 |  |  | 9 | L10 | 25 | max. 10% at 100.000 hrs |  | Available | 865/339 | Cx=0.3123. Cy=0.3282 | Class I | IK08 | IP66 | IP66 | 50 | 1052.7273 | -25 | 1 | 193 | RAL9016 | 50-60Hz | Passive | LED | none | High Bay Rectangular | DUROS | Indoor Industrial |  | 28.9 | 20100 | No sensor | 298000 |  |  | Mounting bracket or Y-hook cable |  |  |  | 607600
TBD | DUR1-25-865-L9-FX-… | image | datasheet | deeplink | TUNGSRAM - DUROS - 21700lm - 193W - 6500K - 80CRI - TBD[SKU] - Bracket or Y-hook | 4.8 | Bracket or Y-hook | LED | 1 | 193 | [8 empty] | CE | [6 empty] | 66 | 6500 | 877x246x100 |  | 220-240V |  | 5 |  | 92 | 3 | 80 |  | 6500 |  | 292040 | >=0.9 | 620000 |  | 985000 | 112.435 |  |  | 9 | L9 | 25 | max. 10% at 100.000 hrs |  | Available | 865/339 | Cx=0.3123. Cy=0.3282 | Class I | IK08 | IP66 | IP66 | 50 | 1052.7273 | -25 | 1 | 193 | RAL9016 | 50-60Hz | Passive | LED | none | High Bay Rectangular | DUROS | Indoor Industrial |  | 23.2 | 21700 | No sensor | 298000 |  |  | Mounting bracket or Y-hook cable |  |  |  | 607600
TBD | DUR1-25-865-L8-FX-… | image | datasheet | deeplink | TUNGSRAM - DUROS - 19500lm - 193W - 6500K - 80CRI - TBD[SKU] - Bracket or Y-hook | 4.8 | Bracket or Y-hook | LED | 1 | 193 | [8 empty] | CE | [6 empty] | 66 | 6500 | 877x246x100 |  | 220-240V |  | 5 |  | 84 | 3 | 80 |  | 6500 |  | 292040 | >=0.9 | 620000 |  | 985000 | 101.036 |  |  | 9 | L8 | 25 | max. 10% at 100.000 hrs |  | Available | 865/339 | Cx=0.3123. Cy=0.3282 | Class I | IK08 | IP66 | IP66 | 50 | 1052.7273 | -25 | 1 | 193 | RAL9016 | 50-60Hz | Passive | LED | none | High Bay Rectangular | DUROS | Indoor Industrial |  | 24.2 | 19500 | No sensor | 298000 |  |  | Mounting bracket or Y-hook cable |  |  |  | 607600
TBD | DUR1-25-865-L6-FX-… | image | datasheet | deeplink | TUNGSRAM - DUROS - 21300lm - 193W - 6500K - 80CRI - TBD[SKU] - Bracket or Y-hook | 4.8 | Bracket or Y-hook | LED | 1 | 193 | [8 empty] | CE | [6 empty] | 66 | 6500 | 877x246x100 |  | 220-240V |  | 5 |  | 61 | 3 | 80 |  | 6500 |  | 292040 | >=0.9 | 620000 |  | 985000 | 110.362 |  |  | 9 | L6 | 25 | max. 10% at 100.000 hrs |  | Available | 865/339 | Cx=0.3123. Cy=0.3282 | Class I | IK08 | IP66 | IP66 | 50 | 1052.7273 | -25 | 1 | 193 | RAL9016 | 50-60Hz | Passive | LED | none | High Bay Rectangular | DUROS | Indoor Industrial |  | 20.2 | 21300 | No sensor | 298000 |  |  | Mounting bracket or Y-hook cable |  |  |  | 607600
TBD | DUR1-25-865-L5-FX-… | image | datasheet | deeplink | TUNGSRAM - DUROS - 21900lm - 193W - 6500K - 80CRI - TBD[SKU] - Bracket or Y-hook | 4.8 | Bracket or Y-hook | LED | 1 | 193 | [8 empty] | CE | [6 empty] | 66 | 6500 | 877x246x100 |  | 220-240V |  | 5 |  | 53 | 3 | 80 |  | 6500 |  | 292040 | >=0.9 | 620000 |  | 985000 | 113.471 |  |  | 9 | L5 | 25 | max. 10% at 100.000 hrs |  | Available | 865/339 | Cx=0.3123. Cy=0.3282 | Class I | IK08 | IP66 | IP66 | 50 | 1052.7273 | -25 | 1 | 193 | RAL9016 | 50-60Hz | Passive | LED | none | High Bay Rectangular | DUROS | Indoor Industrial |  | 23.7 | 21900 | No sensor | 298000 |  |  | Mounting bracket or Y-hook cable |  |  |  | 607600
TBD | DUR1-25-865-L4-FX-… | image | datasheet | deeplink | TUNGSRAM - DUROS - 20300lm - 193W - 6500K - 80CRI - TBD[SKU] - Bracket or Y-hook | 4.8 | Bracket or Y-hook | LED | 1 | 193 | [8 empty] | CE | [6 empty] | 66 | 6500 | 877x246x100 |  | 220-240V |  | 5 |  | 38 | 3 | 80 |  | 6500 |  | 292040 | >=0.9 | 620000 |  | 985000 | 105.181 |  |  | 9 | L4 | 25 | max. 10% at 100.000 hrs |  | Available | 865/339 | Cx=0.3123. Cy=0.3282 | Class I | IK08 | IP66 | IP66 | 50 | 1052.7273 | -25 | 1 | 193 | RAL9016 | 50-60Hz | Passive | LED | none | High Bay Rectangular | DUROS | Indoor Industrial |  | 22.6 | 20300 | No sensor | 298000 |  |  | Mounting bracket or Y-hook cable |  |  |  | 607600
TBD | DUR1-25-865-L2-FX-… | image | datasheet | deeplink | TUNGSRAM - DUROS - 20700lm - 193W - 6500K - 80CRI - TBD[SKU] - Bracket or Y-hook | 4.8 | Bracket or Y-hook | LED | 1 | 193 | [8 empty] | CE | [6 empty] | 66 | 6500 | 877x246x100 |  | 220-240V |  | 5 |  | 24 | 3 | 80 |  | 6500 |  | 292040 | >=0.9 | 620000 |  | 985000 | 107.253 |  |  | 9 | L2 | 25 | max. 10% at 100.000 hrs |  | Available | 865/339 | Cx=0.3123. Cy=0.3282 | Class I | IK08 | IP66 | IP66 | 50 | 1052.7273 | -25 | 1 | 193 | RAL9016 | 50-60Hz | Passive | LED | none | High Bay Rectangular | DUROS | Indoor Industrial |  | 24.2 | 20700 | No sensor | 298000 |  |  | Mounting bracket or Y-hook cable |  |  |  | 607600
TBD | DUR1-20-865-L10-FX-… | image | datasheet | deeplink | TUNGSRAM - DUROS - 16000lm - 153W - 6500K - 80CRI - TBD[SKU] - Bracket or Y-hook | 3.3 | Bracket or Y-hook | LED | 1 | 153 | [8 empty] | CE | [6 empty] | 66 | 6500 | 671x246x100 |  | 220-240V |  | 5 |  | 98x33 | 3 | 80 |  | 6500 |  | 224420 | >=0.9 | 477000 |  | 757000 | 104.575 |  |  | 9 | L10 | 25 | max. 10% at 100.000 hrs |  | Available | 865/339 | Cx=0.3123. Cy=0.3282 | Class I | IK08 | IP66 | IP66 | 50 | 834.5455 | -25 | 1 | 153 | RAL9016 | 50-60Hz | Passive | LED | none | High Bay Rectangular | DUROS | Indoor Industrial |  | 28.1 | 16000 | No sensor | 229000 |  |  | Mounting bracket or Y-hook cable |  |  |  | 467460
TBD | DUR1-20-865-L9-FX-… | image | datasheet | deeplink | TUNGSRAM - DUROS - 17300lm - 153W - 6500K - 80CRI - TBD[SKU] - Bracket or Y-hook | 3.3 | Bracket or Y-hook | LED | 1 | 153 | [8 empty] | CE | [6 empty] | 66 | 6500 | 671x246x100 |  | 220-240V |  | 5 |  | 92 | 3 | 80 |  | 6500 |  | 224420 | >=0.9 | 477000 |  | 757000 | 113.071 |  |  | 9 | L9 | 25 | max. 10% at 100.000 hrs |  | Available | 865/339 | Cx=0.3123. Cy=0.3282 | Class I | IK08 | IP66 | IP66 | 50 | 834.5455 | -25 | 1 | 153 | RAL9016 | 50-60Hz | Passive | LED | none | High Bay Rectangular | DUROS | Indoor Industrial |  | 22.4 | 17300 | No sensor | 229000 |  |  | Mounting bracket or Y-hook cable |  |  |  | 467460
TBD | DUR1-20-865-L8-FX-… | image | datasheet | deeplink | TUNGSRAM - DUROS - 15500lm - 153W - 6500K - 80CRI - TBD[SKU] - Bracket or Y-hook | 3.3 | Bracket or Y-hook | LED | 1 | 153 | [8 empty] | CE | [6 empty] | 66 | 6500 | 671x246x100 |  | 220-240V |  | 5 |  | 84 | 3 | 80 |  | 6500 |  | 224420 | >=0.9 | 477000 |  | 757000 | 101.307 |  |  | 9 | L8 | 25 | max. 10% at 100.000 hrs |  | Available | 865/339 | Cx=0.3123. Cy=0.3282 | Class I | IK08 | IP66 | IP66 | 50 | 834.5455 | -25 | 1 | 153 | RAL9016 | 50-60Hz | Passive | LED | none | High Bay Rectangular | DUROS | Indoor Industrial |  | 23.4 | 15500 | No sensor | 229000 |  |  | Mounting bracket or Y-hook cable |  |  |  | 467460
TBD | DUR1-20-865-L6-FX-… | image | datasheet | deeplink | TUNGSRAM - DUROS - 16900lm - 153W - 6500K - 80CRI - TBD[SKU] - Bracket or Y-hook | 3.3 | Bracket or Y-hook | LED | 1 | 153 | [8 empty] | CE | [6 empty] | 66 | 6500 | 671x246x100 |  | 220-240V |  | 5 |  | 61 | 3 | 80 |  | 6500 |  | 224420 | >=0.9 | 477000 |  | 757000 | 110.457 |  |  | 9 | L6 | 25 | max. 10% at 100.000 hrs |  | Available | 865/339 | Cx=0.3123. Cy=0.3282 | Class I | IK08 | IP66 | IP66 | 50 | 834.5455 | -25 | 1 | 153 | RAL9016 | 50-60Hz | Passive | LED | none | High Bay Rectangular | DUROS | Indoor Industrial |  | 19.4 | 16900 | No sensor | 229000 |  |  | Mounting bracket or Y-hook cable |  |  |  | 467460
TBD | DUR1-20-865-L5-FX-… | image | datasheet | deeplink | TUNGSRAM - DUROS - 17400lm - 153W - 6500K - 80CRI - TBD[SKU] - Bracket or Y-hook | 3.3 | Bracket or Y-hook | LED | 1 | 153 | [8 empty] | CE | [6 empty] | 66 | 6500 | 671x246x100 |  | 220-240V |  | 5 |  | 53 | 3 | 80 |  | 6500 |  | 224420 | >=0.9 | 477000 |  | 757000 | 113.725 |  |  | 9 | L5 | 25 | max. 10% at 100.000 hrs |  | Available | 865/339 | Cx=0.3123. Cy=0.3282 | Class I | IK08 | IP66 | IP66 | 50 | 834.5455 | -25 | 1 | 153 | RAL9016 | 50-60Hz | Passive | LED | none | High Bay Rectangular | DUROS | Indoor Industrial |  | 22.9 | 17400 | No sensor | 229000 |  |  | Mounting bracket or Y-hook cable |  |  |  | 467460
TBD | DUR1-20-865-L4-FX-… | image | datasheet | deeplink | TUNGSRAM - DUROS - 16100lm - 153W - 6500K - 80CRI - TBD[SKU] - Bracket or Y-hook | 3.3 | Bracket or Y-hook | LED | 1 | 153 | [8 empty] | CE | [6 empty] | 66 | 6500 | 671x246x100 |  | 220-240V |  | 5 |  | 38 | 3 | 80 |  | 6500 |  | 224420 | >=0.9 | 477000 |  | 757000 | 105.228 |  |  | 9 | L4 | 25 | max. 10% at 100.000 hrs |  | Available | 865/339 | Cx=0.3123. Cy=0.3282 | Class I | IK08 | IP66 | IP66 | 50 | 834.5455 | -25 | 1 | 153 | RAL9016 | 50-60Hz | Passive | LED | none | High Bay Rectangular | DUROS | Indoor Industrial |  | 21.8 | 16100 | No sensor | 229000 |  |  | Mounting bracket or Y-hook cable |  |  |  | 467460
TBD | DUR1-20-865-L2-FX-… | image | datasheet | deeplink | TUNGSRAM - DUROS - 16400lm - 153W - 6500K - 80CRI - TBD[SKU] - Bracket or Y-hook | 3.3 | Bracket or Y-hook | LED | 1 | 153 | [8 empty] | CE | [6 empty] | 66 | 6500 | 671x246x100 |  | 220-240V |  | 5 |  | 24 | 3 | 80 |  | 6500 |  | 224420 | >=0.9 | 477000 |  | 757000 | 107.189 |  |  | 9 | L2 | 25 | max. 10% at 100.000 hrs |  | Available | 865/339 | Cx=0.3123. Cy=0.3282 | Class I | IK08 | IP66 | IP66 | 50 | 834.5455 | -25 | 1 | 153 | RAL9016 | 50-60Hz | Passive | LED | none | High Bay Rectangular | DUROS | Indoor Industrial |  | 23.4 | 16400 | No sensor | 229000 |  |  | Mounting bracket or Y-hook cable |  |  |  | 467460
TBD | DUR1-15-865-L10-FX-… | image | datasheet | deeplink | TUNGSRAM - DUROS - 12000lm - 103W - 6500K - 80CRI - TBD[SKU] - Bracket or Y-hook | 3.3 | Bracket or Y-hook | LED | 1 | 103 | [8 empty] | CE | [6 empty] | 66 | 6500 | 671x246x100 |  | 220-240V |  | 5 |  | 98x33 | 3 | 80 |  | 6500 |  | 558600 | >=0.9 | 1190000 |  | 1890000 | 116.504 |  |  | 9 | L10 | 25 | max. 10% at 100.000 hrs |  | Available | 865/339 | Cx=0.3123. Cy=0.3282 | Class I | IK08 | IP66 | IP66 | 50 | 561.8182 | -25 | 1 | 103 | RAL9016 | 50-60Hz | Passive | LED | none | High Bay Rectangular | DUROS | Indoor Industrial |  | 27.1 | 12000 | No sensor | 570000 |  |  | Mounting bracket or Y-hook cable |  |  |  | 1166200
TBD | DUR1-15-865-L9-FX-… | image | datasheet | deeplink | TUNGSRAM - DUROS - 13000lm - 103W - 6500K - 80CRI - TBD[SKU] - Bracket or Y-hook | 3.3 | Bracket or Y-hook | LED | 1 | 103 | [8 empty] | CE | [6 empty] | 66 | 6500 | 671x246x100 |  | 220-240V |  | 5 |  | 92 | 3 | 80 |  | 6500 |  | 558600 | >=0.9 | 1190000 |  | 1890000 | 126.213 |  |  | 9 | L9 | 25 | max. 10% at 100.000 hrs |  | Available | 865/339 | Cx=0.3123. Cy=0.3282 | Class I | IK08 | IP66 | IP66 | 50 | 561.8182 | -25 | 1 | 103 | RAL9016 | 50-60Hz | Passive | LED | none | High Bay Rectangular | DUROS | Indoor Industrial |  | 21.4 | 13000 | No sensor | 570000 |  |  | Mounting bracket or Y-hook cable |  |  |  | 1166200
TBD | DUR1-15-865-L8-FX-… | image | datasheet | deeplink | TUNGSRAM - DUROS - 11700lm - 103W - 6500K - 80CRI - TBD[SKU] - Bracket or Y-hook | 3.3 | Bracket or Y-hook | LED | 1 | 103 | [8 empty] | CE | [6 empty] | 66 | 6500 | 671x246x100 |  | 220-240V |  | 5 |  | 84 | 3 | 80 |  | 6500 |  | 558600 | >=0.9 | 1190000 |  | 1890000 | 113.592 |  |  | 9 | L8 | 25 | max. 10% at 100.000 hrs |  | Available | 865/339 | Cx=0.3123. Cy=0.3282 | Class I | IK08 | IP66 | IP66 | 50 | 561.8182 | -25 | 1 | 103 | RAL9016 | 50-60Hz | Passive | LED | none | High Bay Rectangular | DUROS | Indoor Industrial |  | 22.4 | 11700 | No sensor | 570000 |  |  | Mounting bracket or Y-hook cable |  |  |  | 1166200
TBD | DUR1-15-865-L6-FX-… | image | datasheet | deeplink | TUNGSRAM - DUROS - 12700lm - 103W - 6500K - 80CRI - TBD[SKU] - Bracket or Y-hook | 3.3 | Bracket or Y-hook | LED | 1 | 103 | [8 empty] | CE | [6 empty] | 66 | 6500 | 671x246x100 |  | 220-240V |  | 5 |  | 61 | 3 | 80 |  | 6500 |  | 558600 | >=0.9 | 1190000 |  | 1890000 | 123.3 |  |  | 9 | L6 | 25 | max. 10% at 100.000 hrs |  | Available | 865/339 | Cx=0.3123. Cy=0.3282 | Class I | IK08 | IP66 | IP66 | 50 | 561.8182 | -25 | 1 | 103 | RAL9016 | 50-60Hz | Passive | LED | none | High Bay Rectangular | DUROS | Indoor Industrial |  | 18.4 | 12700 | No sensor | 570000 |  |  | Mounting bracket or Y-hook cable |  |  |  | 1166200
TBD | DUR1-15-865-L5-FX-… | image | datasheet | deeplink | TUNGSRAM - DUROS - 13100lm - 103W - 6500K - 80CRI - TBD[SKU] - Bracket or Y-hook | 3.3 | Bracket or Y-hook | LED | 1 | 103 | [8 empty] | CE | [6 empty] | 66 | 6500 | 671x246x100 |  | 220-240V |  | 5 |  | 53 | 3 | 80 |  | 6500 |  | 558600 | >=0.9 | 1190000 |  | 1890000 | 127.184 |  |  | 9 | L5 | 25 | max. 10% at 100.000 hrs |  | Available | 865/339 | Cx=0.3123. Cy=0.3282 | Class I | IK08 | IP66 | IP66 | 50 | 561.8182 | -25 | 1 | 103 | RAL9016 | 50-60Hz | Passive | LED | none | High Bay Rectangular | DUROS | Indoor Industrial |  | 21.9 | 13100 | No sensor | 570000 |  |  | Mounting bracket or Y-hook cable |  |  |  | 1166200
TBD | DUR1-15-865-L4-FX-… | image | datasheet | deeplink | TUNGSRAM - DUROS - 12100lm - 103W - 6500K - 80CRI - TBD[SKU] - Bracket or Y-hook | 3.3 | Bracket or Y-hook | LED | 1 | 103 | [8 empty] | CE | [6 empty] | 66 | 6500 | 671x246x100 |  | 220-240V |  | 5 |  | 38 | 3 | 80 |  | 6500 |  | 558600 | >=0.9 | 1190000 |  | 1890000 | 117.475 |  |  | 9 | L4 | 25 | max. 10% at 100.000 hrs |  | Available | 865/339 | Cx=0.3123. Cy=0.3282 | Class I | IK08 | IP66 | IP66 | 50 | 561.8182 | -25 | 1 | 103 | RAL9016 | 50-60Hz | Passive | LED | none | High Bay Rectangular | DUROS | Indoor Industrial |  | 20.8 | 12100 | No sensor | 570000 |  |  | Mounting bracket or Y-hook cable |  |  |  | 1166200
TBD | DUR1-15-865-L2-FX-… | image | datasheet | deeplink | TUNGSRAM - DUROS - 12400lm - 103W - 6500K - 80CRI - TBD[SKU] - Bracket or Y-hook | 3.3 | Bracket or Y-hook | LED | 1 | 103 | [8 empty] | CE | [6 empty] | 66 | 6500 | 671x246x100 |  | 220-240V |  | 5 |  | 24 | 3 | 80 |  | 6500 |  | 558600 | >=0.9 | 1190000 |  | 1890000 | 120.388 |  |  | 9 | L2 | 25 | max. 10% at 100.000 hrs |  | Available | 865/339 | Cx=0.3123. Cy=0.3282 | Class I | IK08 | IP66 | IP66 | 50 | 561.8182 | -25 | 1 | 103 | RAL9016 | 50-60Hz | Passive | LED | none | High Bay Rectangular | DUROS | Indoor Industrial |  | 22.4 | 12400 | No sensor | 570000 |  |  | Mounting bracket or Y-hook cable |  |  |  | 1166200
TBD | DUR1-10-865-L10-FX-… | image | datasheet | deeplink | TUNGSRAM - DUROS - 8000lm - 72W - 6500K - 80CRI - TBD[SKU] - Bracket or Y-hook | 2.6 | Bracket or Y-hook | LED | 1 | 72 | [8 empty] | CE | [6 empty] | 66 | 6500 | 564x246x100 |  | 220-240V |  | 5 |  | 98x33 | 3 | 80 |  | 6500 |  | 509600 | >=0.9 | 1070000 |  | 1710000 | 111.111 |  |  | 9 | L10 | 25 | max. 10% at 100.000 hrs |  | Available | 865/339 | Cx=0.3123. Cy=0.3282 | Class I | IK08 | IP66 | IP66 | 50 | 392.7273 | -25 | 1 | 72 | RAL9016 | 50-60Hz | Passive | LED | none | High Bay Rectangular | DUROS | Indoor Industrial |  | 25.7 | 8000 | No sensor | 520000 |  |  | Mounting bracket or Y-hook cable |  |  |  | 1048600
TBD | DUR1-10-865-L9-FX-… | image | datasheet | deeplink | TUNGSRAM - DUROS - 8600lm - 72W - 6500K - 80CRI - TBD[SKU] - Bracket or Y-hook | 2.6 | Bracket or Y-hook | LED | 1 | 72 | [8 empty] | CE | [6 empty] | 66 | 6500 | 564x246x100 |  | 220-240V |  | 5 |  | 92 | 3 | 80 |  | 6500 |  | 509600 | >=0.9 | 1070000 |  | 1710000 | 119.444 |  |  | 9 | L9 | 25 | max. 10% at 100.000 hrs |  | Available | 865/339 | Cx=0.3123. Cy=0.3282 | Class I | IK08 | IP66 | IP66 | 50 | 392.7273 | -25 | 1 | 72 | RAL9016 | 50-60Hz | Passive | LED | none | High Bay Rectangular | DUROS | Indoor Industrial |  | 20 | 8600 | No sensor | 520000 |  |  | Mounting bracket or Y-hook cable |  |  |  | 1048600
TBD | DUR1-10-865-L8-FX-… | image | datasheet | deeplink | TUNGSRAM - DUROS - 7700lm - 72W - 6500K - 80CRI - TBD[SKU] - Bracket or Y-hook | 2.6 | Bracket or Y-hook | LED | 1 | 72 | [8 empty] | CE | [6 empty] | 66 | 6500 | 564x246x100 |  | 220-240V |  | 5 |  | 84 | 3 | 80 |  | 6500 |  | 509600 | >=0.9 | 1070000 |  | 1710000 | 106.944 |  |  | 9 | L8 | 25 | max. 10% at 100.000 hrs |  | Available | 865/339 | Cx=0.3123. Cy=0.3282 | Class I | IK08 | IP66 | IP66 | 50 | 392.7273 | -25 | 1 | 72 | RAL9016 | 50-60Hz | Passive | LED | none | High Bay Rectangular | DUROS | Indoor Industrial |  | 21 | 7700 | No sensor | 520000 |  |  | Mounting bracket or Y-hook cable |  |  |  | 1048600
TBD | DUR1-10-865-L6-FX-… | image | datasheet | deeplink | TUNGSRAM - DUROS - 8400lm - 72W - 6500K - 80CRI - TBD[SKU] - Bracket or Y-hook | 2.6 | Bracket or Y-hook | LED | 1 | 72 | [8 empty] | CE | [6 empty] | 66 | 6500 | 564x246x100 |  | 220-240V |  | 5 |  | 61 | 3 | 80 |  | 6500 |  | 509600 | >=0.9 | 1070000 |  | 1710000 | 116.666 |  |  | 9 | L6 | 25 | max. 10% at 100.000 hrs |  | Available | 865/339 | Cx=0.3123. Cy=0.3282 | Class I | IK08 | IP66 | IP66 | 50 | 392.7273 | -25 | 1 | 72 | RAL9016 | 50-60Hz | Passive | LED | none | High Bay Rectangular | DUROS | Indoor Industrial |  | 17 | 8400 | No sensor | 520000 |  |  | Mounting bracket or Y-hook cable |  |  |  | 1048600
TBD | DUR1-10-865-L5-FX-… | image | datasheet | deeplink | TUNGSRAM - DUROS - 8700lm - 72W - 6500K - 80CRI - TBD[SKU] - Bracket or Y-hook | 2.6 | Bracket or Y-hook | LED | 1 | 72 | [8 empty] | CE | [6 empty] | 66 | 6500 | 564x246x100 |  | 220-240V |  | 5 |  | 53 | 3 | 80 |  | 6500 |  | 509600 | >=0.9 | 1070000 |  | 1710000 | 120.833 |  |  | 9 | L5 | 25 | max. 10% at 100.000 hrs |  | Available | 865/339 | Cx=0.3123. Cy=0.3282 | Class I | IK08 | IP66 | IP66 | 50 | 392.7273 | -25 | 1 | 72 | RAL9016 | 50-60Hz | Passive | LED | none | High Bay Rectangular | DUROS | Indoor Industrial |  | 20.5 | 8700 | No sensor | 520000 |  |  | Mounting bracket or Y-hook cable |  |  |  | 1048600
TBD | DUR1-10-865-L4-FX-… | image | datasheet | deeplink | TUNGSRAM - DUROS - 8000lm - 72W - 6500K - 80CRI - TBD[SKU] - Bracket or Y-hook | 2.6 | Bracket or Y-hook | LED | 1 | 72 | [8 empty] | CE | [6 empty] | 66 | 6500 | 564x246x100 |  | 220-240V |  | 5 |  | 38 | 3 | 80 |  | 6500 |  | 509600 | >=0.9 | 1070000 |  | 1710000 | 111.111 |  |  | 9 | L4 | 25 | max. 10% at 100.000 hrs |  | Available | 865/339 | Cx=0.3123. Cy=0.3282 | Class I | IK08 | IP66 | IP66 | 50 | 392.7273 | -25 | 1 | 72 | RAL9016 | 50-60Hz | Passive | LED | none | High Bay Rectangular | DUROS | Indoor Industrial |  | 19.3 | 8000 | No sensor | 520000 |  |  | Mounting bracket or Y-hook cable |  |  |  | 1048600
TBD | DUR1-10-865-L2-FX-… | image | datasheet | deeplink | TUNGSRAM - DUROS - 8200lm - 72W - 6500K - 80CRI - TBD[SKU] - Bracket or Y-hook | 2.6 | Bracket or Y-hook | LED | 1 | 72 | [8 empty] | CE | [6 empty] | 66 | 6500 | 564x246x100 |  | 220-240V |  | 5 |  | 24 | 3 | 80 |  | 6500 |  | 509600 | >=0.9 | 1070000 |  | 1710000 | 113.888 |  |  | 9 | L2 | 25 | max. 10% at 100.000 hrs |  | Available | 865/339 | Cx=0.3123. Cy=0.3282 | Class I | IK08 | IP66 | IP66 | 50 | 392.7273 | -25 | 1 | 72 | RAL9016 | 50-60Hz | Passive | LED | none | High Bay Rectangular | DUROS | Indoor Industrial |  | 21 | 8200 | No sensor | 520000 |  |  | Mounting bracket or Y-hook cable |  |  |  | 1048600
TBD | DUR1-30-850-L10-FX-… | image | datasheet | deeplink | TUNGSRAM - DUROS - 23900lm - 212W - 5000K - 80CRI - TBD[SKU] - Bracket or Y-hook | 4.8 | Bracket or Y-hook | LED | 1 | 212 | [8 empty] | CE | [6 empty] | 66 | 5000 | 877x246x100 |  | 220-240V |  | 5 |  | 98x33 | 3 | 80 |  | 5000 |  | 149940 | >=0.9 | 345000 |  | 562000 | 112.735 |  |  | 9 | L10 | 25 | max. 10% at 100.000 hrs |  | Available | 850/339 | Cx=0.3446. Cy=0.3551 | Class I | IK08 | IP66 | IP66 | 50 | 1156.3636 | -25 | 1 | 212 | RAL9016 | 50-60Hz | Passive | LED | none | High Bay Rectangular | DUROS | Indoor Industrial |  | 29.5 | 23900 | No sensor | 153000 |  |  | Mounting bracket or Y-hook cable |  |  |  | 338100
TBD | DUR1-30-850-L9-FX-… | image | datasheet | deeplink | TUNGSRAM - DUROS - 25800lm - 212W - 5000K - 80CRI - TBD[SKU] - Bracket or Y-hook | 4.8 | Bracket or Y-hook | LED | 1 | 212 | [8 empty] | CE | [6 empty] | 66 | 5000 | 877x246x100 |  | 220-240V |  | 5 |  | 92 | 3 | 80 |  | 5000 |  | 149940 | >=0.9 | 345000 |  | 562000 | 121.698 |  |  | 9 | L9 | 25 | max. 10% at 100.000 hrs |  | Available | 850/339 | Cx=0.3446. Cy=0.3551 | Class I | IK08 | IP66 | IP66 | 50 | 1156.3636 | -25 | 1 | 212 | RAL9016 | 50-60Hz | Passive | LED | none | High Bay Rectangular | DUROS | Indoor Industrial |  | 23.8 | 25800 | No sensor | 153000 |  |  | Mounting bracket or Y-hook cable |  |  |  | 338100
TBD | DUR1-30-850-L8-FX-… | image | datasheet | deeplink | TUNGSRAM - DUROS - 23200lm - 212W - 5000K - 80CRI - TBD[SKU] - Bracket or Y-hook | 4.8 | Bracket or Y-hook | LED | 1 | 212 | [8 empty] | CE | [6 empty] | 66 | 5000 | 877x246x100 |  | 220-240V |  | 5 |  | 84 | 3 | 80 |  | 5000 |  | 149940 | >=0.9 | 345000 |  | 562000 | 109.433 |  |  | 9 | L8 | 25 | max. 10% at 100.000 hrs |  | Available | 850/339 | Cx=0.3446. Cy=0.3551 | Class I | IK08 | IP66 | IP66 | 50 | 1156.3636 | -25 | 1 | 212 | RAL9016 | 50-60Hz | Passive | LED | none | High Bay Rectangular | DUROS | Indoor Industrial |  | 24.8 | 23200 | No sensor | 153000 |  |  | Mounting bracket or Y-hook cable |  |  |  | 338100
TBD | DUR1-30-850-L6-FX-… | image | datasheet | deeplink | TUNGSRAM - DUROS - 25300lm - 212W - 5000K - 80CRI - TBD[SKU] - Bracket or Y-hook | 4.8 | Bracket or Y-hook | LED | 1 | 212 | [8 empty] | CE | [6 empty] | 66 | 5000 | 877x246x100 |  | 220-240V |  | 5 |  | 61 | 3 | 80 |  | 5000 |  | 149940 | >=0.9 | 345000 |  | 562000 | 119.339 |  |  | 9 | L6 | 25 | max. 10% at 100.000 hrs |  | Available | 850/339 | Cx=0.3446. Cy=0.3551 | Class I | IK08 | IP66 | IP66 | 50 | 1156.3636 | -25 | 1 | 212 | RAL9016 | 50-60Hz | Passive | LED | none | High Bay Rectangular | DUROS | Indoor Industrial |  | 20.8 | 25300 | No sensor | 153000 |  |  | Mounting bracket or Y-hook cable |  |  |  | 338100
TBD | DUR1-30-850-L5-FX-… | image | datasheet | deeplink | TUNGSRAM - DUROS - 26100lm - 212W - 5000K - 80CRI - TBD[SKU] - Bracket or Y-hook | 4.8 | Bracket or Y-hook | LED | 1 | 212 | [8 empty] | CE | [6 empty] | 66 | 5000 | 877x246x100 |  | 220-240V |  | 5 |  | 53 | 3 | 80 |  | 5000 |  | 149940 | >=0.9 | 345000 |  | 562000 | 123.113 |  |  | 9 | L5 | 25 | max. 10% at 100.000 hrs |  | Available | 850/339 | Cx=0.3446. Cy=0.3551 | Class I | IK08 | IP66 | IP66 | 50 | 1156.3636 | -25 | 1 | 212 | RAL9016 | 50-60Hz | Passive | LED | none | High Bay Rectangular | DUROS | Indoor Industrial |  | 24.3 | 26100 | No sensor | 153000 |  |  | Mounting bracket or Y-hook cable |  |  |  | 338100
TBD | DUR1-30-850-L4-FX-… | image | datasheet | deeplink | TUNGSRAM - DUROS - 24100lm - 212W - 5000K - 80CRI - TBD[SKU] - Bracket or Y-hook | 4.8 | Bracket or Y-hook | LED | 1 | 212 | [8 empty] | CE | [6 empty] | 66 | 5000 | 877x246x100 |  | 220-240V |  | 5 |  | 38 | 3 | 80 |  | 5000 |  | 149940 | >=0.9 | 345000 |  | 562000 | 113.679 |  |  | 9 | L4 | 25 | max. 10% at 100.000 hrs |  | Available | 850/339 | Cx=0.3446. Cy=0.3551 | Class I | IK08 | IP66 | IP66 | 50 | 1156.3636 | -25 | 1 | 212 | RAL9016 | 50-60Hz | Passive | LED | none | High Bay Rectangular | DUROS | Indoor Industrial |  | 23.2 | 24100 | No sensor | 153000 |  |  | Mounting bracket or Y-hook cable |  |  |  | 338100
TBD | DUR1-30-850-L2-FX-… | image | datasheet | deeplink | TUNGSRAM - DUROS - 24600lm - 212W - 5000K - 80CRI - TBD[SKU] - Bracket or Y-hook | 4.8 | Bracket or Y-hook | LED | 1 | 212 | [8 empty] | CE | [6 empty] | 66 | 5000 | 877x246x100 |  | 220-240V |  | 5 |  | 24 | 3 | 80 |  | 5000 |  | 149940 | >=0.9 | 345000 |  | 562000 | 116.037 |  |  | 9 | L2 | 25 | max. 10% at 100.000 hrs |  | Available | 850/339 | Cx=0.3446. Cy=0.3551 | Class I | IK08 | IP66 | IP66 | 50 | 1156.3636 | -25 | 1 | 212 | RAL9016 | 50-60Hz | Passive | LED | none | High Bay Rectangular | DUROS | Indoor Industrial |  | 24.8 | 24600 | No sensor | 153000 |  |  | Mounting bracket or Y-hook cable |  |  |  | 338100
TBD | DUR1-25-850-L10-FX-… | image | datasheet | deeplink | TUNGSRAM - DUROS - 22300lm - 193W - 5000K - 80CRI - TBD[SKU] - Bracket or Y-hook | 4.8 | Bracket or Y-hook | LED | 1 | 193 | [8 empty] | CE | [6 empty] | 66 | 5000 | 877x246x100 |  | 220-240V |  | 5 |  | 98x33 | 3 | 80 |  | 5000 |  | 292040 | >=0.9 | 620000 |  | 985000 | 115.544 |  |  | 9 | L10 | 25 | max. 10% at 100.000 hrs |  | Available | 850/339 | Cx=0.3446. Cy=0.3551 | Class I | IK08 | IP66 | IP66 | 50 | 1052.7273 | -25 | 1 | 193 | RAL9016 | 50-60Hz | Passive | LED | none | High Bay Rectangular | DUROS | Indoor Industrial |  | 29.3 | 22300 | No sensor | 298000 |  |  | Mounting bracket or Y-hook cable |  |  |  | 607600
TBD | DUR1-25-850-L9-FX-… | image | datasheet | deeplink | TUNGSRAM - DUROS - 24100lm - 193W - 5000K - 80CRI - TBD[SKU] - Bracket or Y-hook | 4.8 | Bracket or Y-hook | LED | 1 | 193 | [8 empty] | CE | [6 empty] | 66 | 5000 | 877x246x100 |  | 220-240V |  | 5 |  | 92 | 3 | 80 |  | 5000 |  | 292040 | >=0.9 | 620000 |  | 985000 | 124.87 |  |  | 9 | L9 | 25 | max. 10% at 100.000 hrs |  | Available | 850/339 | Cx=0.3446. Cy=0.3551 | Class I | IK08 | IP66 | IP66 | 50 | 1052.7273 | -25 | 1 | 193 | RAL9016 | 50-60Hz | Passive | LED | none | High Bay Rectangular | DUROS | Indoor Industrial |  | 23.6 | 24100 | No sensor | 298000 |  |  | Mounting bracket or Y-hook cable |  |  |  | 607600
TBD | DUR1-25-850-L8-FX-… | image | datasheet | deeplink | TUNGSRAM - DUROS - 21700lm - 193W - 5000K - 80CRI - TBD[SKU] - Bracket or Y-hook | 4.8 | Bracket or Y-hook | LED | 1 | 193 | [8 empty] | CE | [6 empty] | 66 | 5000 | 877x246x100 |  | 220-240V |  | 5 |  | 84 | 3 | 80 |  | 5000 |  | 292040 | >=0.9 | 620000 |  | 985000 | 112.435 |  |  | 9 | L8 | 25 | max. 10% at 100.000 hrs |  | Available | 850/339 | Cx=0.3446. Cy=0.3551 | Class I | IK08 | IP66 | IP66 | 50 | 1052.7273 | -25 | 1 | 193 | RAL9016 | 50-60Hz | Passive | LED | none | High Bay Rectangular | DUROS | Indoor Industrial |  | 24.6 | 21700 | No sensor | 298000 |  |  | Mounting bracket or Y-hook cable |  |  |  | 607600
TBD | DUR1-25-850-L6-FX-… | image | datasheet | deeplink | TUNGSRAM - DUROS - 23700lm - 193W - 5000K - 80CRI - TBD[SKU] - Bracket or Y-hook | 4.8 | Bracket or Y-hook | LED | 1 | 193 | [8 empty] | CE | [6 empty] | 66 | 5000 | 877x246x100 |  | 220-240V |  | 5 |  | 61 | 3 | 80 |  | 5000 |  | 292040 | >=0.9 | 620000 |  | 985000 | 122.797 |  |  | 9 | L6 | 25 | max. 10% at 100.000 hrs |  | Available | 850/339 | Cx=0.3446. Cy=0.3551 | Class I | IK08 | IP66 | IP66 | 50 | 1052.7273 | -25 | 1 | 193 | RAL9016 | 50-60Hz | Passive | LED | none | High Bay Rectangular | DUROS | Indoor Industrial |  | 20.6 | 23700 | No sensor | 298000 |  |  | Mounting bracket or Y-hook cable |  |  |  | 607600
TBD | DUR1-25-850-L5-FX-… | image | datasheet | deeplink | TUNGSRAM - DUROS - 24400lm - 193W - 5000K - 80CRI - TBD[SKU] - Bracket or Y-hook | 4.8 | Bracket or Y-hook | LED | 1 | 193 | [8 empty] | CE | [6 empty] | 66 | 5000 | 877x246x100 |  | 220-240V |  | 5 |  | 53 | 3 | 80 |  | 5000 |  | 292040 | >=0.9 | 620000 |  | 985000 | 126.424 |  |  | 9 | L5 | 25 | max. 10% at 100.000 hrs |  | Available | 850/339 | Cx=0.3446. Cy=0.3551 | Class I | IK08 | IP66 | IP66 | 50 | 1052.7273 | -25 | 1 | 193 | RAL9016 | 50-60Hz | Passive | LED | none | High Bay Rectangular | DUROS | Indoor Industrial |  | 24.1 | 24400 | No sensor | 298000 |  |  | Mounting bracket or Y-hook cable |  |  |  | 607600
TBD | DUR1-25-850-L4-FX-… | image | datasheet | deeplink | TUNGSRAM - DUROS - 22600lm - 193W - 5000K - 80CRI - TBD[SKU] - Bracket or Y-hook | 4.8 | Bracket or Y-hook | LED | 1 | 193 | [8 empty] | CE | [6 empty] | 66 | 5000 | 877x246x100 |  | 220-240V |  | 5 |  | 38 | 3 | 80 |  | 5000 |  | 292040 | >=0.9 | 620000 |  | 985000 | 117.098 |  |  | 9 | L4 | 25 | max. 10% at 100.000 hrs |  | Available | 850/339 | Cx=0.3446. Cy=0.3551 | Class I | IK08 | IP66 | IP66 | 50 | 1052.7273 | -25 | 1 | 193 | RAL9016 | 50-60Hz | Passive | LED | none | High Bay Rectangular | DUROS | Indoor Industrial |  | 22.9 | 22600 | No sensor | 298000 |  |  | Mounting bracket or Y-hook cable |  |  |  | 607600
TBD | DUR1-25-850-L2-FX-… | image | datasheet | deeplink | TUNGSRAM - DUROS - 23000lm - 193W - 5000K - 80CRI - TBD[SKU] - Bracket or Y-hook | 4.8 | Bracket or Y-hook | LED | 1 | 193 | [8 empty] | CE | [6 empty] | 66 | 5000 | 877x246x100 |  | 220-240V |  | 5 |  | 24 | 3 | 80 |  | 5000 |  | 292040 | >=0.9 | 620000 |  | 985000 | 119.17 |  |  | 9 | L2 | 25 | max. 10% at 100.000 hrs |  | Available | 850/339 | Cx=0.3446. Cy=0.3551 | Class I | IK08 | IP66 | IP66 | 50 | 1052.7273 | -25 | 1 | 193 | RAL9016 | 50-60Hz | Passive | LED | none | High Bay Rectangular | DUROS | Indoor Industrial |  | 24.6 | 23000 | No sensor | 298000 |  |  | Mounting bracket or Y-hook cable |  |  |  | 607600
TBD | DUR1-20-850-L10-FX-… | image | datasheet | deeplink | TUNGSRAM - DUROS - 17700lm - 153W - 5000K - 80CRI - TBD[SKU] - Bracket or Y-hook | 3.3 | Bracket or Y-hook | LED | 1 | 153 | [8 empty] | CE | [6 empty] | 66 | 5000 | 671x246x100 |  | 220-240V |  | 5 |  | 98x33 | 3 | 80 |  | 5000 |  | 224420 | >=0.9 | 477000 |  | 757000 | 115.686 |  |  | 9 | L10 | 25 | max. 10% at 100.000 hrs |  | Available | 850/339 | Cx=0.3446. Cy=0.3551 | Class I | IK08 | IP66 | IP66 | 50 | 834.5455 | -25 | 1 | 153 | RAL9016 | 50-60Hz | Passive | LED | none | High Bay Rectangular | DUROS | Indoor Industrial |  | 28.5 | 17700 | No sensor | 229000 |  |  | Mounting bracket or Y-hook cable |  |  |  | 467460
TBD | DUR1-20-850-L9-FX-… | image | datasheet | deeplink | TUNGSRAM - DUROS - 19200lm - 153W - 5000K - 80CRI - TBD[SKU] - Bracket or Y-hook | 3.3 | Bracket or Y-hook | LED | 1 | 153 | [8 empty] | CE | [6 empty] | 66 | 5000 | 671x246x100 |  | 220-240V |  | 5 |  | 92 | 3 | 80 |  | 5000 |  | 224420 | >=0.9 | 477000 |  | 757000 | 125.49 |  |  | 9 | L9 | 25 | max. 10% at 100.000 hrs |  | Available | 850/339 | Cx=0.3446. Cy=0.3551 | Class I | IK08 | IP66 | IP66 | 50 | 834.5455 | -25 | 1 | 153 | RAL9016 | 50-60Hz | Passive | LED | none | High Bay Rectangular | DUROS | Indoor Industrial |  | 22.8 | 19200 | No sensor | 229000 |  |  | Mounting bracket or Y-hook cable |  |  |  | 467460
TBD | DUR1-20-850-L8-FX-… | image | datasheet | deeplink | TUNGSRAM - DUROS - 17200lm - 153W - 5000K - 80CRI - TBD[SKU] - Bracket or Y-hook | 3.3 | Bracket or Y-hook | LED | 1 | 153 | [8 empty] | CE | [6 empty] | 66 | 5000 | 671x246x100 |  | 220-240V |  | 5 |  | 84 | 3 | 80 |  | 5000 |  | 224420 | >=0.9 | 477000 |  | 757000 | 112.418 |  |  | 9 | L8 | 25 | max. 10% at 100.000 hrs |  | Available | 850/339 | Cx=0.3446. Cy=0.3551 | Class I | IK08 | IP66 | IP66 | 50 | 834.5455 | -25 | 1 | 153 | RAL9016 | 50-60Hz | Passive | LED | none | High Bay Rectangular | DUROS | Indoor Industrial |  | 23.8 | 17200 | No sensor | 229000 |  |  | Mounting bracket or Y-hook cable |  |  |  | 467460
TBD | DUR1-20-850-L6-FX-… | image | datasheet | deeplink | TUNGSRAM - DUROS - 18800lm - 153W - 5000K - 80CRI - TBD[SKU] - Bracket or Y-hook | 3.3 | Bracket or Y-hook | LED | 1 | 153 | [8 empty] | CE | [6 empty] | 66 | 5000 | 671x246x100 |  | 220-240V |  | 5 |  | 61 | 3 | 80 |  | 5000 |  | 224420 | >=0.9 | 477000 |  | 757000 | 122.875 |  |  | 9 | L6 | 25 | max. 10% at 100.000 hrs |  | Available | 850/339 | Cx=0.3446. Cy=0.3551 | Class I | IK08 | IP66 | IP66 | 50 | 834.5455 | -25 | 1 | 153 | RAL9016 | 50-60Hz | Passive | LED | none | High Bay Rectangular | DUROS | Indoor Industrial |  | 19.8 | 18800 | No sensor | 229000 |  |  | Mounting bracket or Y-hook cable |  |  |  | 467460
TBD | DUR1-20-850-L5-FX-… | image | datasheet | deeplink | TUNGSRAM - DUROS - 19400lm - 153W - 5000K - 80CRI - TBD[SKU] - Bracket or Y-hook | 3.3 | Bracket or Y-hook | LED | 1 | 153 | [8 empty] | CE | [6 empty] | 66 | 5000 | 671x246x100 |  | 220-240V |  | 5 |  | 53 | 3 | 80 |  | 5000 |  | 224420 | >=0.9 | 477000 |  | 757000 | 126.797 |  |  | 9 | L5 | 25 | max. 10% at 100.000 hrs |  | Available | 850/339 | Cx=0.3446. Cy=0.3551 | Class I | IK08 | IP66 | IP66 | 50 | 834.5455 | -25 | 1 | 153 | RAL9016 | 50-60Hz | Passive | LED | none | High Bay Rectangular | DUROS | Indoor Industrial |  | 23.3 | 19400 | No sensor | 229000 |  |  | Mounting bracket or Y-hook cable |  |  |  | 467460
TBD | DUR1-20-850-L4-FX-… | image | datasheet | deeplink | TUNGSRAM - DUROS - 17900lm - 153W - 5000K - 80CRI - TBD[SKU] - Bracket or Y-hook | 3.3 | Bracket or Y-hook | LED | 1 | 153 | [8 empty] | CE | [6 empty] | 66 | 5000 | 671x246x100 |  | 220-240V |  | 5 |  | 38 | 3 | 80 |  | 5000 |  | 224420 | >=0.9 | 477000 |  | 757000 | 116.993 |  |  | 9 | L4 | 25 | max. 10% at 100.000 hrs |  | Available | 850/339 | Cx=0.3446. Cy=0.3551 | Class I | IK08 | IP66 | IP66 | 50 | 834.5455 | -25 | 1 | 153 | RAL9016 | 50-60Hz | Passive | LED | none | High Bay Rectangular | DUROS | Indoor Industrial |  | 22.1 | 17900 | No sensor | 229000 |  |  | Mounting bracket or Y-hook cable |  |  |  | 467460
TBD | DUR1-20-850-L2-FX-… | image | datasheet | deeplink | TUNGSRAM - DUROS - 18300lm - 153W - 5000K - 80CRI - TBD[SKU] - Bracket or Y-hook | 3.3 | Bracket or Y-hook | LED | 1 | 153 | [8 empty] | CE | [6 empty] | 66 | 5000 | 671x246x100 |  | 220-240V |  | 5 |  | 24 | 3 | 80 |  | 5000 |  | 224420 | >=0.9 | 477000 |  | 757000 | 119.607 |  |  | 9 | L2 | 25 | max. 10% at 100.000 hrs |  | Available | 850/339 | Cx=0.3446. Cy=0.3551 | Class I | IK08 | IP66 | IP66 | 50 | 834.5455 | -25 | 1 | 153 | RAL9016 | 50-60Hz | Passive | LED | none | High Bay Rectangular | DUROS | Indoor Industrial |  | 23.8 | 18300 | No sensor | 229000 |  |  | Mounting bracket or Y-hook cable |  |  |  | 467460
TBD | DUR1-15-850-L10-FX-… | image | datasheet | deeplink | TUNGSRAM - DUROS - 13400lm - 103W - 5000K - 80CRI - TBD[SKU] - Bracket or Y-hook | 3.3 | Bracket or Y-hook | LED | 1 | 103 | [8 empty] | CE | [6 empty] | 66 | 5000 | 671x246x100 |  | 220-240V |  | 5 |  | 98x33 | 3 | 80 |  | 5000 |  | 558600 | >=0.9 | 1190000 |  | 1890000 | 130.097 |  |  | 9 | L10 | 25 | max. 10% at 100.000 hrs |  | Available | 850/339 | Cx=0.3446. Cy=0.3551 | Class I | IK08 | IP66 | IP66 | 50 | 561.8182 | -25 | 1 | 103 | RAL9016 | 50-60Hz | Passive | LED | none | High Bay Rectangular | DUROS | Indoor Industrial |  | 27.5 | 13400 | No sensor | 570000 |  |  | Mounting bracket or Y-hook cable |  |  |  | 1166200
TBD | DUR1-15-850-L9-FX-… | image | datasheet | deeplink | TUNGSRAM - DUROS - 14400lm - 103W - 5000K - 80CRI - TBD[SKU] - Bracket or Y-hook | 3.3 | Bracket or Y-hook | LED | 1 | 103 | [8 empty] | CE | [6 empty] | 66 | 5000 | 671x246x100 |  | 220-240V |  | 5 |  | 92 | 3 | 80 |  | 5000 |  | 558600 | >=0.9 | 1190000 |  | 1890000 | 139.805 |  |  | 9 | L9 | 25 | max. 10% at 100.000 hrs |  | Available | 850/339 | Cx=0.3446. Cy=0.3551 | Class I | IK08 | IP66 | IP66 | 50 | 561.8182 | -25 | 1 | 103 | RAL9016 | 50-60Hz | Passive | LED | none | High Bay Rectangular | DUROS | Indoor Industrial |  | 21.8 | 14400 | No sensor | 570000 |  |  | Mounting bracket or Y-hook cable |  |  |  | 1166200
TBD | DUR1-15-850-L8-FX-… | image | datasheet | deeplink | TUNGSRAM - DUROS - 13000lm - 103W - 5000K - 80CRI - TBD[SKU] - Bracket or Y-hook | 3.3 | Bracket or Y-hook | LED | 1 | 103 | [8 empty] | CE | [6 empty] | 66 | 5000 | 671x246x100 |  | 220-240V |  | 5 |  | 84 | 3 | 80 |  | 5000 |  | 558600 | >=0.9 | 1190000 |  | 1890000 | 126.213 |  |  | 9 | L8 | 25 | max. 10% at 100.000 hrs |  | Available | 850/339 | Cx=0.3446. Cy=0.3551 | Class I | IK08 | IP66 | IP66 | 50 | 561.8182 | -25 | 1 | 103 | RAL9016 | 50-60Hz | Passive | LED | none | High Bay Rectangular | DUROS | Indoor Industrial |  | 22.8 | 13000 | No sensor | 570000 |  |  | Mounting bracket or Y-hook cable |  |  |  | 1166200
TBD | DUR1-15-850-L6-FX-… | image | datasheet | deeplink | TUNGSRAM - DUROS - 14200lm - 103W - 5000K - 80CRI - TBD[SKU] - Bracket or Y-hook | 3.3 | Bracket or Y-hook | LED | 1 | 103 | [8 empty] | CE | [6 empty] | 66 | 5000 | 671x246x100 |  | 220-240V |  | 5 |  | 61 | 3 | 80 |  | 5000 |  | 558600 | >=0.9 | 1190000 |  | 1890000 | 137.864 |  |  | 9 | L6 | 25 | max. 10% at 100.000 hrs |  | Available | 850/339 | Cx=0.3446. Cy=0.3551 | Class I | IK08 | IP66 | IP66 | 50 | 561.8182 | -25 | 1 | 103 | RAL9016 | 50-60Hz | Passive | LED | none | High Bay Rectangular | DUROS | Indoor Industrial |  | 18.8 | 14200 | No sensor | 570000 |  |  | Mounting bracket or Y-hook cable |  |  |  | 1166200
TBD | DUR1-15-850-L5-FX-… | image | datasheet | deeplink | TUNGSRAM - DUROS - 14600lm - 103W - 5000K - 80CRI - TBD[SKU] - Bracket or Y-hook | 3.3 | Bracket or Y-hook | LED | 1 | 103 | [8 empty] | CE | [6 empty] | 66 | 5000 | 671x246x100 |  | 220-240V |  | 5 |  | 53 | 3 | 80 |  | 5000 |  | 558600 | >=0.9 | 1190000 |  | 1890000 | 141.747 |  |  | 9 | L5 | 25 | max. 10% at 100.000 hrs |  | Available | 850/339 | Cx=0.3446. Cy=0.3551 | Class I | IK08 | IP66 | IP66 | 50 | 561.8182 | -25 | 1 | 103 | RAL9016 | 50-60Hz | Passive | LED | none | High Bay Rectangular | DUROS | Indoor Industrial |  | 22.3 | 14600 | No sensor | 570000 |  |  | Mounting bracket or Y-hook cable |  |  |  | 1166200
TBD | DUR1-15-850-L4-FX-… | image | datasheet | deeplink | TUNGSRAM - DUROS - 13500lm - 103W - 5000K - 80CRI - TBD[SKU] - Bracket or Y-hook | 3.3 | Bracket or Y-hook | LED | 1 | 103 | [8 empty] | CE | [6 empty] | 66 | 5000 | 671x246x100 |  | 220-240V |  | 5 |  | 38 | 3 | 80 |  | 5000 |  | 558600 | >=0.9 | 1190000 |  | 1890000 | 131.067 |  |  | 9 | L4 | 25 | max. 10% at 100.000 hrs |  | Available | 850/339 | Cx=0.3446. Cy=0.3551 | Class I | IK08 | IP66 | IP66 | 50 | 561.8182 | -25 | 1 | 103 | RAL9016 | 50-60Hz | Passive | LED | none | High Bay Rectangular | DUROS | Indoor Industrial |  | 21.1 | 13500 | No sensor | 570000 |  |  | Mounting bracket or Y-hook cable |  |  |  | 1166200
TBD | DUR1-15-850-L2-FX-… | image | datasheet | deeplink | TUNGSRAM - DUROS - 13800lm - 103W - 5000K - 80CRI - TBD[SKU] - Bracket or Y-hook | 3.3 | Bracket or Y-hook | LED | 1 | 103 | [8 empty] | CE | [6 empty] | 66 | 5000 | 671x246x100 |  | 220-240V |  | 5 |  | 24 | 3 | 80 |  | 5000 |  | 558600 | >=0.9 | 1190000 |  | 1890000 | 133.98 |  |  | 9 | L2 | 25 | max. 10% at 100.000 hrs |  | Available | 850/339 | Cx=0.3446. Cy=0.3551 | Class I | IK08 | IP66 | IP66 | 50 | 561.8182 | -25 | 1 | 103 | RAL9016 | 50-60Hz | Passive | LED | none | High Bay Rectangular | DUROS | Indoor Industrial |  | 22.8 | 13800 | No sensor | 570000 |  |  | Mounting bracket or Y-hook cable |  |  |  | 1166200
TBD | DUR1-10-850-L10-FX-… | image | datasheet | deeplink | TUNGSRAM - DUROS - 8800lm - 72W - 5000K - 80CRI - TBD[SKU] - Bracket or Y-hook | 2.6 | Bracket or Y-hook | LED | 1 | 72 | [8 empty] | CE | [6 empty] | 66 | 5000 | 564x246x100 |  | 220-240V |  | 5 |  | 98x33 | 3 | 80 |  | 5000 |  | 509600 | >=0.9 | 1070000 |  | 1710000 | 122.222 |  |  | 9 | L10 | 25 | max. 10% at 100.000 hrs |  | Available | 850/339 | Cx=0.3446. Cy=0.3551 | Class I | IK08 | IP66 | IP66 | 50 | 392.7273 | -25 | 1 | 72 | RAL9016 | 50-60Hz | Passive | LED | none | High Bay Rectangular | DUROS | Indoor Industrial |  | 26.1 | 8800 | No sensor | 520000 |  |  | Mounting bracket or Y-hook cable |  |  |  | 1048600
TBD | DUR1-10-850-L9-FX-… | image | datasheet | deeplink | TUNGSRAM - DUROS - 9600lm - 72W - 5000K - 80CRI - TBD[SKU] - Bracket or Y-hook | 2.6 | Bracket or Y-hook | LED | 1 | 72 | [8 empty] | CE | [6 empty] | 66 | 5000 | 564x246x100 |  | 220-240V |  | 5 |  | 92 | 3 | 80 |  | 5000 |  | 509600 | >=0.9 | 1070000 |  | 1710000 | 133.333 |  |  | 9 | L9 | 25 | max. 10% at 100.000 hrs |  | Available | 850/339 | Cx=0.3446. Cy=0.3551 | Class I | IK08 | IP66 | IP66 | 50 | 392.7273 | -25 | 1 | 72 | RAL9016 | 50-60Hz | Passive | LED | none | High Bay Rectangular | DUROS | Indoor Industrial |  | 20.4 | 9600 | No sensor | 520000 |  |  | Mounting bracket or Y-hook cable |  |  |  | 1048600
TBD | DUR1-10-850-L8-FX-… | image | datasheet | deeplink | TUNGSRAM - DUROS - 8600lm - 72W - 5000K - 80CRI - TBD[SKU] - Bracket or Y-hook | 2.6 | Bracket or Y-hook | LED | 1 | 72 | [8 empty] | CE | [6 empty] | 66 | 5000 | 564x246x100 |  | 220-240V |  | 5 |  | 84 | 3 | 80 |  | 5000 |  | 509600 | >=0.9 | 1070000 |  | 1710000 | 119.444 |  |  | 9 | L8 | 25 | max. 10% at 100.000 hrs |  | Available | 850/339 | Cx=0.3446. Cy=0.3551 | Class I | IK08 | IP66 | IP66 | 50 | 392.7273 | -25 | 1 | 72 | RAL9016 | 50-60Hz | Passive | LED | none | High Bay Rectangular | DUROS | Indoor Industrial |  | 21.4 | 8600 | No sensor | 520000 |  |  | Mounting bracket or Y-hook cable |  |  |  | 1048600
TBD | DUR1-10-850-L6-FX-… | image | datasheet | deeplink | TUNGSRAM - DUROS - 9400lm - 72W - 5000K - 80CRI - TBD[SKU] - Bracket or Y-hook | 2.6 | Bracket or Y-hook | LED | 1 | 72 | [8 empty] | CE | [6 empty] | 66 | 5000 | 564x246x100 |  | 220-240V |  | 5 |  | 61 | 3 | 80 |  | 5000 |  | 509600 | >=0.9 | 1070000 |  | 1710000 | 130.555 |  |  | 9 | L6 | 25 | max. 10% at 100.000 hrs |  | Available | 850/339 | Cx=0.3446. Cy=0.3551 | Class I | IK08 | IP66 | IP66 | 50 | 392.7273 | -25 | 1 | 72 | RAL9016 | 50-60Hz | Passive | LED | none | High Bay Rectangular | DUROS | Indoor Industrial |  | 17.4 | 9400 | No sensor | 520000 |  |  | Mounting bracket or Y-hook cable |  |  |  | 1048600
TBD | DUR1-10-850-L5-FX-… | image | datasheet | deeplink | TUNGSRAM - DUROS - 9700lm - 72W - 5000K - 80CRI - TBD[SKU] - Bracket or Y-hook | 2.6 | Bracket or Y-hook | LED | 1 | 72 | [8 empty] | CE | [6 empty] | 66 | 5000 | 564x246x100 |  | 220-240V |  | 5 |  | 53 | 3 | 80 |  | 5000 |  | 509600 | >=0.9 | 1070000 |  | 1710000 | 134.722 |  |  | 9 | L5 | 25 | max. 10% at 100.000 hrs |  | Available | 850/339 | Cx=0.3446. Cy=0.3551 | Class I | IK08 | IP66 | IP66 | 50 | 392.7273 | -25 | 1 | 72 | RAL9016 | 50-60Hz | Passive | LED | none | High Bay Rectangular | DUROS | Indoor Industrial |  | 20.9 | 9700 | No sensor | 520000 |  |  | Mounting bracket or Y-hook cable |  |  |  | 1048600
TBD | DUR1-10-850-L4-FX-… | image | datasheet | deeplink | TUNGSRAM - DUROS - 8900lm - 72W - 5000K - 80CRI - TBD[SKU] - Bracket or Y-hook | 2.6 | Bracket or Y-hook | LED | 1 | 72 | [8 empty] | CE | [6 empty] | 66 | 5000 | 564x246x100 |  | 220-240V |  | 5 |  | 38 | 3 | 80 |  | 5000 |  | 509600 | >=0.9 | 1070000 |  | 1710000 | 123.611 |  |  | 9 | L4 | 25 | max. 10% at 100.000 hrs |  | Available | 850/339 | Cx=0.3446. Cy=0.3551 | Class I | IK08 | IP66 | IP66 | 50 | 392.7273 | -25 | 1 | 72 | RAL9016 | 50-60Hz | Passive | LED | none | High Bay Rectangular | DUROS | Indoor Industrial |  | 19.7 | 8900 | No sensor | 520000 |  |  | Mounting bracket or Y-hook cable |  |  |  | 1048600
TBD | DUR1-10-850-L2-FX-… | image | datasheet | deeplink | TUNGSRAM - DUROS - 9100lm - 72W - 5000K - 80CRI - TBD[SKU] - Bracket or Y-hook | 2.6 | Bracket or Y-hook | LED | 1 | 72 | [8 empty] | CE | [6 empty] | 66 | 5000 | 564x246x100 |  | 220-240V |  | 5 |  | 24 | 3 | 80 |  | 5000 |  | 509600 | >=0.9 | 1070000 |  | 1710000 | 126.388 |  |  | 9 | L2 | 25 | max. 10% at 100.000 hrs |  | Available | 850/339 | Cx=0.3446. Cy=0.3551 | Class I | IK08 | IP66 | IP66 | 50 | 392.7273 | -25 | 1 | 72 | RAL9016 | 50-60Hz | Passive | LED | none | High Bay Rectangular | DUROS | Indoor Industrial |  | 21.4 | 9100 | No sensor | 520000 |  |  | Mounting bracket or Y-hook cable |  |  |  | 1048600
TBD | DUR1-30-840-L10-FX-… | image | datasheet | deeplink | TUNGSRAM - DUROS - 23900lm - 212W - 4000K - 80CRI - TBD[SKU] - Bracket or Y-hook | 4.8 | Bracket or Y-hook | LED | 1 | 212 | [8 empty] | CE | [6 empty] | 66 | 4000 | 877x246x100 |  | 220-240V |  | 5 |  | 98x33 | 3 | 80 |  | 4000 |  | 149940 | >=0.9 | 345000 |  | 562000 | 112.735 |  |  | 9 | L10 | 25 | max. 10% at 100.000 hrs |  | Available | 840/339 | Cx=0.3818. Cy=0.3796 | Class I | IK08 | IP66 | IP66 | 50 | 1156.3636 | -25 | 1 | 212 | RAL9016 | 50-60Hz | Passive | LED | none | High Bay Rectangular | DUROS | Indoor Industrial |  | 29.5 | 23900 | No sensor | 153000 |  |  | Mounting bracket or Y-hook cable |  |  |  | 338100
TBD | DUR1-30-840-L9-FX-… | image | datasheet | deeplink | TUNGSRAM - DUROS - 25800lm - 212W - 4000K - 80CRI - TBD[SKU] - Bracket or Y-hook | 4.8 | Bracket or Y-hook | LED | 1 | 212 | [8 empty] | CE | [6 empty] | 66 | 4000 | 877x246x100 |  | 220-240V |  | 5 |  | 92 | 3 | 80 |  | 4000 |  | 149940 | >=0.9 | 345000 |  | 562000 | 121.698 |  |  | 9 | L9 | 25 | max. 10% at 100.000 hrs |  | Available | 840/339 | Cx=0.3818. Cy=0.3796 | Class I | IK08 | IP66 | IP66 | 50 | 1156.3636 | -25 | 1 | 212 | RAL9016 | 50-60Hz | Passive | LED | none | High Bay Rectangular | DUROS | Indoor Industrial |  | 23.8 | 25800 | No sensor | 153000 |  |  | Mounting bracket or Y-hook cable |  |  |  | 338100
TBD | DUR1-30-840-L8-FX-… | image | datasheet | deeplink | TUNGSRAM - DUROS - 23200lm - 212W - 4000K - 80CRI - TBD[SKU] - Bracket or Y-hook | 4.8 | Bracket or Y-hook | LED | 1 | 212 | [8 empty] | CE | [6 empty] | 66 | 4000 | 877x246x100 |  | 220-240V |  | 5 |  | 84 | 3 | 80 |  | 4000 |  | 149940 | >=0.9 | 345000 |  | 562000 | 109.433 |  |  | 9 | L8 | 25 | max. 10% at 100.000 hrs |  | Available | 840/339 | Cx=0.3818. Cy=0.3796 | Class I | IK08 | IP66 | IP66 | 50 | 1156.3636 | -25 | 1 | 212 | RAL9016 | 50-60Hz | Passive | LED | none | High Bay Rectangular | DUROS | Indoor Industrial |  | 24.8 | 23200 | No sensor | 153000 |  |  | Mounting bracket or Y-hook cable |  |  |  | 338100
TBD | DUR1-30-840-L6-FX-… | image | datasheet | deeplink | TUNGSRAM - DUROS - 25300lm - 212W - 4000K - 80CRI - TBD[SKU] - Bracket or Y-hook | 4.8 | Bracket or Y-hook | LED | 1 | 212 | [8 empty] | CE | [6 empty] | 66 | 4000 | 877x246x100 |  | 220-240V |  | 5 |  | 61 | 3 | 80 |  | 4000 |  | 149940 | >=0.9 | 345000 |  | 562000 | 119.339 |  |  | 9 | L6 | 25 | max. 10% at 100.000 hrs |  | Available | 840/339 | Cx=0.3818. Cy=0.3796 | Class I | IK08 | IP66 | IP66 | 50 | 1156.3636 | -25 | 1 | 212 | RAL9016 | 50-60Hz | Passive | LED | none | High Bay Rectangular | DUROS | Indoor Industrial |  | 20.8 | 25300 | No sensor | 153000 |  |  | Mounting bracket or Y-hook cable |  |  |  | 338100
TBD | DUR1-30-840-L5-FX-… | image | datasheet | deeplink | TUNGSRAM - DUROS - 26100lm - 212W - 4000K - 80CRI - TBD[SKU] - Bracket or Y-hook | 4.8 | Bracket or Y-hook | LED | 1 | 212 | [8 empty] | CE | [6 empty] | 66 | 4000 | 877x246x100 |  | 220-240V |  | 5 |  | 53 | 3 | 80 |  | 4000 |  | 149940 | >=0.9 | 345000 |  | 562000 | 123.113 |  |  | 9 | L5 | 25 | max. 10% at 100.000 hrs |  | Available | 840/339 | Cx=0.3818. Cy=0.3796 | Class I | IK08 | IP66 | IP66 | 50 | 1156.3636 | -25 | 1 | 212 | RAL9016 | 50-60Hz | Passive | LED | none | High Bay Rectangular | DUROS | Indoor Industrial |  | 24.3 | 26100 | No sensor | 153000 |  |  | Mounting bracket or Y-hook cable |  |  |  | 338100
TBD | DUR1-30-840-L4-FX-… | image | datasheet | deeplink | TUNGSRAM - DUROS - 24100lm - 212W - 4000K - 80CRI - TBD[SKU] - Bracket or Y-hook | 4.8 | Bracket or Y-hook | LED | 1 | 212 | [8 empty] | CE | [6 empty] | 66 | 4000 | 877x246x100 |  | 220-240V |  | 5 |  | 38 | 3 | 80 |  | 4000 |  | 149940 | >=0.9 | 345000 |  | 562000 | 113.679 |  |  | 9 | L4 | 25 | max. 10% at 100.000 hrs |  | Available | 840/339 | Cx=0.3818. Cy=0.3796 | Class I | IK08 | IP66 | IP66 | 50 | 1156.3636 | -25 | 1 | 212 | RAL9016 | 50-60Hz | Passive | LED | none | High Bay Rectangular | DUROS | Indoor Industrial |  | 23.2 | 24100 | No sensor | 153000 |  |  | Mounting bracket or Y-hook cable |  |  |  | 338100
TBD | DUR1-30-840-L2-FX-… | image | datasheet | deeplink | TUNGSRAM - DUROS - 24600lm - 212W - 4000K - 80CRI - TBD[SKU] - Bracket or Y-hook | 4.8 | Bracket or Y-hook | LED | 1 | 212 | [8 empty] | CE | [6 empty] | 66 | 4000 | 877x246x100 |  | 220-240V |  | 5 |  | 24 | 3 | 80 |  | 4000 |  | 149940 | >=0.9 | 345000 |  | 562000 | 116.037 |  |  | 9 | L2 | 25 | max. 10% at 100.000 hrs |  | Available | 840/339 | Cx=0.3818. Cy=0.3796 | Class I | IK08 | IP66 | IP66 | 50 | 1156.3636 | -25 | 1 | 212 | RAL9016 | 50-60Hz | Passive | LED | none | High Bay Rectangular | DUROS | Indoor Industrial |  | 24.8 | 24600 | No sensor | 153000 |  |  | Mounting bracket or Y-hook cable |  |  |  | 338100
TBD | DUR1-25-840-L10-FX-… | image | datasheet | deeplink | TUNGSRAM - DUROS - 22300lm - 193W - 4000K - 80CRI - TBD[SKU] - Bracket or Y-hook | 4.8 | Bracket or Y-hook | LED | 1 | 193 | [8 empty] | CE | [6 empty] | 66 | 4000 | 877x246x100 |  | 220-240V |  | 5 |  | 98x33 | 3 | 80 |  | 4000 |  | 292040 | >=0.9 | 620000 |  | 985000 | 115.544 |  |  | 9 | L10 | 25 | max. 10% at 100.000 hrs |  | Available | 840/339 | Cx=0.3818. Cy=0.3796 | Class I | IK08 | IP66 | IP66 | 50 | 1052.7273 | -25 | 1 | 193 | RAL9016 | 50-60Hz | Passive | LED | none | High Bay Rectangular | DUROS | Indoor Industrial |  | 29.3 | 22300 | No sensor | 298000 |  |  | Mounting bracket or Y-hook cable |  |  |  | 607600
TBD | DUR1-25-840-L9-FX-… | image | datasheet | deeplink | TUNGSRAM - DUROS - 24100lm - 193W - 4000K - 80CRI - TBD[SKU] - Bracket or Y-hook | 4.8 | Bracket or Y-hook | LED | 1 | 193 | [8 empty] | CE | [6 empty] | 66 | 4000 | 877x246x100 |  | 220-240V |  | 5 |  | 92 | 3 | 80 |  | 4000 |  | 292040 | >=0.9 | 620000 |  | 985000 | 124.87 |  |  | 9 | L9 | 25 | max. 10% at 100.000 hrs |  | Available | 840/339 | Cx=0.3818. Cy=0.3796 | Class I | IK08 | IP66 | IP66 | 50 | 1052.7273 | -25 | 1 | 193 | RAL9016 | 50-60Hz | Passive | LED | none | High Bay Rectangular | DUROS | Indoor Industrial |  | 23.6 | 24100 | No sensor | 298000 |  |  | Mounting bracket or Y-hook cable |  |  |  | 607600
TBD | DUR1-25-840-L8-FX-… | image | datasheet | deeplink | TUNGSRAM - DUROS - 21700lm - 193W - 4000K - 80CRI - TBD[SKU] - Bracket or Y-hook | 4.8 | Bracket or Y-hook | LED | 1 | 193 | [8 empty] | CE | [6 empty] | 66 | 4000 | 877x246x100 |  | 220-240V |  | 5 |  | 84 | 3 | 80 |  | 4000 |  | 292040 | >=0.9 | 620000 |  | 985000 | 112.435 |  |  | 9 | L8 | 25 | max. 10% at 100.000 hrs |  | Available | 840/339 | Cx=0.3818. Cy=0.3796 | Class I | IK08 | IP66 | IP66 | 50 | 1052.7273 | -25 | 1 | 193 | RAL9016 | 50-60Hz | Passive | LED | none | High Bay Rectangular | DUROS | Indoor Industrial |  | 24.6 | 21700 | No sensor | 298000 |  |  | Mounting bracket or Y-hook cable |  |  |  | 607600
TBD | DUR1-25-840-L6-FX-… | image | datasheet | deeplink | TUNGSRAM - DUROS - 23700lm - 193W - 4000K - 80CRI - TBD[SKU] - Bracket or Y-hook | 4.8 | Bracket or Y-hook | LED | 1 | 193 | [8 empty] | CE | [6 empty] | 66 | 4000 | 877x246x100 |  | 220-240V |  | 5 |  | 61 | 3 | 80 |  | 4000 |  | 292040 | >=0.9 | 620000 |  | 985000 | 122.797 |  |  | 9 | L6 | 25 | max. 10% at 100.000 hrs |  | Available | 840/339 | Cx=0.3818. Cy=0.3796 | Class I | IK08 | IP66 | IP66 | 50 | 1052.7273 | -25 | 1 | 193 | RAL9016 | 50-60Hz | Passive | LED | none | High Bay Rectangular | DUROS | Indoor Industrial |  | 20.6 | 23700 | No sensor | 298000 |  |  | Mounting bracket or Y-hook cable |  |  |  | 607600
TBD | DUR1-25-840-L5-FX-… | image | datasheet | deeplink | TUNGSRAM - DUROS - 24400lm - 193W - 4000K - 80CRI - TBD[SKU] - Bracket or Y-hook | 4.8 | Bracket or Y-hook | LED | 1 | 193 | [8 empty] | CE | [6 empty] | 66 | 4000 | 877x246x100 |  | 220-240V |  | 5 |  | 53 | 3 | 80 |  | 4000 |  | 292040 | >=0.9 | 620000 |  | 985000 | 126.424 |  |  | 9 | L5 | 25 | max. 10% at 100.000 hrs |  | Available | 840/339 | Cx=0.3818. Cy=0.3796 | Class I | IK08 | IP66 | IP66 | 50 | 1052.7273 | -25 | 1 | 193 | RAL9016 | 50-60Hz | Passive | LED | none | High Bay Rectangular | DUROS | Indoor Industrial |  | 24.1 | 24400 | No sensor | 298000 |  |  | Mounting bracket or Y-hook cable |  |  |  | 607600
TBD | DUR1-25-840-L4-FX-… | image | datasheet | deeplink | TUNGSRAM - DUROS - 22600lm - 193W - 4000K - 80CRI - TBD[SKU] - Bracket or Y-hook | 4.8 | Bracket or Y-hook | LED | 1 | 193 | [8 empty] | CE | [6 empty] | 66 | 4000 | 877x246x100 |  | 220-240V |  | 5 |  | 38 | 3 | 80 |  | 4000 |  | 292040 | >=0.9 | 620000 |  | 985000 | 117.098 |  |  | 9 | L4 | 25 | max. 10% at 100.000 hrs |  | Available | 840/339 | Cx=0.3818. Cy=0.3796 | Class I | IK08 | IP66 | IP66 | 50 | 1052.7273 | -25 | 1 | 193 | RAL9016 | 50-60Hz | Passive | LED | none | High Bay Rectangular | DUROS | Indoor Industrial |  | 22.9 | 22600 | No sensor | 298000 |  |  | Mounting bracket or Y-hook cable |  |  |  | 607600
TBD | DUR1-25-840-L2-FX-… | image | datasheet | deeplink | TUNGSRAM - DUROS - 23000lm - 193W - 4000K - 80CRI - TBD[SKU] - Bracket or Y-hook | 4.8 | Bracket or Y-hook | LED | 1 | 193 | [8 empty] | CE | [6 empty] | 66 | 4000 | 877x246x100 |  | 220-240V |  | 5 |  | 24 | 3 | 80 |  | 4000 |  | 292040 | >=0.9 | 620000 |  | 985000 | 119.17 |  |  | 9 | L2 | 25 | max. 10% at 100.000 hrs |  | Available | 840/339 | Cx=0.3818. Cy=0.3796 | Class I | IK08 | IP66 | IP66 | 50 | 1052.7273 | -25 | 1 | 193 | RAL9016 | 50-60Hz | Passive | LED | none | High Bay Rectangular | DUROS | Indoor Industrial |  | 24.6 | 23000 | No sensor | 298000 |  |  | Mounting bracket or Y-hook cable |  |  |  | 607600
TBD | DUR1-20-840-L10-FX-… | image | datasheet | deeplink | TUNGSRAM - DUROS - 17700lm - 153W - 4000K - 80CRI - TBD[SKU] - Bracket or Y-hook | 3.3 | Bracket or Y-hook | LED | 1 | 153 | [8 empty] | CE | [6 empty] | 66 | 4000 | 671x246x100 |  | 220-240V |  | 5 |  | 98x33 | 3 | 80 |  | 4000 |  | 224420 | >=0.9 | 477000 |  | 757000 | 115.686 |  |  | 9 | L10 | 25 | max. 10% at 100.000 hrs |  | Available | 840/339 | Cx=0.3818. Cy=0.3796 | Class I | IK08 | IP66 | IP66 | 50 | 834.5455 | -25 | 1 | 153 | RAL9016 | 50-60Hz | Passive | LED | none | High Bay Rectangular | DUROS | Indoor Industrial |  | 28.5 | 17700 | No sensor | 229000 |  |  | Mounting bracket or Y-hook cable |  |  |  | 467460
TBD | DUR1-20-840-L9-FX-… | image | datasheet | deeplink | TUNGSRAM - DUROS - 19200lm - 153W - 4000K - 80CRI - TBD[SKU] - Bracket or Y-hook | 3.3 | Bracket or Y-hook | LED | 1 | 153 | [8 empty] | CE | [6 empty] | 66 | 4000 | 671x246x100 |  | 220-240V |  | 5 |  | 92 | 3 | 80 |  | 4000 |  | 224420 | >=0.9 | 477000 |  | 757000 | 125.49 |  |  | 9 | L9 | 25 | max. 10% at 100.000 hrs |  | Available | 840/339 | Cx=0.3818. Cy=0.3796 | Class I | IK08 | IP66 | IP66 | 50 | 834.5455 | -25 | 1 | 153 | RAL9016 | 50-60Hz | Passive | LED | none | High Bay Rectangular | DUROS | Indoor Industrial |  | 22.8 | 19200 | No sensor | 229000 |  |  | Mounting bracket or Y-hook cable |  |  |  | 467460
TBD | DUR1-20-840-L8-FX-… | image | datasheet | deeplink | TUNGSRAM - DUROS - 17200lm - 153W - 4000K - 80CRI - TBD[SKU] - Bracket or Y-hook | 3.3 | Bracket or Y-hook | LED | 1 | 153 | [8 empty] | CE | [6 empty] | 66 | 4000 | 671x246x100 |  | 220-240V |  | 5 |  | 84 | 3 | 80 |  | 4000 |  | 224420 | >=0.9 | 477000 |  | 757000 | 112.418 |  |  | 9 | L8 | 25 | max. 10% at 100.000 hrs |  | Available | 840/339 | Cx=0.3818. Cy=0.3796 | Class I | IK08 | IP66 | IP66 | 50 | 834.5455 | -25 | 1 | 153 | RAL9016 | 50-60Hz | Passive | LED | none | High Bay Rectangular | DUROS | Indoor Industrial |  | 23.8 | 17200 | No sensor | 229000 |  |  | Mounting bracket or Y-hook cable |  |  |  | 467460
TBD | DUR1-20-840-L6-FX-… | image | datasheet | deeplink | TUNGSRAM - DUROS - 18800lm - 153W - 4000K - 80CRI - TBD[SKU] - Bracket or Y-hook | 3.3 | Bracket or Y-hook | LED | 1 | 153 | [8 empty] | CE | [6 empty] | 66 | 4000 | 671x246x100 |  | 220-240V |  | 5 |  | 61 | 3 | 80 |  | 4000 |  | 224420 | >=0.9 | 477000 |  | 757000 | 122.875 |  |  | 9 | L6 | 25 | max. 10% at 100.000 hrs |  | Available | 840/339 | Cx=0.3818. Cy=0.3796 | Class I | IK08 | IP66 | IP66 | 50 | 834.5455 | -25 | 1 | 153 | RAL9016 | 50-60Hz | Passive | LED | none | High Bay Rectangular | DUROS | Indoor Industrial |  | 19.8 | 18800 | No sensor | 229000 |  |  | Mounting bracket or Y-hook cable |  |  |  | 467460
TBD | DUR1-20-840-L5-FX-… | image | datasheet | deeplink | TUNGSRAM - DUROS - 19400lm - 153W - 4000K - 80CRI - TBD[SKU] - Bracket or Y-hook | 3.3 | Bracket or Y-hook | LED | 1 | 153 | [8 empty] | CE | [6 empty] | 66 | 4000 | 671x246x100 |  | 220-240V |  | 5 |  | 53 | 3 | 80 |  | 4000 |  | 224420 | >=0.9 | 477000 |  | 757000 | 126.797 |  |  | 9 | L5 | 25 | max. 10% at 100.000 hrs |  | Available | 840/339 | Cx=0.3818. Cy=0.3796 | Class I | IK08 | IP66 | IP66 | 50 | 834.5455 | -25 | 1 | 153 | RAL9016 | 50-60Hz | Passive | LED | none | High Bay Rectangular | DUROS | Indoor Industrial |  | 23.3 | 19400 | No sensor | 229000 |  |  | Mounting bracket or Y-hook cable |  |  |  | 467460
TBD | DUR1-20-840-L4-FX-… | image | datasheet | deeplink | TUNGSRAM - DUROS - 17900lm - 153W - 4000K - 80CRI - TBD[SKU] - Bracket or Y-hook | 3.3 | Bracket or Y-hook | LED | 1 | 153 | [8 empty] | CE | [6 empty] | 66 | 4000 | 671x246x100 |  | 220-240V |  | 5 |  | 38 | 3 | 80 |  | 4000 |  | 224420 | >=0.9 | 477000 |  | 757000 | 116.993 |  |  | 9 | L4 | 25 | max. 10% at 100.000 hrs |  | Available | 840/339 | Cx=0.3818. Cy=0.3796 | Class I | IK08 | IP66 | IP66 | 50 | 834.5455 | -25 | 1 | 153 | RAL9016 | 50-60Hz | Passive | LED | none | High Bay Rectangular | DUROS | Indoor Industrial |  | 22.1 | 17900 | No sensor | 229000 |  |  | Mounting bracket or Y-hook cable |  |  |  | 467460
TBD | DUR1-20-840-L2-FX-… | image | datasheet | deeplink | TUNGSRAM - DUROS - 18300lm - 153W - 4000K - 80CRI - TBD[SKU] - Bracket or Y-hook | 3.3 | Bracket or Y-hook | LED | 1 | 153 | [8 empty] | CE | [6 empty] | 66 | 4000 | 671x246x100 |  | 220-240V |  | 5 |  | 24 | 3 | 80 |  | 4000 |  | 224420 | >=0.9 | 477000 |  | 757000 | 119.607 |  |  | 9 | L2 | 25 | max. 10% at 100.000 hrs |  | Available | 840/339 | Cx=0.3818. Cy=0.3796 | Class I | IK08 | IP66 | IP66 | 50 | 834.5455 | -25 | 1 | 153 | RAL9016 | 50-60Hz | Passive | LED | none | High Bay Rectangular | DUROS | Indoor Industrial |  | 23.8 | 18300 | No sensor | 229000 |  |  | Mounting bracket or Y-hook cable |  |  |  | 467460
TBD | DUR1-15-840-L10-FX-… | image | datasheet | deeplink | TUNGSRAM - DUROS - 13400lm - 103W - 4000K - 80CRI - TBD[SKU] - Bracket or Y-hook | 3.3 | Bracket or Y-hook | LED | 1 | 103 | [8 empty] | CE | [6 empty] | 66 | 4000 | 671x246x100 |  | 220-240V |  | 5 |  | 98x33 | 3 | 80 |  | 4000 |  | 558600 | >=0.9 | 1190000 |  | 1890000 | 130.097 |  |  | 9 | L10 | 25 | max. 10% at 100.000 hrs |  | Available | 840/339 | Cx=0.3818. Cy=0.3796 | Class I | IK08 | IP66 | IP66 | 50 | 561.8182 | -25 | 1 | 103 | RAL9016 | 50-60Hz | Passive | LED | none | High Bay Rectangular | DUROS | Indoor Industrial |  | 27.5 | 13400 | No sensor | 570000 |  |  | Mounting bracket or Y-hook cable |  |  |  | 1166200
TBD | DUR1-15-840-L9-FX-… | image | datasheet | deeplink | TUNGSRAM - DUROS - 14400lm - 103W - 4000K - 80CRI - TBD[SKU] - Bracket or Y-hook | 3.3 | Bracket or Y-hook | LED | 1 | 103 | [8 empty] | CE | [6 empty] | 66 | 4000 | 671x246x100 |  | 220-240V |  | 5 |  | 92 | 3 | 80 |  | 4000 |  | 558600 | >=0.9 | 1190000 |  | 1890000 | 139.805 |  |  | 9 | L9 | 25 | max. 10% at 100.000 hrs |  | Available | 840/339 | Cx=0.3818. Cy=0.3796 | Class I | IK08 | IP66 | IP66 | 50 | 561.8182 | -25 | 1 | 103 | RAL9016 | 50-60Hz | Passive | LED | none | High Bay Rectangular | DUROS | Indoor Industrial |  | 21.8 | 14400 | No sensor | 570000 |  |  | Mounting bracket or Y-hook cable |  |  |  | 1166200
TBD | DUR1-15-840-L8-FX-… | image | datasheet | deeplink | TUNGSRAM - DUROS - 13000lm - 103W - 4000K - 80CRI - TBD[SKU] - Bracket or Y-hook | 3.3 | Bracket or Y-hook | LED | 1 | 103 | [8 empty] | CE | [6 empty] | 66 | 4000 | 671x246x100 |  | 220-240V |  | 5 |  | 84 | 3 | 80 |  | 4000 |  | 558600 | >=0.9 | 1190000 |  | 1890000 | 126.213 |  |  | 9 | L8 | 25 | max. 10% at 100.000 hrs |  | Available | 840/339 | Cx=0.3818. Cy=0.3796 | Class I | IK08 | IP66 | IP66 | 50 | 561.8182 | -25 | 1 | 103 | RAL9016 | 50-60Hz | Passive | LED | none | High Bay Rectangular | DUROS | Indoor Industrial |  | 22.8 | 13000 | No sensor | 570000 |  |  | Mounting bracket or Y-hook cable |  |  |  | 1166200
TBD | DUR1-15-840-L6-FX-… | image | datasheet | deeplink | TUNGSRAM - DUROS - 14200lm - 103W - 4000K - 80CRI - TBD[SKU] - Bracket or Y-hook | 3.3 | Bracket or Y-hook | LED | 1 | 103 | [8 empty] | CE | [6 empty] | 66 | 4000 | 671x246x100 |  | 220-240V |  | 5 |  | 61 | 3 | 80 |  | 4000 |  | 558600 | >=0.9 | 1190000 |  | 1890000 | 137.864 |  |  | 9 | L6 | 25 | max. 10% at 100.000 hrs |  | Available | 840/339 | Cx=0.3818. Cy=0.3796 | Class I | IK08 | IP66 | IP66 | 50 | 561.8182 | -25 | 1 | 103 | RAL9016 | 50-60Hz | Passive | LED | none | High Bay Rectangular | DUROS | Indoor Industrial |  | 18.8 | 14200 | No sensor | 570000 |  |  | Mounting bracket or Y-hook cable |  |  |  | 1166200
TBD | DUR1-15-840-L5-FX-… | image | datasheet | deeplink | TUNGSRAM - DUROS - 14600lm - 103W - 4000K - 80CRI - TBD[SKU] - Bracket or Y-hook | 3.3 | Bracket or Y-hook | LED | 1 | 103 | [8 empty] | CE | [6 empty] | 66 | 4000 | 671x246x100 |  | 220-240V |  | 5 |  | 53 | 3 | 80 |  | 4000 |  | 558600 | >=0.9 | 1190000 |  | 1890000 | 141.747 |  |  | 9 | L5 | 25 | max. 10% at 100.000 hrs |  | Available | 840/339 | Cx=0.3818. Cy=0.3796 | Class I | IK08 | IP66 | IP66 | 50 | 561.8182 | -25 | 1 | 103 | RAL9016 | 50-60Hz | Passive | LED | none | High Bay Rectangular | DUROS | Indoor Industrial |  | 22.3 | 14600 | No sensor | 570000 |  |  | Mounting bracket or Y-hook cable |  |  |  | 1166200
TBD | DUR1-15-840-L4-FX-… | image | datasheet | deeplink | TUNGSRAM - DUROS - 13500lm - 103W - 4000K - 80CRI - TBD[SKU] - Bracket or Y-hook | 3.3 | Bracket or Y-hook | LED | 1 | 103 | [8 empty] | CE | [6 empty] | 66 | 4000 | 671x246x100 |  | 220-240V |  | 5 |  | 38 | 3 | 80 |  | 4000 |  | 558600 | >=0.9 | 1190000 |  | 1890000 | 131.067 |  |  | 9 | L4 | 25 | max. 10% at 100.000 hrs |  | Available | 840/339 | Cx=0.3818. Cy=0.3796 | Class I | IK08 | IP66 | IP66 | 50 | 561.8182 | -25 | 1 | 103 | RAL9016 | 50-60Hz | Passive | LED | none | High Bay Rectangular | DUROS | Indoor Industrial |  | 21.1 | 13500 | No sensor | 570000 |  |  | Mounting bracket or Y-hook cable |  |  |  | 1166200
TBD | DUR1-15-840-L2-FX-… | image | datasheet | deeplink | TUNGSRAM - DUROS - 13800lm - 103W - 4000K - 80CRI - TBD[SKU] - Bracket or Y-hook | 3.3 | Bracket or Y-hook | LED | 1 | 103 | [8 empty] | CE | [6 empty] | 66 | 4000 | 671x246x100 |  | 220-240V |  | 5 |  | 24 | 3 | 80 |  | 4000 |  | 558600 | >=0.9 | 1190000 |  | 1890000 | 133.98 |  |  | 9 | L2 | 25 | max. 10% at 100.000 hrs |  | Available | 840/339 | Cx=0.3818. Cy=0.3796 | Class I | IK08 | IP66 | IP66 | 50 | 561.8182 | -25 | 1 | 103 | RAL9016 | 50-60Hz | Passive | LED | none | High Bay Rectangular | DUROS | Indoor Industrial |  | 22.8 | 13800 | No sensor | 570000 |  |  | Mounting bracket or Y-hook cable |  |  |  | 1166200
TBD | DUR1-10-840-L10-FX-… | image | datasheet | deeplink | TUNGSRAM - DUROS - 8800lm - 72W - 4000K - 80CRI - TBD[SKU] - Bracket or Y-hook | 2.6 | Bracket or Y-hook | LED | 1 | 72 | [8 empty] | CE | [6 empty] | 66 | 4000 | 564x246x100 |  | 220-240V |  | 5 |  | 98x33 | 3 | 80 |  | 4000 |  | 509600 | >=0.9 | 1070000 |  | 1710000 | 122.222 |  |  | 9 | L10 | 25 | max. 10% at 100.000 hrs |  | Available | 840/339 | Cx=0.3818. Cy=0.3796 | Class I | IK08 | IP66 | IP66 | 50 | 392.7273 | -25 | 1 | 72 | RAL9016 | 50-60Hz | Passive | LED | none | High Bay Rectangular | DUROS | Indoor Industrial |  | 26.1 | 8800 | No sensor | 520000 |  |  | Mounting bracket or Y-hook cable |  |  |  | 1048600
TBD | DUR1-10-840-L9-FX-… | image | datasheet | deeplink | TUNGSRAM - DUROS - 9600lm - 72W - 4000K - 80CRI - TBD[SKU] - Bracket or Y-hook | 2.6 | Bracket or Y-hook | LED | 1 | 72 | [8 empty] | CE | [6 empty] | 66 | 4000 | 564x246x100 |  | 220-240V |  | 5 |  | 92 | 3 | 80 |  | 4000 |  | 509600 | >=0.9 | 1070000 |  | 1710000 | 133.333 |  |  | 9 | L9 | 25 | max. 10% at 100.000 hrs |  | Available | 840/339 | Cx=0.3818. Cy=0.3796 | Class I | IK08 | IP66 | IP66 | 50 | 392.7273 | -25 | 1 | 72 | RAL9016 | 50-60Hz | Passive | LED | none | High Bay Rectangular | DUROS | Indoor Industrial |  | 20.4 | 9600 | No sensor | 520000 |  |  | Mounting bracket or Y-hook cable |  |  |  | 1048600
TBD | DUR1-10-840-L8-FX-… | image | datasheet | deeplink | TUNGSRAM - DUROS - 8600lm - 72W - 4000K - 80CRI - TBD[SKU] - Bracket or Y-hook | 2.6 | Bracket or Y-hook | LED | 1 | 72 | [8 empty] | CE | [6 empty] | 66 | 4000 | 564x246x100 |  | 220-240V |  | 5 |  | 84 | 3 | 80 |  | 4000 |  | 509600 | >=0.9 | 1070000 |  | 1710000 | 119.444 |  |  | 9 | L8 | 25 | max. 10% at 100.000 hrs |  | Available | 840/339 | Cx=0.3818. Cy=0.3796 | Class I | IK08 | IP66 | IP66 | 50 | 392.7273 | -25 | 1 | 72 | RAL9016 | 50-60Hz | Passive | LED | none | High Bay Rectangular | DUROS | Indoor Industrial |  | 21.4 | 8600 | No sensor | 520000 |  |  | Mounting bracket or Y-hook cable |  |  |  | 1048600
TBD | DUR1-10-840-L6-FX-… | image | datasheet | deeplink | TUNGSRAM - DUROS - 9400lm - 72W - 4000K - 80CRI - TBD[SKU] - Bracket or Y-hook | 2.6 | Bracket or Y-hook | LED | 1 | 72 | [8 empty] | CE | [6 empty] | 66 | 4000 | 564x246x100 |  | 220-240V |  | 5 |  | 61 | 3 | 80 |  | 4000 |  | 509600 | >=0.9 | 1070000 |  | 1710000 | 130.555 |  |  | 9 | L6 | 25 | max. 10% at 100.000 hrs |  | Available | 840/339 | Cx=0.3818. Cy=0.3796 | Class I | IK08 | IP66 | IP66 | 50 | 392.7273 | -25 | 1 | 72 | RAL9016 | 50-60Hz | Passive | LED | none | High Bay Rectangular | DUROS | Indoor Industrial |  | 17.4 | 9400 | No sensor | 520000 |  |  | Mounting bracket or Y-hook cable |  |  |  | 1048600
TBD | DUR1-10-840-L5-FX-… | image | datasheet | deeplink | TUNGSRAM - DUROS - 9700lm - 72W - 4000K - 80CRI - TBD[SKU] - Bracket or Y-hook | 2.6 | Bracket or Y-hook | LED | 1 | 72 | [8 empty] | CE | [6 empty] | 66 | 4000 | 564x246x100 |  | 220-240V |  | 5 |  | 53 | 3 | 80 |  | 4000 |  | 509600 | >=0.9 | 1070000 |  | 1710000 | 134.722 |  |  | 9 | L5 | 25 | max. 10% at 100.000 hrs |  | Available | 840/339 | Cx=0.3818. Cy=0.3796 | Class I | IK08 | IP66 | IP66 | 50 | 392.7273 | -25 | 1 | 72 | RAL9016 | 50-60Hz | Passive | LED | none | High Bay Rectangular | DUROS | Indoor Industrial |  | 20.9 | 9700 | No sensor | 520000 |  |  | Mounting bracket or Y-hook cable |  |  |  | 1048600
TBD | DUR1-10-840-L4-FX-… | image | datasheet | deeplink | TUNGSRAM - DUROS - 8900lm - 72W - 4000K - 80CRI - TBD[SKU] - Bracket or Y-hook | 2.6 | Bracket or Y-hook | LED | 1 | 72 | [8 empty] | CE | [6 empty] | 66 | 4000 | 564x246x100 |  | 220-240V |  | 5 |  | 38 | 3 | 80 |  | 4000 |  | 509600 | >=0.9 | 1070000 |  | 1710000 | 123.611 |  |  | 9 | L4 | 25 | max. 10% at 100.000 hrs |  | Available | 840/339 | Cx=0.3818. Cy=0.3796 | Class I | IK08 | IP66 | IP66 | 50 | 392.7273 | -25 | 1 | 72 | RAL9016 | 50-60Hz | Passive | LED | none | High Bay Rectangular | DUROS | Indoor Industrial |  | 19.7 | 8900 | No sensor | 520000 |  |  | Mounting bracket or Y-hook cable |  |  |  | 1048600
TBD | DUR1-10-840-L2-FX-… | image | datasheet | deeplink | TUNGSRAM - DUROS - 9100lm - 72W - 4000K - 80CRI - TBD[SKU] - Bracket or Y-hook | 2.6 | Bracket or Y-hook | LED | 1 | 72 | [8 empty] | CE | [6 empty] | 66 | 4000 | 564x246x100 |  | 220-240V |  | 5 |  | 24 | 3 | 80 |  | 4000 |  | 509600 | >=0.9 | 1070000 |  | 1710000 | 126.388 |  |  | 9 | L2 | 25 | max. 10% at 100.000 hrs |  | Available | 840/339 | Cx=0.3818. Cy=0.3796 | Class I | IK08 | IP66 | IP66 | 50 | 392.7273 | -25 | 1 | 72 | RAL9016 | 50-60Hz | Passive | LED | none | High Bay Rectangular | DUROS | Indoor Industrial |  | 21.4 | 9100 | No sensor | 520000 |  |  | Mounting bracket or Y-hook cable |  |  |  | 1048600
93122350 | FiaLUX 1X4 ND 865 | image | datasheet | deeplink | TUNGSRAM - FiaLUX No Driver - 6450lm - 52W - 6500K - 80CRI - 93122350[SKU] - Surface / Suspended | 2.1 | Surface / Suspended | LED | 1 | 52 | [8 empty] | CE. Morocco. UKCA | [6 empty] | 40 | 6500 | 1295 x 295 x 26 |  | SELV Max 60V DC |  | 10 |  | 80 | max 4 | >80 |  | 6500 |  |  |  | 54000 |  | 54000 | 148 |  |  |  | Medium | 40 |  |  | Available |  |  | Class III | IK03 | 40 | 40 | 40 |  | -20 | 1 | Max 52W | White RAL9003 |  | Passive | LED | none | Panels | FiaLUX No Driver | Office; Public buildings; Schools |  |  | 6450 | No sensor |  | RG0
93122349 | FiaLUX 2X2 ND 865 | image | datasheet | deeplink | TUNGSRAM - FiaLUX No Driver - 6450lm - 52W - 6500K - 80CRI - 93122349[SKU] - Surface / Suspended | 2.1 | Surface / Suspended | LED | 1 | 52 | [8 empty] | CE. Morocco. UKCA | [6 empty] | 40 | 6500 | 595 x 595 x 26 |  | SELV Max 60V DC |  | 10 |  | 80 | max 4 | >80 |  | 6500 |  |  |  | 54000 |  | 54000 | 148 |  |  |  | Medium | 40 |  |  | Available |  |  | Class III | IK03 | 40 | 40 | 40 |  | -20 | 1 | Max 52W | White RAL9003 |  | Passive | LED | none | Panels | FiaLUX No Driver | Office; Public buildings; Schools |  |  | 6450 | No sensor |  | RG0
93120859 | FiaLUX 1X4 S2 36W 840 19 SM | image | datasheet | deeplink | TUNGSRAM - FiaLUX - 4700lm - 36W - 4000K - 80CRI - 93120859[SKU] - Surface | 2.2 | Surface | LED | 1 | 36 | [8 empty] | CE. Morocco. UKCA | [5 empty] | >54000 | 40 | 4000 | 1295 x 295 x 26 |  | 220-240V |  | 10 |  | 80 | max 4 | >80 |  | 4000 |  | 50000 | >=0.9 | >54000 |  | >54000 | 131 |  |  |  | Medium | 40 |  |  | Available |  |  | Class II | IK03 | 40 | 40 | 40 | 160 | -20 | 1 | 36 | White RAL9003 | 50/60Hz | Passive | LED | none | Panels | FiaLUX | Office; Public buildings; Schools |  | =19 | 4700 | No sensor | 50000 | RG0 | 15994100093821 |  |  |  |  | >54000
93120858 | FiaLUX 1X4 S1 27W 840 19 SM | image | datasheet | deeplink | TUNGSRAM - FiaLUX - 3600lm - 27W - 4000K - 80CRI - 93120858[SKU] - Surface | 2.2 | Surface | LED | 1 | 27 | [8 empty] | CE. Morocco. UKCA | [5 empty] | >54000 | 40 | 4000 | 1295 x 295 x 26 |  | 220-240V |  | 10 |  | 80 | max 4 | >80 |  | 4000 |  | 50000 | >=0.9 | >54000 |  | >54000 | 133 |  |  |  | Medium | 40 |  |  | Available |  |  | Class II | IK03 | 40 | 40 | 40 | 100 | -20 | 1 | 27 | White RAL9003 | 50/60Hz | Passive | LED | none | Panels | FiaLUX | Office; Public buildings; Schools |  | =19 | 3600 | No sensor | 50000 | RG0 | 15994100093814 |  |  |  |  | >54000
93120855 | FiaLUX 1X4 S2 21W 840 19 SM | image | datasheet | deeplink | TUNGSRAM - FiaLUX - 2750lm - 21W - 4000K - 80CRI - 93120855[SKU] - Surface | 2.2 | Surface | LED | 1 | 21 | [8 empty] | CE. Morocco. UKCA | [5 empty] | >54000 | 40 | 4000 | 1295 x 295 x 26 |  | 220-240V |  | 10 |  | 80 | max 4 | >80 |  | 4000 |  | 50000 | >=0.9 | >54000 |  | >54000 | 131 |  |  |  | Medium | 40 |  |  | Available |  |  | Class II | IK03 | 40 | 40 | 40 | 100 | -20 | 1 | 21 | White RAL9003 | 50/60Hz | Passive | LED | none | Panels | FiaLUX | Office; Public buildings; Schools |  | =19 | 2750 | No sensor | 50000 | RG0 | 15994100093890 |  |  |  |  | >54000
93120854 | FiaLUX 2X2 S2 36W 840 19 SM | image | datasheet | deeplink | TUNGSRAM - FiaLUX - 5000lm - 36W - 4000K - 80CRI - 93120854[SKU] - Surface | 2.2 | Surface | LED | 1 | 36 | [8 empty] | CE. Morocco. UKCA | [5 empty] | >54000 | 40 | 4000 | 595 x 595 x 26 |  | 220-240V |  | 10 |  | 80 | max 4 | >80 |  | 4000 |  | 50000 | >=0.9 | >54000 |  | >54000 | 139 |  |  |  | Medium | 40 |  |  | Available |  |  | Class II | IK03 | 40 | 40 | 40 | 160 | -20 | 1 | 36 | White RAL9003 | 50/60Hz | Passive | LED | none | Panels | FiaLUX | Office; Public buildings; Schools |  | =19 | 5000 | No sensor | 50000 | RG0 | 15994100093883 |  |  |  |  | >54000
93120857 | FiaLUX 2X2 S1 27W 840 19 SM | image | datasheet | deeplink | TUNGSRAM - FiaLUX - 3770lm - 27W - 4000K - 80CRI - 93120857[SKU] - Surface | 2.2 | Surface | LED | 1 | 27 | [8 empty] | CE. Morocco. UKCA | [5 empty] | >54000 | 40 | 4000 | 595 x 595 x 26 |  | 220-240V |  | 10 |  | 80 | max 4 | >80 |  | 4000 |  | 50000 | >=0.9 | >54000 |  | >54000 | 140 |  |  |  | Medium | 40 |  |  | Available |  |  | Class II | IK03 | 40 | 40 | 40 | 100 | -20 | 1 | 27 | White RAL9003 | 50/60Hz | Passive | LED | none | Panels | FiaLUX | Office; Public buildings; Schools |  | =19 | 3770 | No sensor | 50000 | RG0 | 15994100093876 |  |  |  |  | >54000
93120856 | FiaLUX 2X2 S2 21W 840 19 SM | image | datasheet | deeplink | TUNGSRAM - FiaLUX - 2900lm - 21W - 4000K - 80CRI - 93120856[SKU] - Surface | 2.2 | Surface | LED | 1 | 21 | [8 empty] | CE. Morocco. UKCA | [5 empty] | >54000 | 40 | 4000 | 595 x 595 x 26 |  | 220-240V |  | 10 |  | 80 | max 4 | >80 |  | 4000 |  | 50000 | >=0.9 | >54000 |  | >54000 | 138 |  |  |  | Medium | 40 |  |  | Available |  |  | Class II | IK03 | 40 | 40 | 40 | 100 | -20 | 1 | 21 | White RAL9003 | 50/60Hz | Passive | LED | none | Panels | FiaLUX | Office; Public buildings; Schools |  | =19 | 2900 | No sensor | 50000 | RG0 | 15994100093869 |  |  |  |  | >54000
93122253 | FiaLUX 1X4 D1 36W 865 19 | image | datasheet | deeplink | TUNGSRAM - FiaLUX - 4700lm - 36W - 6500K - 80CRI - 93122253[SKU] - Surface / Suspended | 2.2 | Surface / Suspended | LED | 1 | 36 | [8 empty] | CE. Morocco. UKCA | [5 empty] | >54000 | 40 | 6500 | 1295 x 295 x 26 |  | 220-240V |  | 10 |  | 80 | max 4 | >80 |  | 6500 |  | 50000 | >=0.9 | >54000 |  | >54000 | 131 |  |  |  | Medium | 40 |  |  | Available |  |  | Class II | IK03 | 40 | 40 | 40 | 160 | -20 | 1 | 36 | White RAL9003 | 50/60Hz | Passive | LED | dimmable | Panels | FiaLUX | Office; Public buildings; Schools |  | =19 | 4700 | No sensor | 50000 | RG0 | 15994100105746 |  |  |  |  | >54000
93122252 | FiaLUX 2X2 D1 36W 865 19 | image | datasheet | deeplink | TUNGSRAM - FiaLUX - 4900lm - 36W - 6500K - 80CRI - 93122252[SKU] - Surface / Suspended | 2.2 | Surface / Suspended | LED | 1 | 36 | [8 empty] | CE. Morocco. UKCA | [5 empty] | >54000 | 40 | 6500 | 595 x 595 x 26 |  | 220-240V |  | 10 |  | 80 | max 4 | >80 |  | 6500 |  | 50000 | >=0.9 | >54000 |  | >54000 | 136 |  |  |  | Medium | 40 |  |  | Available |  |  | Class II | IK03 | 40 | 40 | 40 | 160 | -20 | 1 | 36 | White RAL9003 | 50/60Hz | Passive | LED | dimmable | Panels | FiaLUX | Office; Public buildings; Schools |  | =19 | 4900 | No sensor | 50000 | RG0 | 15994100105692 |  |  |  |  | >54000
93122251 | FiaLUX 1X4 S2 36W 865 19 | image | datasheet | deeplink | TUNGSRAM - FiaLUX - 4700lm - 36W - 6500K - 80CRI - 93122251[SKU] - Surface / Suspended | 2.2 | Surface / Suspended | LED | 1 | 36 | [8 empty] | CE. Morocco. UKCA | [5 empty] | >54000 | 40 | 6500 | 1295 x 295 x 26 |  | 220-240V |  | 10 |  | 80 | max 4 | >80 |  | 6500 |  | 50000 | >=0.9 | >54000 |  | >54000 | 131 |  |  |  | Medium | 40 |  |  | Available |  |  | Class II | IK03 | 40 | 40 | 40 | 160 | -20 | 1 | 36 | White RAL9003 | 50/60Hz | Passive | LED | none | Panels | FiaLUX | Office; Public buildings; Schools |  | =19 | 4700 | No sensor | 50000 | RG0 | 15994100105739 |  |  |  |  | >54000
93122250 | FiaLUX 1X4 S1 31W 865 19 | image | datasheet | deeplink | TUNGSRAM - FiaLUX - 4050lm - 31W - 6500K - 80CRI - 93122250[SKU] - Surface / Suspended | 2.2 | Surface / Suspended | LED | 1 | 31 | [8 empty] | CE. Morocco. UKCA | [5 empty] | >54000 | 40 | 6500 | 1295 x 295 x 26 |  | 220-240V |  | 10 |  | 80 | max 4 | >80 |  | 6500 |  | 50000 | >=0.9 | >54000 |  | >54000 | 131 |  |  |  | Medium | 40 |  |  | Available |  |  | Class II | IK03 | 40 | 40 | 40 | 140 | -20 | 1 | 31 | White RAL9003 | 50/60Hz | Passive | LED | none | Panels | FiaLUX | Office; Public buildings; Schools |  | =19 | 4050 | No sensor | 50000 | RG0 | 15994100105722 |  |  |  |  | >54000
93122249 | FiaLUX 1X4 S1 27W 865 19 | image | datasheet | deeplink | TUNGSRAM - FiaLUX - 3600lm - 27W - 6500K - 80CRI - 93122249[SKU] - Surface / Suspended | 2.2 | Surface / Suspended | LED | 1 | 27 | [8 empty] | CE. Morocco. UKCA | [5 empty] | >54000 | 40 | 6500 | 1295 x 295 x 26 |  | 220-240V |  | 10 |  | 80 | max 4 | >80 |  | 6500 |  | 50000 | >=0.9 | >54000 |  | >54000 | 133 |  |  |  | Medium | 40 |  |  | Available |  |  | Class II | IK03 | 40 | 40 | 40 | 100 | -20 | 1 | 27 | White RAL9003 | 50/60Hz | Passive | LED | none | Panels | FiaLUX | Office; Public buildings; Schools |  | =19 | 3600 | No sensor | 50000 | RG0 | 15994100105715 |  |  |  |  | >54000
93122248 | FiaLUX 1X4 S2 21W 865 19 | image | datasheet | deeplink | TUNGSRAM - FiaLUX - 2750lm - 21W - 6500K - 80CRI - 93122248[SKU] - Surface / Suspended | 2.2 | Surface / Suspended | LED | 1 | 21 | [8 empty] | CE. Morocco. UKCA | [5 empty] | >54000 | 40 | 6500 | 1295 x 295 x 26 |  | 220-240V |  | 10 |  | 80 | max 4 | >80 |  | 6500 |  | 50000 | >=0.9 | >54000 |  | >54000 | 131 |  |  |  | Medium | 40 |  |  | Available |  |  | Class II | IK03 | 40 | 40 | 40 | 100 | -20 | 1 | 21 | White RAL9003 | 50/60Hz | Passive | LED | none | Panels | FiaLUX | Office; Public buildings; Schools |  | =19 | 2750 | No sensor | 50000 | RG0 | 15994100105708 |  |  |  |  | >54000
93122247 | FiaLUX 2X2 S2 36W 865 19 | image | datasheet | deeplink | TUNGSRAM - FiaLUX - 5000lm - 36W - 6500K - 80CRI - 93122247[SKU] - Surface / Suspended | 2.2 | Surface / Suspended | LED | 1 | 36 | [8 empty] | CE. Morocco. UKCA | [5 empty] | >54000 | 40 | 6500 | 595 x 595 x 26 |  | 220-240V |  | 10 |  | 80 | max 4 | >80 |  | 6500 |  | 50000 | >=0.9 | >54000 |  | >54000 | 139 |  |  |  | Medium | 40 |  |  | Available |  |  | Class II | IK03 | 40 | 40 | 40 | 160 | -20 | 1 | 36 | White RAL9003 | 50/60Hz | Passive | LED | none | Panels | FiaLUX | Office; Public buildings; Schools |  | =19 | 5000 | No sensor | 50000 | RG0 | 15994100105685 |  |  |  |  | >54000
93122246 | FiaLUX 2X2 S1 31W 865 19 | image | datasheet | deeplink | TUNGSRAM - FiaLUX - 4280lm - 31W - 6500K - 80CRI - 93122246[SKU] - Surface / Suspended | 2.2 | Surface / Suspended | LED | 1 | 31 | [8 empty] | CE. Morocco. UKCA | [5 empty] | >54000 | 40 | 6500 | 595 x 595 x 26 |  | 220-240V |  | 10 |  | 80 | max 4 | >80 |  | 6500 |  | 50000 | >=0.9 | >54000 |  | >54000 | 138 |  |  |  | Medium | 40 |  |  | Available |  |  | Class II | IK03 | 40 | 40 | 40 | 140 | -20 | 1 | 31 | White RAL9003 | 50/60Hz | Passive | LED | none | Panels | FiaLUX | Office; Public buildings; Schools |  | =19 | 4280 | No sensor | 50000 | RG0 | 15994100105678 |  |  |  |  | >54000
93122235 | FiaLUX 2X2 S1 27W 865 19 | image | datasheet | deeplink | TUNGSRAM - FiaLUX - 3770lm - 27W - 6500K - 80CRI - 93122235[SKU] - Surface / Suspended | 2.2 | Surface / Suspended | LED | 1 | 27 | [8 empty] | CE. Morocco. UKCA | [5 empty] | >54000 | 40 | 6500 | 595 x 595 x 26 |  | 220-240V |  | 10 |  | 80 | max 4 | >80 |  | 6500 |  | 50000 | >=0.9 | >54000 |  | >54000 | 140 |  |  |  | Medium | 40 |  |  | Available |  |  | Class II | IK03 | 40 | 40 | 40 | 100 | -20 | 1 | 27 | White RAL9003 | 50/60Hz | Passive | LED | none | Panels | FiaLUX | Office; Public buildings; Schools |  | =19 | 3770 | No sensor | 50000 | RG0 | 15994100105661 |  |  |  |  | >54000
93122234 | FiaLUX 2X2 S2 21W 865 19 | image | datasheet | deeplink | TUNGSRAM - FiaLUX - 2900lm - 21W - 6500K - 80CRI - 93122234[SKU] - Surface / Suspended | 2.2 | Surface / Suspended | LED | 1 | 21 | [8 empty] | CE. Morocco. UKCA | [5 empty] | >54000 | 40 | 6500 | 595 x 595 x 26 |  | 220-240V |  | 10 |  | 80 | max 4 | >80 |  | 6500 |  | 50000 | >=0.9 | >54000 |  | >54000 | 138 |  |  |  | Medium | 40 |  |  | Available |  |  | Class II | IK03 | 40 | 40 | 40 | 100 | -20 | 1 | 21 | White RAL9003 | 50/60Hz | Passive | LED | none | Panels | FiaLUX | Office; Public buildings; Schools |  | =19 | 2900 | No sensor | 50000 | RG0 | 15994100105654 |  |  |  |  | >54000
93120329 | Tung Mariner CL G1 5' 51W 840 D DS | image | datasheet | deeplink | TUNGSRAM - Mariner Clip - 6920lm - 51W - 4000K - 80CRI - 93120329[SKU] - Surface | 1.7 | Surface | LED | 1 | 51 | [8 empty] | CE. UKCA | [6 empty] | 65 | 4000 | 1530 x 78 x 75 |  | 220-240V |  | 5 | D | 115 | max 6 | >80 |  | 4000 |  |  | >=0.9 |  |  | 60000 | 135 |  |  |  | Medium | 40 |  |  | Available |  |  | Class I | IK08 | 65 | 65 | 40 | 230 | -20 | 1 | 51 | Gray | 50/60Hz | Passive | LED | dimmable | Weatherproof luminaires | Waterproof Clip Mariner | Warehouses / factories; Garage |  |  | 6920 | No sensor |  | RG0 | 15994100087226 |  |  |  |  | 50000
93120328 | Tung Mariner CL G1 5' 30W 840 D DS | image | datasheet | deeplink | TUNGSRAM - Mariner Clip - 4140lm - 30W - 4000K - 80CRI - 93120328[SKU] - Surface | 1.7 | Surface | LED | 1 | 30 | [8 empty] | CE. UKCA | [6 empty] | 65 | 4000 | 1530 x 78 x 75 |  | 220-240V |  | 5 | D | 115 | max 6 | >80 |  | 4000 |  |  | >=0.9 |  |  | 60000 | 138 |  |  |  | Medium | 50 |  |  | Available |  |  | Class I | IK08 | 65 | 65 | 50 | 135 | -20 | 1 | 30 | Gray | 50/60Hz | Passive | LED | dimmable | Weatherproof luminaires | Waterproof Clip Mariner | Warehouses / factories; Garage |  |  | 4140 | No sensor |  | RG0 | 15994100087219 |  |  |  |  | 50000
93120327 | Tung Mariner CL G1 4' 32W 840 D DS | image | datasheet | deeplink | TUNGSRAM - Mariner Clip - 4500lm - 32W - 4000K - 80CRI - 93120327[SKU] - Surface | 1.5 | Surface | LED | 1 | 32 | [8 empty] | CE. UKCA | [6 empty] | 65 | 4000 | 1230 x 78 x 75 |  | 220-240V |  | 5 | D | 115 | max 6 | >80 |  | 4000 |  |  | >=0.9 |  |  | 60000 | 140 |  |  |  | Medium | 50 |  |  | Available |  |  | Class I | IK08 | 65 | 65 | 50 | 145 | -20 | 1 | 32 | Gray | 50/60Hz | Passive | LED | dimmable | Weatherproof luminaires | Waterproof Clip Mariner | Warehouses / factories; Garage |  |  | 4500 | No sensor |  | RG0 | 15994100085505 |  |  |  |  | 50000
93120326 | Tung Mariner CL G1 4' 21W 840 D DS | image | datasheet | deeplink | TUNGSRAM - Mariner Clip - 2950lm - 21W - 4000K - 80CRI - 93120326[SKU] - Surface | 1.5 | Surface | LED | 1 | 21 | [8 empty] | CE. UKCA | [6 empty] | 65 | 4000 | 1230 x 78 x 75 |  | 220-240V |  | 5 | D | 115 | max 6 | >80 |  | 4000 |  |  | >=0.9 |  |  | 60000 | 140 |  |  |  | Medium | 50 |  |  | Available |  |  | Class I | IK08 | 65 | 65 | 50 | 95 | -20 | 1 | 21 | Gray | 50/60Hz | Passive | LED | dimmable | Weatherproof luminaires | Waterproof Clip Mariner | Warehouses / factories; Garage |  |  | 2950 | No sensor |  | RG0 | 15994100085499 |  |  |  |  | 50000
93119910 | Tung Mariner CL G1 5' 50W 840 S DS | image | datasheet | deeplink | TUNGSRAM - Mariner Clip - 7000lm - 50W - 4000K - 80CRI - 93119910[SKU] - Surface | 1.7 | Surface | LED | 1 | 50 | [8 empty] | CE. UKCA | [6 empty] | 65 | 4000 | 1530 x 78 x 75 |  | 220-240V |  | 5 | D | 115 | max 6 | >80 |  | 4000 |  |  | >=0.9 |  |  | 60000 | 140 |  |  |  | Medium | 50 |  |  | Available |  |  | Class I | IK08 | 65 | 65 | 50 | 230 | -20 | 1 | 50 | Gray | 50/60Hz | Passive | LED | none | Weatherproof luminaires | Waterproof Clip Mariner | Warehouses / factories; Garage |  |  | 7000 | No sensor |  | RG0 | 15994100084218 |  |  |  |  | 50000
93119909 | Tung Mariner CL G1 5' 31W 840 S DS | image | datasheet | deeplink | TUNGSRAM - Mariner Clip - 4350lm - 31W - 4000K - 80CRI - 93119909[SKU] - Surface | 1.7 | Surface | LED | 1 | 31 | [8 empty] | CE. UKCA | [6 empty] | 65 | 4000 | 1530 x 78 x 75 |  | 220-240V |  | 5 | D | 115 | max 6 | >80 |  | 4000 |  |  | >=0.9 |  |  | 60000 | 140 |  |  |  | Medium | 50 |  |  | Available |  |  | Class I | IK08 | 65 | 65 | 50 | 140 | -20 | 1 | 31 | Gray | 50/60Hz | Passive | LED | none | Weatherproof luminaires | Waterproof Clip Mariner | Warehouses / factories; Garage |  |  | 4350 | No sensor |  | RG0 | 15994100084102 |  |  |  |  | 50000
93119908 | Tung Mariner CL G1 4' 33W 840 S DS | image | datasheet | deeplink | TUNGSRAM - Mariner Clip - 4650lm - 33W - 4000K - 80CRI - 93119908[SKU] - Surface | 1.4 | Surface | LED | 1 | 33 | [8 empty] | CE. UKCA | [6 empty] | 65 | 4000 | 1230 x 78 x 75 |  | 220-240V |  | 5 | D | 115 | max 6 | >80 |  | 4000 |  |  | >=0.9 |  |  | 60000 | 140 |  |  |  | Medium | 50 |  |  | Available |  |  | Class I | IK08 | 65 | 65 | 50 | 150 | -20 | 1 | 33 | Gray | 50/60Hz | Passive | LED | none | Weatherproof luminaires | Waterproof Clip Mariner | Warehouses / factories; Garage |  |  | 4650 | No sensor |  | RG0 | 15994100084096 |  |  |  |  | 50000
93119907 | Tung Mariner CL G1 4' 22W 840 S DS | image | datasheet | deeplink | TUNGSRAM - Mariner Clip - 3080lm - 22W - 4000K - 80CRI - 93119907[SKU] - Surface | 1.4 | Surface | LED | 1 | 22 | [8 empty] | CE. UKCA | [6 empty] | 65 | 4000 | 1230 x 78 x 75 |  | 220-240V |  | 5 | D | 115 | max 6 | >80 |  | 4000 |  |  | >=0.9 |  |  | 60000 | 140 |  |  |  | Medium | 50 |  |  | Available |  |  | Class I | IK08 | 65 | 65 | 50 | 100 | -20 | 1 | 22 | Gray | 50/60Hz | Passive | LED | none | Weatherproof luminaires | Waterproof Clip Mariner | Warehouses / factories; Garage |  |  | 3080 | No sensor |  | RG0 | 15994100084089 |  |  |  |  | 50000
93121716 | SLUX 1.7M 15 840 DST LGRA 11C 10 | image | datasheet | deeplink | TUNGSRAM - Straightlux - 14925lm - 98.6W - 4000K - 80CRI - 93121716[SKU] - Suface mounted | 5 | Suface mounted | LED | 1 | 98.6 | [8 empty] | CE. UKCA | [6 empty] | 40 | 4000 | 1739 x 66 x 77 |  | 220-240V |  | 10 | C | Retail Assymetric | max 3 | >80 |  | 4000 | [6 empty] | 151.3692 |  |  |  | Retail Assymetric | 35 |  |  | Available |  |  | Class I | IK03 | 40 | 40 | 35 | 437 | -20 | 1 | 98.6 | White RAL9010 | 50/60Hz | Passive | LED | dimmable | Trunking System | Straightlux | Retail; Supermarkets. Hypermarkets |  |  | 14925 | No sensor | [7 empty] | 80000
93121715 | SLUX 1.7M 15 840 DST LGRS 11C 10 | image | datasheet | deeplink | TUNGSRAM - Straightlux - 15210lm - 98.6W - 4000K - 80CRI - 93121715[SKU] - Suface mounted | 5 | Suface mounted | LED | 1 | 98.6 | [8 empty] | CE. UKCA | [6 empty] | 40 | 4000 | 1739 x 66 x 77 |  | 220-240V |  | 10 | C | Retail Symetric | max 3 | >80 |  | 4000 | [6 empty] | 154.2596 |  |  |  | Retail Symetric | 35 |  |  | Available |  |  | Class I | IK03 | 40 | 40 | 35 | 437 | -20 | 1 | 98.6 | White RAL9010 | 50/60Hz | Passive | LED | dimmable | Trunking System | Straightlux | Retail; Supermarkets. Hypermarkets |  | 19.8 | 15210 | No sensor | [7 empty] | 80000
93121714 | SLUX 1.7M 15 840 DST LGW 11C 10 | image | datasheet | deeplink | TUNGSRAM - Straightlux - 15240lm - 98.6W - 4000K - 80CRI - 93121714[SKU] - Suface mounted | 5 | Suface mounted | LED | 1 | 98.6 | [8 empty] | CE. UKCA | [6 empty] | 40 | 4000 | 1739 x 66 x 77 |  | 220-240V |  | 10 | C | 110° | max 3 | >80 |  | 4000 | [6 empty] | 154.5639 |  |  |  | Wide | 35 |  |  | Available |  |  | Class I | IK03 | 40 | 40 | 35 | 437 | -20 | 1 | 98.6 | White RAL9010 | 50/60Hz | Passive | LED | dimmable | Trunking System | Straightlux | Retail; Supermarkets. Hypermarkets |  | 20.1 | 15240 | No sensor | [7 empty] | 80000
93121713 | SLUX 1.7M 15 840 DST LGN 11C 10 | image | datasheet | deeplink | TUNGSRAM - Straightlux - 14715lm - 98.6W - 4000K - 80CRI - 93121713[SKU] - Suface mounted | 5 | Suface mounted | LED | 1 | 98.6 | [8 empty] | CE. UKCA | [6 empty] | 40 | 4000 | 1739 x 66 x 77 |  | 220-240V |  | 10 | C | 60° | max 3 | >80 |  | 4000 | [6 empty] | 149.2394 |  |  |  | Narrow | 35 |  |  | Available |  |  | Class I | IK03 | 40 | 40 | 35 | 437 | -20 | 1 | 98.6 | White RAL9010 | 50/60Hz | Passive | LED | dimmable | Trunking System | Straightlux | Retail; Supermarkets. Hypermarkets |  | 21.3 | 14715 | No sensor | [7 empty] | 80000
93121712 | SLUX 1.7M 10 840 DST LGRA 11C 10 | image | datasheet | deeplink | TUNGSRAM - Straightlux - 9795lm - 59.9W - 4000K - 80CRI - 93121712[SKU] - Suface mounted | 5 | Suface mounted | LED | 1 | 59.9 | [8 empty] | CE. UKCA | [6 empty] | 40 | 4000 | 1739 x 66 x 77 |  | 220-240V |  | 10 | C | Retail Assymetric | max 3 | >80 |  | 4000 | [6 empty] | 163.5225 |  |  |  | Retail Assymetric | 35 |  |  | Available |  |  | Class I | IK03 | 40 | 40 | 35 | 272 | -20 | 1 | 59.9 | White RAL9010 | 50/60Hz | Passive | LED | dimmable | Trunking System | Straightlux | Retail; Supermarkets. Hypermarkets |  |  | 9795 | No sensor | [7 empty] | 80000
93121711 | SLUX 1.7M 10 840 DST LGRS 11C 10 | image | datasheet | deeplink | TUNGSRAM - Straightlux - 9985lm - 59.9W - 4000K - 80CRI - 93121711[SKU] - Suface mounted | 5 | Suface mounted | LED | 1 | 59.9 | [8 empty] | CE. UKCA | [6 empty] | 40 | 4000 | 1739 x 66 x 77 |  | 220-240V |  | 10 | C | Retail Symetric | max 3 | >80 |  | 4000 | [6 empty] | 166.6945 |  |  |  | Retail Symetric | 35 |  |  | Available |  |  | Class I | IK03 | 40 | 40 | 35 | 272 | -20 | 1 | 59.9 | White RAL9010 | 50/60Hz | Passive | LED | dimmable | Trunking System | Straightlux | Retail; Supermarkets. Hypermarkets |  | 18.5 | 9985 | No sensor | [7 empty] | 80000
93121710 | SLUX 1.7M 10 840 DST LGW 11C 10 | image | datasheet | deeplink | TUNGSRAM - Straightlux - 10005lm - 59.9W - 4000K - 80CRI - 93121710[SKU] - Suface mounted | 5 | Suface mounted | LED | 1 | 59.9 | [8 empty] | CE. UKCA | [6 empty] | 40 | 4000 | 1739 x 66 x 77 |  | 220-240V |  | 10 | C | 110° | max 3 | >80 |  | 4000 | [6 empty] | 167.0284 |  |  |  | Wide | 35 |  |  | Available |  |  | Class I | IK03 | 40 | 40 | 35 | 272 | -20 | 1 | 59.9 | White RAL9010 | 50/60Hz | Passive | LED | dimmable | Trunking System | Straightlux | Retail; Supermarkets. Hypermarkets |  | 18.8 | 10005 | No sensor | [7 empty] | 80000
93121709 | SLUX 1.7M 10 840 DST LGN 11C 10 | image | datasheet | deeplink | TUNGSRAM - Straightlux - 9660lm - 59.9W - 4000K - 80CRI - 93121709[SKU] - Suface mounted | 5 | Suface mounted | LED | 1 | 59.9 | [8 empty] | CE. UKCA | [6 empty] | 40 | 4000 | 1739 x 66 x 77 |  | 220-240V |  | 10 | C | 60° | max 3 | >80 |  | 4000 | [6 empty] | 161.2688 |  |  |  | Narrow | 35 |  |  | Available |  |  | Class I | IK03 | 40 | 40 | 35 | 272 | -20 | 1 | 59.9 | White RAL9010 | 50/60Hz | Passive | LED | dimmable | Trunking System | Straightlux | Retail; Supermarkets. Hypermarkets |  | 20.1 | 9660 | No sensor | [7 empty] | 80000
93121708 | SLUX 1.7M 5 840 DST LGRA 11C 10 | image | datasheet | deeplink | TUNGSRAM - Straightlux - 5225lm - 30.2W - 4000K - 80CRI - 93121708[SKU] - Suface mounted | 5 | Suface mounted | LED | 1 | 30.2 | [8 empty] | CE. UKCA | [6 empty] | 40 | 4000 | 1739 x 66 x 77 |  | 220-240V |  | 10 | C | Retail Assymetric | max 3 | >80 |  | 4000 | [6 empty] | 173.0132 |  |  |  | Retail Assymetric | 40 |  |  | Available |  |  | Class I | IK03 | 40 | 40 | 40 | 139 | -20 | 1 | 30.2 | White RAL9010 | 50/60Hz | Passive | LED | dimmable | Trunking System | Straightlux | Retail; Supermarkets. Hypermarkets |  |  | 5225 | No sensor | [7 empty] | 80000
93121707 | SLUX 1.7M 5 840 DST LGRS 11C 10 | image | datasheet | deeplink | TUNGSRAM - Straightlux - 5325lm - 30.2W - 4000K - 80CRI - 93121707[SKU] - Suface mounted | 5 | Suface mounted | LED | 1 | 30.2 | [8 empty] | CE. UKCA | [6 empty] | 40 | 4000 | 1739 x 66 x 77 |  | 220-240V |  | 10 | C | Retail Symetric | max 3 | >80 |  | 4000 | [6 empty] | 176.3245 |  |  |  | Retail Symetric | 40 |  |  | Available |  |  | Class I | IK03 | 40 | 40 | 40 | 139 | -20 | 1 | 30.2 | White RAL9010 | 50/60Hz | Passive | LED | dimmable | Trunking System | Straightlux | Retail; Supermarkets. Hypermarkets |  | 15.9 | 5325 | No sensor | [7 empty] | 80000
93121706 | SLUX 1.7M 5 840 DST LGW 11C 10 | image | datasheet | deeplink | TUNGSRAM - Straightlux - 5335lm - 30.2W - 4000K - 80CRI - 93121706[SKU] - Suface mounted | 5 | Suface mounted | LED | 1 | 30.2 | [8 empty] | CE. UKCA | [6 empty] | 40 | 4000 | 1739 x 66 x 77 |  | 220-240V |  | 10 | C | 110° | max 3 | >80 |  | 4000 | [6 empty] | 176.6556 |  |  |  | Wide | 40 |  |  | Available |  |  | Class I | IK03 | 40 | 40 | 40 | 139 | -20 | 1 | 30.2 | White RAL9010 | 50/60Hz | Passive | LED | dimmable | Trunking System | Straightlux | Retail; Supermarkets. Hypermarkets |  | 16.2 | 5335 | No sensor | [7 empty] | 80000
93121705 | SLUX 1.7M 5 840 DST LGN 11C 10 | image | datasheet | deeplink | TUNGSRAM - Straightlux - 5155lm - 30.2W - 4000K - 80CRI - 93121705[SKU] - Suface mounted | 5 | Suface mounted | LED | 1 | 30.2 | [8 empty] | CE. UKCA | [6 empty] | 40 | 4000 | 1739 x 66 x 77 |  | 220-240V |  | 10 | C | 60° | max 3 | >80 |  | 4000 | [6 empty] | 170.6954 |  |  |  | Narrow | 40 |  |  | Available |  |  | Class I | IK03 | 40 | 40 | 40 | 139 | -20 | 1 | 30.2 | White RAL9010 | 50/60Hz | Passive | LED | dimmable | Trunking System | Straightlux | Retail; Supermarkets. Hypermarkets |  | 17.5 | 5155 | No sensor | [7 empty] | 80000
93121704 | SLUX 0.9M 7 840 DST LGRA 11C 10 | image | datasheet | deeplink | TUNGSRAM - Straightlux - 7165lm - 49.8W - 4000K - 80CRI - 93121704[SKU] - Suface mounted | 2.5 | Suface mounted | LED | 1 | 49.8 | [8 empty] | CE. UKCA | [6 empty] | 40 | 4000 | 869 x 66 x 77 |  | 220-240V |  | 10 | C | Retail Assymetric | max 3 | >80 |  | 4000 | [6 empty] | 143.8755 |  |  |  | Retail Assymetric | 40 |  |  | Available |  |  | Class I | IK03 | 40 | 40 | 40 | 229 | -20 | 1 | 49.8 | White RAL9010 | 50/60Hz | Passive | LED | dimmable | Trunking System | Straightlux | Retail; Supermarkets. Hypermarkets |  |  | 7165 | No sensor | [7 empty] | 80000
93121703 | SLUX 0.9M 7 840 DST LGRS 11C 10 | image | datasheet | deeplink | TUNGSRAM - Straightlux - 7305lm - 49.8W - 4000K - 80CRI - 93121703[SKU] - Suface mounted | 2.5 | Suface mounted | LED | 1 | 49.8 | [8 empty] | CE. UKCA | [6 empty] | 40 | 4000 | 869 x 66 x 77 |  | 220-240V |  | 10 | C | Retail Symetric | max 3 | >80 |  | 4000 | [6 empty] | 146.6867 |  |  |  | Retail Symetric | 40 |  |  | Available |  |  | Class I | IK03 | 40 | 40 | 40 | 229 | -20 | 1 | 49.8 | White RAL9010 | 50/60Hz | Passive | LED | dimmable | Trunking System | Straightlux | Retail; Supermarkets. Hypermarkets |  | 16.8 | 7305 | No sensor | [7 empty] | 80000
93121702 | SLUX 0.9M 7 840 DST LGW 11C 10 | image | datasheet | deeplink | TUNGSRAM - Straightlux - 7320lm - 49.8W - 4000K - 80CRI - 93121702[SKU] - Suface mounted | 2.5 | Suface mounted | LED | 1 | 49.8 | [8 empty] | CE. UKCA | [6 empty] | 40 | 4000 | 869 x 66 x 77 |  | 220-240V |  | 10 | C | 110° | max 3 | >80 |  | 4000 | [6 empty] | 146.988 |  |  |  | Wide | 40 |  |  | Available |  |  | Class I | IK03 | 40 | 40 | 40 | 229 | -20 | 1 | 49.8 | White RAL9010 | 50/60Hz | Passive | LED | dimmable | Trunking System | Straightlux | Retail; Supermarkets. Hypermarkets |  | 17.1 | 7320 | No sensor | [7 empty] | 80000
93121701 | SLUX 0.9M 7 840 DST LGN 11C 10 | image | datasheet | deeplink | TUNGSRAM - Straightlux - 7065lm - 49.8W - 4000K - 80CRI - 93121701[SKU] - Suface mounted | 2.5 | Suface mounted | LED | 1 | 49.8 | [8 empty] | CE. UKCA | [6 empty] | 40 | 4000 | 869 x 66 x 77 |  | 220-240V |  | 10 | C | 60° | max 3 | >80 |  | 4000 | [6 empty] | 141.8675 |  |  |  | Narrow | 40 |  |  | Available |  |  | Class I | IK03 | 40 | 40 | 40 | 229 | -20 | 1 | 49.8 | White RAL9010 | 50/60Hz | Passive | LED | dimmable | Trunking System | Straightlux | Retail; Supermarkets. Hypermarkets |  | 18.3 | 7065 | No sensor | [7 empty] | 80000
93121700 | SLUX 0.9M 4 840 DST LGRA 11C 10 | image | datasheet | deeplink | TUNGSRAM - Straightlux - 4030lm - 26.3W - 4000K - 80CRI - 93121700[SKU] - Suface mounted | 2.5 | Suface mounted | LED | 1 | 26.3 | [8 empty] | CE. UKCA | [6 empty] | 40 | 4000 | 869 x 66 x 77 |  | 220-240V |  | 10 | C | Retail Assymetric | max 3 | >80 |  | 4000 | [6 empty] | 153.2319 |  |  |  | Retail Assymetric | 40 |  |  | Available |  |  | Class I | IK03 | 40 | 40 | 40 | 125 | -20 | 1 | 26.3 | White RAL9010 | 50/60Hz | Passive | LED | dimmable | Trunking System | Straightlux | Retail; Supermarkets. Hypermarkets |  |  | 4030 | No sensor | [7 empty] | 80000
93121699 | SLUX 0.9M 4 840 DST LGRS 11C 10 | image | datasheet | deeplink | TUNGSRAM - Straightlux - 4105lm - 26.3W - 4000K - 80CRI - 93121699[SKU] - Suface mounted | 2.5 | Suface mounted | LED | 1 | 26.3 | [8 empty] | CE. UKCA | [6 empty] | 40 | 4000 | 869 x 66 x 77 |  | 220-240V |  | 10 | C | Retail Symetric | max 3 | >80 |  | 4000 | [6 empty] | 156.0837 |  |  |  | Retail Symetric | 40 |  |  | Available |  |  | Class I | IK03 | 40 | 40 | 40 | 125 | -20 | 1 | 26.3 | White RAL9010 | 50/60Hz | Passive | LED | dimmable | Trunking System | Straightlux | Retail; Supermarkets. Hypermarkets |  | 15 | 4105 | No sensor | [7 empty] | 80000
93121698 | SLUX 0.9M 4 840 DST LGW 11C 10 | image | datasheet | deeplink | TUNGSRAM - Straightlux - 4115lm - 26.3W - 4000K - 80CRI - 93121698[SKU] - Suface mounted | 2.5 | Suface mounted | LED | 1 | 26.3 | [8 empty] | CE. UKCA | [6 empty] | 40 | 4000 | 869 x 66 x 77 |  | 220-240V |  | 10 | C | 110° | max 3 | >80 |  | 4000 | [6 empty] | 156.4639 |  |  |  | Wide | 40 |  |  | Available |  |  | Class I | IK03 | 40 | 40 | 40 | 125 | -20 | 1 | 26.3 | White RAL9010 | 50/60Hz | Passive | LED | dimmable | Trunking System | Straightlux | Retail; Supermarkets. Hypermarkets |  | 15.3 | 4115 | No sensor | [7 empty] | 80000
93121697 | SLUX 0.9M 4 840 DST LGN 11C 10 | image | datasheet | deeplink | TUNGSRAM - Straightlux - 3975lm - 26.3W - 4000K - 80CRI - 93121697[SKU] - Suface mounted | 2.5 | Suface mounted | LED | 1 | 26.3 | [8 empty] | CE. UKCA | [6 empty] | 40 | 4000 | 869 x 66 x 77 |  | 220-240V |  | 10 | C | 60° | max 3 | >80 |  | 4000 | [6 empty] | 151.1407 |  |  |  | Narrow | 40 |  |  | Available |  |  | Class I | IK03 | 40 | 40 | 40 | 125 | -20 | 1 | 26.3 | White RAL9010 | 50/60Hz | Passive | LED | dimmable | Trunking System | Straightlux | Retail; Supermarkets. Hypermarkets |  | 16.5 | 3975 | No sensor | [7 empty] | 80000
93121696 | SLUX 0.9M 2 840 DST LGRA 11C 10 | image | datasheet | deeplink | TUNGSRAM - Straightlux - 2570lm - 16.2W - 4000K - 80CRI - 93121696[SKU] - Suface mounted | 2.5 | Suface mounted | LED | 1 | 16.2 | [8 empty] | CE. UKCA | [6 empty] | 40 | 4000 | 869 x 66 x 77 |  | 220-240V |  | 10 | C | Retail Assymetric | max 3 | >80 |  | 4000 | [6 empty] | 158.642 |  |  |  | Retail Assymetric | 40 |  |  | Available |  |  | Class I | IK03 | 40 | 40 | 40 | 83 | -20 | 1 | 16.2 | White RAL9010 | 50/60Hz | Passive | LED | dimmable | Trunking System | Straightlux | Retail; Supermarkets. Hypermarkets |  |  | 2570 | No sensor | [7 empty] | 80000
93121695 | SLUX 0.9M 2 840 DST LGRS 11C 10 | image | datasheet | deeplink | TUNGSRAM - Straightlux - 2615lm - 16.2W - 4000K - 80CRI - 93121695[SKU] - Suface mounted | 2.5 | Suface mounted | LED | 1 | 16.2 | [8 empty] | CE. UKCA | [6 empty] | 40 | 4000 | 869 x 66 x 77 |  | 220-240V |  | 10 | C | Retail Symetric | max 3 | >80 |  | 4000 | [6 empty] | 161.4198 |  |  |  | Retail Symetric | 40 |  |  | Available |  |  | Class I | IK03 | 40 | 40 | 40 | 83 | -20 | 1 | 16.2 | White RAL9010 | 50/60Hz | Passive | LED | dimmable | Trunking System | Straightlux | Retail; Supermarkets. Hypermarkets |  | 13.4 | 2615 | No sensor | [7 empty] | 80000
93121694 | SLUX 0.9M 2 840 DST LGW 11C 10 | image | datasheet | deeplink | TUNGSRAM - Straightlux - 2625lm - 16.2W - 4000K - 80CRI - 93121694[SKU] - Suface mounted | 2.5 | Suface mounted | LED | 1 | 16.2 | [8 empty] | CE. UKCA | [6 empty] | 40 | 4000 | 869 x 66 x 77 |  | 220-240V |  | 10 | C | 110° | max 3 | >80 |  | 4000 | [6 empty] | 162.037 |  |  |  | Wide | 40 |  |  | Available |  |  | Class I | IK03 | 40 | 40 | 40 | 83 | -20 | 1 | 16.2 | White RAL9010 | 50/60Hz | Passive | LED | dimmable | Trunking System | Straightlux | Retail; Supermarkets. Hypermarkets |  | 13.7 | 2625 | No sensor | [7 empty] | 80000
93121693 | SLUX 0.9M 2 840 DST LGN 11C 10 | image | datasheet | deeplink | TUNGSRAM - Straightlux - 2535lm - 16.2W - 4000K - 80CRI - 93121693[SKU] - Suface mounted | 2.5 | Suface mounted | LED | 1 | 16.2 | [8 empty] | CE. UKCA | [6 empty] | 40 | 4000 | 869 x 66 x 77 |  | 220-240V |  | 10 | C | 60° | max 3 | >80 |  | 4000 | [6 empty] | 156.4815 |  |  |  | Narrow | 40 |  |  | Available |  |  | Class I | IK03 | 40 | 40 | 40 | 83 | -20 | 1 | 16.2 | White RAL9010 | 50/60Hz | Passive | LED | dimmable | Trunking System | Straightlux | Retail; Supermarkets. Hypermarkets |  | 15 | 2535 | No sensor | [7 empty] | 80000
93120410 | SLUX 1.7M 15 840 SST LGRA 11C 10 | image | datasheet | deeplink | TUNGSRAM - Straightlux - 16010lm - 102W - 4000K - 80CRI - 93120410[SKU] - Suface mounted | 5 | Suface mounted | LED | 1 | 102 | [8 empty] | CE. UKCA | [6 empty] | 40 | 4000 | 1739 x 66 x 77 |  | 220-240V |  | 10 | C | Retail Assymetric | max 3 | >80 |  | 4000 | [6 empty] | 150.0469 |  |  |  | Retail Assymetric | 35 |  |  | Available |  |  | Class I | IK03 | 40 | 40 | 35 | 447 | -20 | 1 | 102 | White RAL9010 | 50/60Hz | Passive | LED | none | Trunking System | Straightlux | Retail; Supermarkets. Hypermarkets |  |  | 16010 | No sensor |  |  | 15994100088421 |  |  |  |  | 80000
93120409 | SLUX 1.7M 15 840 SST LGRS 11C 10 | image | datasheet | deeplink | TUNGSRAM - Straightlux - 16315lm - 102W - 4000K - 80CRI - 93120409[SKU] - Suface mounted | 5 | Suface mounted | LED | 1 | 102 | [8 empty] | CE. UKCA | [6 empty] | 40 | 4000 | 1739 x 66 x 77 |  | 220-240V |  | 10 | C | Retail Symetric | max 3 | >80 |  | 4000 | [6 empty] | 152.9053 |  |  |  | Retail Symetric | 35 |  |  | Available |  |  | Class I | IK03 | 40 | 40 | 35 | 447 | -20 | 1 | 102 | White RAL9010 | 50/60Hz | Passive | LED | none | Trunking System | Straightlux | Retail; Supermarkets. Hypermarkets |  | 19.8 | 16315 | No sensor |  |  | 15994100088414 |  |  |  |  | 80000
93120408 | SLUX 1.7M 15 840 SST LGW 11C 10 | image | datasheet | deeplink | TUNGSRAM - Straightlux - 16350lm - 102W - 4000K - 80CRI - 93120408[SKU] - Suface mounted | 5 | Suface mounted | LED | 1 | 102 | [8 empty] | CE. UKCA | [6 empty] | 40 | 4000 | 1739 x 66 x 77 |  | 220-240V |  | 10 | C | 110° | max 3 | >80 |  | 4000 | [6 empty] | 153.2334 |  |  |  | Wide | 35 |  |  | Available |  |  | Class I | IK03 | 40 | 40 | 35 | 447 | -20 | 1 | 102 | White RAL9010 | 50/60Hz | Passive | LED | none | Trunking System | Straightlux | Retail; Supermarkets. Hypermarkets |  | 20.1 | 16350 | No sensor |  |  | 15994100088407 |  |  |  |  | 80000
93120407 | SLUX 1.7M 15 840 SST LGN 11C 10 | image | datasheet | deeplink | TUNGSRAM - Straightlux - 15785lm - 102W - 4000K - 80CRI - 93120407[SKU] - Suface mounted | 5 | Suface mounted | LED | 1 | 102 | [8 empty] | CE. UKCA | [6 empty] | 40 | 4000 | 1739 x 66 x 77 |  | 220-240V |  | 10 | C | 60° | max 3 | >80 |  | 4000 | [6 empty] | 147.9381 |  |  |  | Narrow | 35 |  |  | Available |  |  | Class I | IK03 | 40 | 40 | 35 | 447 | -20 | 1 | 102 | White RAL9010 | 50/60Hz | Passive | LED | none | Trunking System | Straightlux | Retail; Supermarkets. Hypermarkets |  | 21.3 | 15785 | No sensor |  |  | 15994100088391 |  |  |  |  | 80000
93120406 | SLUX 1.7M 10 840 SST LGRA 11C 10 | image | datasheet | deeplink | TUNGSRAM - Straightlux - 11215lm - 69.2W - 4000K - 80CRI - 93120406[SKU] - Suface mounted | 5 | Suface mounted | LED | 1 | 69.2 | [8 empty] | CE. UKCA | [6 empty] | 40 | 4000 | 1739 x 66 x 77 |  | 220-240V |  | 10 | C | Retail Assymetric | max 3 | >80 |  | 4000 | [6 empty] | 162.0665 |  |  |  | Retail Assymetric | 35 |  |  | Available |  |  | Class I | IK03 | 40 | 40 | 35 | 307 | -20 | 1 | 69.2 | White RAL9010 | 50/60Hz | Passive | LED | none | Trunking System | Straightlux | Retail; Supermarkets. Hypermarkets |  |  | 11215 | No sensor |  |  | 15994100088384 |  |  |  |  | 80000
93120405 | SLUX 1.7M 10 840 SST LGRS 11C 10 | image | datasheet | deeplink | TUNGSRAM - Straightlux - 11425lm - 69.2W - 4000K - 80CRI - 93120405[SKU] - Suface mounted | 5 | Suface mounted | LED | 1 | 69.2 | [8 empty] | CE. UKCA | [6 empty] | 40 | 4000 | 1739 x 66 x 77 |  | 220-240V |  | 10 | C | Retail Symetric | max 3 | >80 |  | 4000 | [6 empty] | 165.1012 |  |  |  | Retail Symetric | 35 |  |  | Available |  |  | Class I | IK03 | 40 | 40 | 35 | 307 | -20 | 1 | 69.2 | White RAL9010 | 50/60Hz | Passive | LED | none | Trunking System | Straightlux | Retail; Supermarkets. Hypermarkets |  | 18.5 | 11425 | No sensor |  |  | 15994100088377 |  |  |  |  | 80000
93120404 | SLUX 1.7M 10 840 SST LGW 11C 10 | image | datasheet | deeplink | TUNGSRAM - Straightlux - 11450lm - 69.2W - 4000K - 80CRI - 93120404[SKU] - Suface mounted | 5 | Suface mounted | LED | 1 | 69.2 | [8 empty] | CE. UKCA | [6 empty] | 40 | 4000 | 1739 x 66 x 77 |  | 220-240V |  | 10 | C | 110° | max 3 | >80 |  | 4000 | [6 empty] | 165.4624 |  |  |  | Wide | 35 |  |  | Available |  |  | Class I | IK03 | 40 | 40 | 35 | 307 | -20 | 1 | 69.2 | White RAL9010 | 50/60Hz | Passive | LED | none | Trunking System | Straightlux | Retail; Supermarkets. Hypermarkets |  | 18.8 | 11450 | No sensor |  |  | 15994100088360 |  |  |  |  | 80000
93120403 | SLUX 1.7M 10 840 SST LGN 11C 10 | image | datasheet | deeplink | TUNGSRAM - Straightlux - 11060lm - 69.2W - 4000K - 80CRI - 93120403[SKU] - Suface mounted | 5 | Suface mounted | LED | 1 | 69.2 | [8 empty] | CE. UKCA | [6 empty] | 40 | 4000 | 1739 x 66 x 77 |  | 220-240V |  | 10 | C | 60° | max 3 | >80 |  | 4000 | [6 empty] | 159.8266 |  |  |  | Narrow | 35 |  |  | Available |  |  | Class I | IK03 | 40 | 40 | 35 | 307 | -20 | 1 | 69.2 | White RAL9010 | 50/60Hz | Passive | LED | none | Trunking System | Straightlux | Retail; Supermarkets. Hypermarkets |  | 20.1 | 11060 | No sensor |  |  | 15994100088353 |  |  |  |  | 80000
93120402 | SLUX 1.7M 5 840 SST LGRA 11C 10 | image | datasheet | deeplink | TUNGSRAM - Straightlux - 5305lm - 30.8W - 4000K - 80CRI - 93120402[SKU] - Suface mounted | 5 | Suface mounted | LED | 1 | 30.8 | [8 empty] | CE. UKCA | [6 empty] | 40 | 4000 | 1739 x 66 x 77 |  | 220-240V |  | 10 | C | Retail Assymetric | max 3 | >80 |  | 4000 | [6 empty] | 172.2403 |  |  |  | Retail Assymetric | 40 |  |  | Available |  |  | Class I | IK03 | 40 | 40 | 40 | 140 | -20 | 1 | 30.8 | White RAL9010 | 50/60Hz | Passive | LED | none | Trunking System | Straightlux | Retail; Supermarkets. Hypermarkets |  |  | 5305 | No sensor |  |  | 15994100088346 |  |  |  |  | 80000
93120401 | SLUX 1.7M 5 840 SST LGRS 11C 10 | image | datasheet | deeplink | TUNGSRAM - Straightlux - 5405lm - 30.8W - 4000K - 80CRI - 93120401[SKU] - Suface mounted | 5 | Suface mounted | LED | 1 | 30.8 | [8 empty] | CE. UKCA | [6 empty] | 40 | 4000 | 1739 x 66 x 77 |  | 220-240V |  | 10 | C | Retail Symetric | max 3 | >80 |  | 4000 | [6 empty] | 175.487 |  |  |  | Retail Symetric | 40 |  |  | Available |  |  | Class I | IK03 | 40 | 40 | 40 | 140 | -20 | 1 | 30.8 | White RAL9010 | 50/60Hz | Passive | LED | none | Trunking System | Straightlux | Retail; Supermarkets. Hypermarkets |  | 15.9 | 5405 | No sensor |  |  | 15994100088339 |  |  |  |  | 80000
93120400 | SLUX 1.7M 5 840 SST LGW 11C 10 | image | datasheet | deeplink | TUNGSRAM - Straightlux - 5420lm - 30.8W - 4000K - 80CRI - 93120400[SKU] - Suface mounted | 5 | Suface mounted | LED | 1 | 30.8 | [8 empty] | CE. UKCA | [6 empty] | 40 | 4000 | 1739 x 66 x 77 |  | 220-240V |  | 10 | C | 110° | max 3 | >80 |  | 4000 | [6 empty] | 175.974 |  |  |  | Wide | 40 |  |  | Available |  |  | Class I | IK03 | 40 | 40 | 40 | 140 | -20 | 1 | 30.8 | White RAL9010 | 50/60Hz | Passive | LED | none | Trunking System | Straightlux | Retail; Supermarkets. Hypermarkets |  | 16.2 | 5420 | No sensor |  |  | 15994100088322 |  |  |  |  | 80000
93120399 | SLUX 1.7M 5 840 SST LGN 11C 10 | image | datasheet | deeplink | TUNGSRAM - Straightlux - 5230lm - 30.8W - 4000K - 80CRI - 93120399[SKU] - Suface mounted | 5 | Suface mounted | LED | 1 | 30.8 | [8 empty] | CE. UKCA | [6 empty] | 40 | 4000 | 1739 x 66 x 77 |  | 220-240V |  | 10 | C | 60° | max 3 | >80 |  | 4000 | [6 empty] | 169.8052 |  |  |  | Narrow | 40 |  |  | Available |  |  | Class I | IK03 | 40 | 40 | 40 | 140 | -20 | 1 | 30.8 | White RAL9010 | 50/60Hz | Passive | LED | none | Trunking System | Straightlux | Retail; Supermarkets. Hypermarkets |  | 17.5 | 5230 | No sensor |  |  | 15994100088315 |  |  |  |  | 80000
93120398 | SLUX 0.9M 7 840 SST LGRA 11C 10 | image | datasheet | deeplink | TUNGSRAM - Straightlux - 6760lm - 45.7W - 4000K - 80CRI - 93120398[SKU] - Suface mounted | 2.5 | Suface mounted | LED | 1 | 45.7 | [8 empty] | CE. UKCA | [6 empty] | 40 | 4000 | 869 x 66 x 77 |  | 220-240V |  | 10 | C | Retail Assymetric | max 3 | >80 |  | 4000 | [6 empty] | 147.9212 |  |  |  | Retail Assymetric | 40 |  |  | Available |  |  | Class I | IK03 | 40 | 40 | 40 | 206 | -20 | 1 | 45.7 | White RAL9010 | 50/60Hz | Passive | LED | none | Trunking System | Straightlux | Retail; Supermarkets. Hypermarkets |  |  | 6760 | No sensor |  |  | 15994100088124 |  |  |  |  | 80000
93120397 | SLUX 0.9M 7 840 SST LGRS 11C 10 | image | datasheet | deeplink | TUNGSRAM - Straightlux - 6885lm - 45.7W - 4000K - 80CRI - 93120397[SKU] - Suface mounted | 2.5 | Suface mounted | LED | 1 | 45.7 | [8 empty] | CE. UKCA | [6 empty] | 40 | 4000 | 869 x 66 x 77 |  | 220-240V |  | 10 | C | Retail Symetric | max 3 | >80 |  | 4000 | [6 empty] | 150.6565 |  |  |  | Retail Symetric | 40 |  |  | Available |  |  | Class I | IK03 | 40 | 40 | 40 | 206 | -20 | 1 | 45.7 | White RAL9010 | 50/60Hz | Passive | LED | none | Trunking System | Straightlux | Retail; Supermarkets. Hypermarkets |  | 16.8 | 6885 | No sensor |  |  | 15994100088117 |  |  |  |  | 80000
93120396 | SLUX 0.9M 7 840 SST LGW 11C 10 | image | datasheet | deeplink | TUNGSRAM - Straightlux - 6900lm - 45.7W - 4000K - 80CRI - 93120396[SKU] - Suface mounted | 2.5 | Suface mounted | LED | 1 | 45.7 | [8 empty] | CE. UKCA | [6 empty] | 40 | 4000 | 869 x 66 x 77 |  | 220-240V |  | 10 | C | 110° | max 3 | >80 |  | 4000 | [6 empty] | 150.9847 |  |  |  | Wide | 40 |  |  | Available |  |  | Class I | IK03 | 40 | 40 | 40 | 206 | -20 | 1 | 45.7 | White RAL9010 | 50/60Hz | Passive | LED | none | Trunking System | Straightlux | Retail; Supermarkets. Hypermarkets |  | 17.1 | 6900 | No sensor |  |  | 15994100088100 |  |  |  |  | 80000
93120375 | SLUX 0.9M 7 840 SST LGN 11C 10 | image | datasheet | deeplink | TUNGSRAM - Straightlux - 6665lm - 45.7W - 4000K - 80CRI - 93120375[SKU] - Suface mounted | 2.5 | Suface mounted | LED | 1 | 45.7 | [8 empty] | CE. UKCA | [6 empty] | 40 | 4000 | 869 x 66 x 77 |  | 220-240V |  | 10 | C | 60° | max 3 | >80 |  | 4000 | [6 empty] | 145.8425 |  |  |  | Narrow | 40 |  |  | Available |  |  | Class I | IK03 | 40 | 40 | 40 | 206 | -20 | 1 | 45.7 | White RAL9010 | 50/60Hz | Passive | LED | none | Trunking System | Straightlux | Retail; Supermarkets. Hypermarkets |  | 18.3 | 6665 | No sensor |  |  | 15994100088094 |  |  |  |  | 80000
93120374 | SLUX 0.9M 4 840 SST LGRA 11C 10 | image | datasheet | deeplink | TUNGSRAM - Straightlux - 4035lm - 25.7W - 4000K - 80CRI - 93120374[SKU] - Suface mounted | 2.5 | Suface mounted | LED | 1 | 25.7 | [8 empty] | CE. UKCA | [6 empty] | 40 | 4000 | 869 x 66 x 77 |  | 220-240V |  | 10 | C | Retail Assymetric | max 3 | >80 |  | 4000 | [6 empty] | 157.0039 |  |  |  | Retail Assymetric | 40 |  |  | Available |  |  | Class I | IK03 | 40 | 40 | 40 | 120 | -20 | 1 | 25.7 | White RAL9010 | 50/60Hz | Passive | LED | none | Trunking System | Straightlux | Retail; Supermarkets. Hypermarkets |  |  | 4035 | No sensor |  |  | 15994100088087 |  |  |  |  | 80000
93120373 | SLUX 0.9M 4 840 SST LGRS 11C 10 | image | datasheet | deeplink | TUNGSRAM - Straightlux - 4110lm - 25.7W - 4000K - 80CRI - 93120373[SKU] - Suface mounted | 2.5 | Suface mounted | LED | 1 | 25.7 | [8 empty] | CE. UKCA | [6 empty] | 40 | 4000 | 869 x 66 x 77 |  | 220-240V |  | 10 | C | Retail Symetric | max 3 | >80 |  | 4000 | [6 empty] | 159.9222 |  |  |  | Retail Symetric | 40 |  |  | Available |  |  | Class I | IK03 | 40 | 40 | 40 | 120 | -20 | 1 | 25.7 | White RAL9010 | 50/60Hz | Passive | LED | none | Trunking System | Straightlux | Retail; Supermarkets. Hypermarkets |  | 15 | 4110 | No sensor |  |  | 15994100088070 |  |  |  |  | 80000
93120372 | SLUX 0.9M 4 840 SST LGW 11C 10 | image | datasheet | deeplink | TUNGSRAM - Straightlux - 4120lm - 25.7W - 4000K - 80CRI - 93120372[SKU] - Suface mounted | 2.5 | Suface mounted | LED | 1 | 25.7 | [8 empty] | CE. UKCA | [6 empty] | 40 | 4000 | 869 x 66 x 77 |  | 220-240V |  | 10 | C | 110° | max 3 | >80 |  | 4000 | [6 empty] | 160.3113 |  |  |  | Wide | 40 |  |  | Available |  |  | Class I | IK03 | 40 | 40 | 40 | 120 | -20 | 1 | 25.7 | White RAL9010 | 50/60Hz | Passive | LED | none | Trunking System | Straightlux | Retail; Supermarkets. Hypermarkets |  | 15.3 | 4120 | No sensor |  |  | 15994100088063 |  |  |  |  | 80000
93120371 | SLUX 0.9M 4 840 SST LGN 11C 10 | image | datasheet | deeplink | TUNGSRAM - Straightlux - 3975lm - 25.7W - 4000K - 80CRI - 93120371[SKU] - Suface mounted | 2.5 | Suface mounted | LED | 1 | 25.7 | [8 empty] | CE. UKCA | [6 empty] | 40 | 4000 | 869 x 66 x 77 |  | 220-240V |  | 10 | C | 60° | max 3 | >80 |  | 4000 | [6 empty] | 154.6693 |  |  |  | Narrow | 40 |  |  | Available |  |  | Class I | IK03 | 40 | 40 | 40 | 120 | -20 | 1 | 25.7 | White RAL9010 | 50/60Hz | Passive | LED | none | Trunking System | Straightlux | Retail; Supermarkets. Hypermarkets |  | 16.5 | 3975 | No sensor |  |  | 15994100088056 |  |  |  |  | 80000
93120370 | SLUX 0.9M 2 840 SST LGRA 11C 10 | image | datasheet | deeplink | TUNGSRAM - Straightlux - 2550lm - 15.7W - 4000K - 80CRI - 93120370[SKU] - Suface mounted | 2.5 | Suface mounted | LED | 1 | 15.7 | [8 empty] | CE. UKCA | [6 empty] | 40 | 4000 | 869 x 66 x 77 |  | 220-240V |  | 10 | C | Retail Assymetric | max 3 | >80 |  | 4000 | [6 empty] | 162.4204 |  |  |  | Retail Assymetric | 40 |  |  | Available |  |  | Class I | IK03 | 40 | 40 | 40 | 78 | -20 | 1 | 15.7 | White RAL9010 | 50/60Hz | Passive | LED | none | Trunking System | Straightlux | Retail; Supermarkets. Hypermarkets |  |  | 2550 | No sensor |  |  | 15994100088049 |  |  |  |  | 80000
93120369 | SLUX 0.9M 2 840 SST LGRS 11C 10 | image | datasheet | deeplink | TUNGSRAM - Straightlux - 2595lm - 15.7W - 4000K - 80CRI - 93120369[SKU] - Suface mounted | 2.5 | Suface mounted | LED | 1 | 15.7 | [8 empty] | CE. UKCA | [6 empty] | 40 | 4000 | 869 x 66 x 77 |  | 220-240V |  | 10 | C | Retail Symetric | max 3 | >80 |  | 4000 | [6 empty] | 165.2866 |  |  |  | Retail Symetric | 40 |  |  | Available |  |  | Class I | IK03 | 40 | 40 | 40 | 78 | -20 | 1 | 15.7 | White RAL9010 | 50/60Hz | Passive | LED | none | Trunking System | Straightlux | Retail; Supermarkets. Hypermarkets |  | 13.4 | 2595 | No sensor |  |  | 15994100088032 |  |  |  |  | 80000
93120368 | SLUX 0.9M 2 840 SST LGW 11C 10 | image | datasheet | deeplink | TUNGSRAM - Straightlux - 2600lm - 15.7W - 4000K - 80CRI - 93120368[SKU] - Suface mounted | 2.5 | Suface mounted | LED | 1 | 15.7 | [8 empty] | CE. UKCA | [6 empty] | 40 | 4000 | 869 x 66 x 77 |  | 220-240V |  | 10 | C | 110° | max 3 | >80 |  | 4000 | [6 empty] | 165.6051 |  |  |  | Wide | 40 |  |  | Available |  |  | Class I | IK03 | 40 | 40 | 40 | 78 | -20 | 1 | 15.7 | White RAL9010 | 50/60Hz | Passive | LED | none | Trunking System | Straightlux | Retail; Supermarkets. Hypermarkets |  | 13.7 | 2600 | No sensor |  |  | 15994100088025 |  |  |  |  | 80000
93120367 | SLUX 0.9M 2 840 SST LGN 11C 10 | image | datasheet | deeplink | TUNGSRAM - Straightlux - 2510lm - 15.7W - 4000K - 80CRI - 93120367[SKU] - Suface mounted | 2.5 | Suface mounted | LED | 1 | 15.7 | [8 empty] | CE. UKCA | [6 empty] | 40 | 4000 | 869 x 66 x 77 |  | 220-240V |  | 10 | C | 60° | max 3 | >80 |  | 4000 | [6 empty] | 159.8726 |  |  |  | Narrow | 40 |  |  | Available |  |  | Class I | IK03 | 40 | 40 | 40 | 78 | -20 | 1 | 15.7 | White RAL9010 | 50/60Hz | Passive | LED | none | Trunking System | Straightlux | Retail; Supermarkets. Hypermarkets |  | 15 | 2510 | No sensor |  |  | 15994100088018 |  |  |  |  | 80000
93121692 | SLUX 1.7M 15 830 SST LGRA 11C 10 | image | datasheet | deeplink | TUNGSRAM - Straightlux - 14755lm - 106.7W - 3000K - 80CRI - 93121692[SKU] - Suface mounted | 5 | Suface mounted | LED | 1 | 106.7 | [8 empty] | CE. UKCA | [6 empty] | 40 | 3000 | 1739 x 66 x 77 |  | 220-240V |  | 10 | C | Retail Assymetric | max 3 | >80 |  | 3000 | [6 empty] | 138 |  |  |  | Retail Assymetric | 35 |  |  | Available |  |  | Class I | IK03 | 40 | 40 | 35 | 468 | -20 | 1 | 106.7 | White RAL9010 | 50/60Hz | Passive | LED | none | Trunking System | Straightlux | Retail; Supermarkets. Hypermarkets |  |  | 14755 | No sensor | [7 empty] | 80000
93121691 | SLUX 1.7M 15 830 SST LGRS 11C 10 | image | datasheet | deeplink | TUNGSRAM - Straightlux - 15035lm - 106.7W - 3000K - 80CRI - 93121691[SKU] - Suface mounted | 5 | Suface mounted | LED | 1 | 106.7 | [8 empty] | CE. UKCA | [6 empty] | 40 | 3000 | 1739 x 66 x 77 |  | 220-240V |  | 10 | C | Retail Symetric | max 3 | >80 |  | 3000 | [6 empty] | 141 |  |  |  | Retail Symetric | 35 |  |  | Available |  |  | Class I | IK03 | 40 | 40 | 35 | 468 | -20 | 1 | 106.7 | White RAL9010 | 50/60Hz | Passive | LED | none | Trunking System | Straightlux | Retail; Supermarkets. Hypermarkets |  | 19.3 | 15035 | No sensor | [7 empty] | 80000
93121690 | SLUX 1.7M 15 830 SST LGW 11C 10 | image | datasheet | deeplink | TUNGSRAM - Straightlux - 15070lm - 106.7W - 3000K - 80CRI - 93121690[SKU] - Suface mounted | 5 | Suface mounted | LED | 1 | 106.7 | [8 empty] | CE. UKCA | [6 empty] | 40 | 3000 | 1739 x 66 x 77 |  | 220-240V |  | 10 | C | 110° | max 3 | >80 |  | 3000 | [6 empty] | 141 |  |  |  | Wide | 35 |  |  | Available |  |  | Class I | IK03 | 40 | 40 | 35 | 468 | -20 | 1 | 106.7 | White RAL9010 | 50/60Hz | Passive | LED | none | Trunking System | Straightlux | Retail; Supermarkets. Hypermarkets |  | 19.6 | 15070 | No sensor | [7 empty] | 80000
93121689 | SLUX 1.7M 15 830 SST LGN 11C 10 | image | datasheet | deeplink | TUNGSRAM - Straightlux - 14550lm - 106.7W - 3000K - 80CRI - 93121689[SKU] - Suface mounted | 5 | Suface mounted | LED | 1 | 106.7 | [8 empty] | CE. UKCA | [6 empty] | 40 | 3000 | 1739 x 66 x 77 |  | 220-240V |  | 10 | C | 60° | max 3 | >80 |  | 3000 | [6 empty] | 136 |  |  |  | Narrow | 35 |  |  | Available |  |  | Class I | IK03 | 40 | 40 | 35 | 468 | -20 | 1 | 106.7 | White RAL9010 | 50/60Hz | Passive | LED | none | Trunking System | Straightlux | Retail; Supermarkets. Hypermarkets |  | 20.8 | 14550 | No sensor | [7 empty] | 80000
93121688 | SLUX 1.7M 10 830 SST LGRA 11C 10 | image | datasheet | deeplink | TUNGSRAM - Straightlux - 9870lm - 77W - 3000K - 80CRI - 93121688[SKU] - Suface mounted | 5 | Suface mounted | LED | 1 | 77 | [8 empty] | CE. UKCA | [6 empty] | 40 | 3000 | 1739 x 66 x 77 |  | 220-240V |  | 10 | C | Retail Assymetric | max 3 | >80 |  | 3000 | [6 empty] | 143 |  |  |  | Retail Assymetric | 35 |  |  | Available |  |  | Class I | IK03 | 40 | 40 | 35 | 344 | -20 | 1 | 77 | White RAL9010 | 50/60Hz | Passive | LED | none | Trunking System | Straightlux | Retail; Supermarkets. Hypermarkets |  |  | 9870 | No sensor | [7 empty] | 80000
93121687 | SLUX 1.7M 10 830 SST LGRS 11C 10 | image | datasheet | deeplink | TUNGSRAM - Straightlux - 10060lm - 77W - 3000K - 80CRI - 93121687[SKU] - Suface mounted | 5 | Suface mounted | LED | 1 | 77 | [8 empty] | CE. UKCA | [6 empty] | 40 | 3000 | 1739 x 66 x 77 |  | 220-240V |  | 10 | C | Retail Symetric | max 3 | >80 |  | 3000 | [6 empty] | 145 |  |  |  | Retail Symetric | 35 |  |  | Available |  |  | Class I | IK03 | 40 | 40 | 35 | 344 | -20 | 1 | 77 | White RAL9010 | 50/60Hz | Passive | LED | none | Trunking System | Straightlux | Retail; Supermarkets. Hypermarkets |  | 17.9 | 10060 | No sensor | [7 empty] | 80000
93121686 | SLUX 1.7M 10 830 SST LGW 11C 10 | image | datasheet | deeplink | TUNGSRAM - Straightlux - 10080lm - 77W - 3000K - 80CRI - 93121686[SKU] - Suface mounted | 5 | Suface mounted | LED | 1 | 77 | [8 empty] | CE. UKCA | [6 empty] | 40 | 3000 | 1739 x 66 x 77 |  | 220-240V |  | 10 | C | 110° | max 3 | >80 |  | 3000 | [6 empty] | 146 |  |  |  | Wide | 35 |  |  | Available |  |  | Class I | IK03 | 40 | 40 | 35 | 344 | -20 | 1 | 77 | White RAL9010 | 50/60Hz | Passive | LED | none | Trunking System | Straightlux | Retail; Supermarkets. Hypermarkets |  | 18.2 | 10080 | No sensor | [7 empty] | 80000
93121685 | SLUX 1.7M 10 830 SST LGN 11C 10 | image | datasheet | deeplink | TUNGSRAM - Straightlux - 9735lm - 77W - 3000K - 80CRI - 93121685[SKU] - Suface mounted | 5 | Suface mounted | LED | 1 | 77 | [8 empty] | CE. UKCA | [6 empty] | 40 | 3000 | 1739 x 66 x 77 |  | 220-240V |  | 10 | C | 60° | max 3 | >80 |  | 3000 | [6 empty] | 141 |  |  |  | Narrow | 35 |  |  | Available |  |  | Class I | IK03 | 40 | 40 | 35 | 344 | -20 | 1 | 77 | White RAL9010 | 50/60Hz | Passive | LED | none | Trunking System | Straightlux | Retail; Supermarkets. Hypermarkets |  | 19.4 | 9735 | No sensor | [7 empty] | 80000
93121684 | SLUX 1.7M 5 830 SST LGRA 11C 10 | image | datasheet | deeplink | TUNGSRAM - Straightlux - 4985lm - 38W - 3000K - 80CRI - 93121684[SKU] - Suface mounted | 5 | Suface mounted | LED | 1 | 38 | [8 empty] | CE. UKCA | [6 empty] | 40 | 3000 | 1739 x 66 x 77 |  | 220-240V |  | 10 | C | Retail Assymetric | max 3 | >80 |  | 3000 | [6 empty] | 162 |  |  |  | Retail Assymetric | 40 |  |  | Available |  |  | Class I | IK03 | 40 | 40 | 40 | 148 | -20 | 1 | 38 | White RAL9010 | 50/60Hz | Passive | LED | none | Trunking System | Straightlux | Retail; Supermarkets. Hypermarkets |  |  | 4985 | No sensor | [7 empty] | 80000
93121683 | SLUX 1.7M 5 830 SST LGRS 11C 10 | image | datasheet | deeplink | TUNGSRAM - Straightlux - 5080lm - 38W - 3000K - 80CRI - 93121683[SKU] - Suface mounted | 5 | Suface mounted | LED | 1 | 38 | [8 empty] | CE. UKCA | [6 empty] | 40 | 3000 | 1739 x 66 x 77 |  | 220-240V |  | 10 | C | Retail Symetric | max 3 | >80 |  | 3000 | [6 empty] | 165 |  |  |  | Retail Symetric | 40 |  |  | Available |  |  | Class I | IK03 | 40 | 40 | 40 | 148 | -20 | 1 | 38 | White RAL9010 | 50/60Hz | Passive | LED | none | Trunking System | Straightlux | Retail; Supermarkets. Hypermarkets |  | 15.5 | 5080 | No sensor | [7 empty] | 80000
93121682 | SLUX 1.7M 5 830 SST LGW 11C 10 | image | datasheet | deeplink | TUNGSRAM - Straightlux - 5090lm - 38W - 3000K - 80CRI - 93121682[SKU] - Suface mounted | 5 | Suface mounted | LED | 1 | 38 | [8 empty] | CE. UKCA | [6 empty] | 40 | 3000 | 1739 x 66 x 77 |  | 220-240V |  | 10 | C | 110° | max 3 | >80 |  | 3000 | [6 empty] | 165 |  |  |  | Wide | 40 |  |  | Available |  |  | Class I | IK03 | 40 | 40 | 40 | 148 | -20 | 1 | 38 | White RAL9010 | 50/60Hz | Passive | LED | none | Trunking System | Straightlux | Retail; Supermarkets. Hypermarkets |  | 15.8 | 5090 | No sensor | [7 empty] | 80000
93121681 | SLUX 1.7M 5 830 SST LGN 11C 10 | image | datasheet | deeplink | TUNGSRAM - Straightlux - 4920lm - 32W - 3000K - 80CRI - 93121681[SKU] - Suface mounted | 5 | Suface mounted | LED | 1 | 32 | [8 empty] | CE. UKCA | [6 empty] | 40 | 3000 | 1739 x 66 x 77 |  | 220-240V |  | 10 | C | 60° | max 3 | >80 |  | 3000 | [6 empty] | 160 |  |  |  | Narrow | 40 |  |  | Available |  |  | Class I | IK03 | 40 | 40 | 40 | 148 | -20 | 1 | 32 | White RAL9010 | 50/60Hz | Passive | LED | none | Trunking System | Straightlux | Retail; Supermarkets. Hypermarkets |  | 17.1 | 4920 | No sensor | [7 empty] | 80000
93121680 | SLUX 0.9M 7 830 SST LGRA 11C 10 | image | datasheet | deeplink | TUNGSRAM - Straightlux - 6945lm - 56W - 3000K - 80CRI - 93121680[SKU] - Suface mounted | 2.5 | Suface mounted | LED | 1 | 56 | [8 empty] | CE. UKCA | [6 empty] | 40 | 3000 | 869 x 66 x 77 |  | 220-240V |  | 10 | C | Retail Assymetric | max 3 | >80 |  | 3000 | [6 empty] | 130 |  |  |  | Retail Assymetric | 40 |  |  | Available |  |  | Class I | IK03 | 40 | 40 | 40 | 250 | -20 | 1 | 56 | White RAL9010 | 50/60Hz | Passive | LED | none | Trunking System | Straightlux | Retail; Supermarkets. Hypermarkets |  |  | 6945 | No sensor | [7 empty] | 80000
93121679 | SLUX 0.9M 7 830 SST LGRS 11C 10 | image | datasheet | deeplink | TUNGSRAM - Straightlux - 7080lm - 56W - 3000K - 80CRI - 93121679[SKU] - Suface mounted | 2.5 | Suface mounted | LED | 1 | 56 | [8 empty] | CE. UKCA | [6 empty] | 40 | 3000 | 869 x 66 x 77 |  | 220-240V |  | 10 | C | Retail Symetric | max 3 | >80 |  | 3000 | [6 empty] | 133 |  |  |  | Retail Symetric | 40 |  |  | Available |  |  | Class I | IK03 | 40 | 40 | 40 | 250 | -20 | 1 | 56 | White RAL9010 | 50/60Hz | Passive | LED | none | Trunking System | Straightlux | Retail; Supermarkets. Hypermarkets |  | 16.9 | 7080 | No sensor | [7 empty] | 80000
93121678 | SLUX 0.9M 7 830 SST LGW 11C 10 | image | datasheet | deeplink | TUNGSRAM - Straightlux - 7090lm - 56W - 3000K - 80CRI - 93121678[SKU] - Suface mounted | 2.5 | Suface mounted | LED | 1 | 56 | [8 empty] | CE. UKCA | [6 empty] | 40 | 3000 | 869 x 66 x 77 |  | 220-240V |  | 10 | C | 110° | max 3 | >80 |  | 3000 | [6 empty] | 133 |  |  |  | Wide | 40 |  |  | Available |  |  | Class I | IK03 | 40 | 40 | 40 | 250 | -20 | 1 | 56 | White RAL9010 | 50/60Hz | Passive | LED | none | Trunking System | Straightlux | Retail; Supermarkets. Hypermarkets |  | 17.3 | 7090 | No sensor | [7 empty] | 80000
93121677 | SLUX 0.9M 7 830 SST LGN 11C 10 | image | datasheet | deeplink | TUNGSRAM - Straightlux - 6850lm - 56W - 3000K - 80CRI - 93121677[SKU] - Suface mounted | 2.5 | Suface mounted | LED | 1 | 56 | [8 empty] | CE. UKCA | [6 empty] | 40 | 3000 | 869 x 66 x 77 |  | 220-240V |  | 10 | C | 60° | max 3 | >80 |  | 3000 | [6 empty] | 128 |  |  |  | Narrow | 40 |  |  | Available |  |  | Class I | IK03 | 40 | 40 | 40 | 250 | -20 | 1 | 56 | White RAL9010 | 50/60Hz | Passive | LED | none | Trunking System | Straightlux | Retail; Supermarkets. Hypermarkets |  | 18.5 | 6850 | No sensor | [7 empty] | 80000
93121676 | SLUX 0.9M 4 830 SST LGRA 11C 10 | image | datasheet | deeplink | TUNGSRAM - Straightlux - 3910lm - 28.3W - 3000K - 80CRI - 93121676[SKU] - Suface mounted | 2.5 | Suface mounted | LED | 1 | 28.3 | [8 empty] | CE. UKCA | [6 empty] | 40 | 3000 | 869 x 66 x 77 |  | 220-240V |  | 10 | C | Retail Assymetric | max 3 | >80 |  | 3000 | [6 empty] | 138 |  |  |  | Retail Assymetric | 40 |  |  | Available |  |  | Class I | IK03 | 40 | 40 | 40 | 130 | -20 | 1 | 28.3 | White RAL9010 | 50/60Hz | Passive | LED | none | Trunking System | Straightlux | Retail; Supermarkets. Hypermarkets |  |  | 3910 | No sensor | [7 empty] | 80000
93121665 | SLUX 0.9M 4 830 SST LGRS 11C 10 | image | datasheet | deeplink | TUNGSRAM - Straightlux - 3985lm - 28.3W - 3000K - 80CRI - 93121665[SKU] - Suface mounted | 2.5 | Suface mounted | LED | 1 | 28.3 | [8 empty] | CE. UKCA | [6 empty] | 40 | 3000 | 869 x 66 x 77 |  | 220-240V |  | 10 | C | Retail Symetric | max 3 | >80 |  | 3000 | [6 empty] | 141 |  |  |  | Retail Symetric | 40 |  |  | Available |  |  | Class I | IK03 | 40 | 40 | 40 | 130 | -20 | 1 | 28.3 | White RAL9010 | 50/60Hz | Passive | LED | none | Trunking System | Straightlux | Retail; Supermarkets. Hypermarkets |  | 14.8 | 3985 | No sensor | [7 empty] | 80000
93121664 | SLUX 0.9M 4 830 SST LGW 11C 10 | image | datasheet | deeplink | TUNGSRAM - Straightlux - 3995lm - 28.3W - 3000K - 80CRI - 93121664[SKU] - Suface mounted | 2.5 | Suface mounted | LED | 1 | 28.3 | [8 empty] | CE. UKCA | [6 empty] | 40 | 3000 | 869 x 66 x 77 |  | 220-240V |  | 10 | C | 110° | max 3 | >80 |  | 3000 | [6 empty] | 141 |  |  |  | Wide | 40 |  |  | Available |  |  | Class I | IK03 | 40 | 40 | 40 | 130 | -20 | 1 | 28.3 | White RAL9010 | 50/60Hz | Passive | LED | none | Trunking System | Straightlux | Retail; Supermarkets. Hypermarkets |  | 15.1 | 3995 | No sensor | [7 empty] | 80000
93121663 | SLUX 0.9M 4 830 SST LGN 11C 10 | image | datasheet | deeplink | TUNGSRAM - Straightlux - 3855lm - 28.3W - 3000K - 80CRI - 93121663[SKU] - Suface mounted | 2.5 | Suface mounted | LED | 1 | 28.3 | [8 empty] | CE. UKCA | [6 empty] | 40 | 3000 | 869 x 66 x 77 |  | 220-240V |  | 10 | C | 60° | max 3 | >80 |  | 3000 | [6 empty] | 136 |  |  |  | Narrow | 40 |  |  | Available |  |  | Class I | IK03 | 40 | 40 | 40 | 130 | -20 | 1 | 28.3 | White RAL9010 | 50/60Hz | Passive | LED | none | Trunking System | Straightlux | Retail; Supermarkets. Hypermarkets |  | 16.4 | 3855 | No sensor | [7 empty] | 80000
93121662 | SLUX 0.9M 2 830 SST LGRA 11C 10 | image | datasheet | deeplink | TUNGSRAM - Straightlux - 2395lm - 15.7W - 3000K - 80CRI - 93121662[SKU] - Suface mounted | 2.5 | Suface mounted | LED | 1 | 15.7 | [8 empty] | CE. UKCA | [6 empty] | 40 | 3000 | 869 x 66 x 77 |  | 220-240V |  | 10 | C | Retail Assymetric | max 3 | >80 |  | 3000 | [6 empty] | 153 |  |  |  | Retail Assymetric | 40 |  |  | Available |  |  | Class I | IK03 | 40 | 40 | 40 | 78 | -20 | 1 | 15.7 | White RAL9010 | 50/60Hz | Passive | LED | none | Trunking System | Straightlux | Retail; Supermarkets. Hypermarkets |  |  | 2395 | No sensor | [7 empty] | 80000
93121661 | SLUX 0.9M 2 830 SST LGRS 11C 10 | image | datasheet | deeplink | TUNGSRAM - Straightlux - 2440lm - 15.7W - 3000K - 80CRI - 93121661[SKU] - Suface mounted | 2.5 | Suface mounted | LED | 1 | 15.7 | [8 empty] | CE. UKCA | [6 empty] | 40 | 3000 | 869 x 66 x 77 |  | 220-240V |  | 10 | C | Retail Symetric | max 3 | >80 |  | 3000 | [6 empty] | 155 |  |  |  | Retail Symetric | 40 |  |  | Available |  |  | Class I | IK03 | 40 | 40 | 40 | 78 | -20 | 1 | 15.7 | White RAL9010 | 50/60Hz | Passive | LED | none | Trunking System | Straightlux | Retail; Supermarkets. Hypermarkets |  | 13.1 | 2440 | No sensor | [7 empty] | 80000